## Overview
Distribution Network Operator | Type | Connected | Accepted to Connect
Electricity North West Limited | Battery | 0 | 0
Northern Powergrid (Northeast) plc | Battery | 0 | 0
Northern Powergrid (Yorkshire) plc | Battery | 0 | 0
SP Distribution Ltd | Battery | 0 | 0
SP Manweb plc | Battery | 0 | 0
SCOTTISH HYDRO ELECTRIC POWER DISTRIBUTION PLC | Battery | 0 | 0
SOUTHERN ELECTRIC POWER DISTRIBUTION PLC | Battery | 0 | 0
Eastern Power Networks plc | Battery | 263.4 | 1544.202
London Power Networks plc | Battery | 0 | 0
South Eastern Power Networks plc | Battery | 138.16 | 869.68
Western Power Distribution (East Midlands) Plc | Battery | 0 | 0
Western Power Distribution (West Midlands) Plc | Battery | 0 | 0
Western Power Distribution (South Wales) Plc | Battery | 0 | 0
Western Power Distribution (South West) Plc | Battery | 0 | 0
Electricity North West Limited | Storage - Electrochemical (Batteries) | 152.4 | 1798.117
Northern Powergrid (Northeast) plc | Storage - Electrochemical (Batteries) | 52.905 | 1003.049
Northern Powergrid (Yorkshire) plc | Storage - Electrochemical (Batteries) | 121 | 828.19
SP Distribution Ltd | Storage - Electrochemical (Batteries) | 40 | 553
SP Manweb plc | Storage - Electrochemical (Batteries) | 60 | 222.9
SCOTTISH HYDRO ELECTRIC POWER DISTRIBUTION PLC | Storage - Electrochemical (Batteries) | 0 | 1617.45
SOUTHERN ELECTRIC POWER DISTRIBUTION PLC | Storage - Electrochemical (Batteries) | 20 | 1884.221
Eastern Power Networks plc | Storage - Electrochemical (Batteries) | 0 | 598.6
London Power Networks plc | Storage - Electrochemical (Batteries) | 0 | 0
South Eastern Power Networks plc | Storage - Electrochemical (Batteries) | 0 | 0
Western Power Distribution (East Midlands) Plc | Storage - Electrochemical (Batteries) | 79.4 | 1433.332
Western Power Distribution (West Midlands) Plc | Storage - Electrochemical (Batteries) | 95.14 | 3936.845
Western Power Distribution (South Wales) Plc | Storage - Electrochemical (Batteries) | 0 | 218.6
Western Power Distribution (South West) Plc | Storage - Electrochemical (Batteries) | 89.27 | 1167.095
Total MW |  | 1111.675 | 17675.281
Transmission Operator | Type | Built
SHET | Energy Storage System | 0
NGET | Energy Storage System | 353
SPT | Energy Storage System | 0
OFTO | Energy Storage System | 0
Total MW |  | 353
SHET | Energy Storage System; PV Array (Photo Voltaic/solar) | 0
NGET | Energy Storage System; PV Array (Photo Voltaic/solar) | 0
SPT | Energy Storage System; PV Array (Photo Voltaic/solar) | 0
OFTO | Energy Storage System; PV Array (Photo Voltaic/solar) | 0
Total MW |  | 0
Synopsis
Connected Battery Storage projects (MW) | 1464.675
Accepted to Connect Battery Storage projects (MW) | 17675.281
Engine (combustion / reciprocating)
Other
Storage - Electrochemical (Batteries)
Onshore wind turbines
Photovoltaic
Offshore wind turbines
Gas turbine (OCGT)
Steam turbine (thermal power plant)
Storage - Other
Hydro - Run of river
Interconnector
Data not available
CHP
0
Other
Hydro - Reservoir (not pumped)
Tidal stream devices
Storage - Mechanical - Pumped Hydro
Steam-gas turbine (CCGT)
Wave devices
HYDRO - OTHER
GEOTHERMAL POWER PLANT
HYDRO POWER SYSTEM
Battery
Storage - Electrical
Wind Onshore
CCGT (Combined Cycle Gas Turbine)
Wind Offshore
OCGT (Open Cycle Gas Turbine)
Coal
Hybrid
Energy Storage System
Energy Storage System; PV Array (Photo Voltaic/solar)
Hydro
Reactive Compensation
Energy Storage System; Reactive Compensation
CHP (Combined Heat and Power)
PV Array (Photo Voltaic/solar)
Energy Storage System; Wind Onshore
Energy Storage System; Wind Offshore
Thermal
Biomass
Gas Reciprocating
Pump Storage
Nuclear
CCGT (Combined Cycle Gas Turbine); Energy Storage System; OCGT (Open Cycle Gas Turbine)
Energy Storage System; PV Array (Photo Voltaic/solar); Wind Onshore
Tidal
Oil & AGT (Advanced Gas Turbine)
Waste
Energy Storage System; Gas Reciprocating
Built
Consents Approved
Scoping
0
Awaiting Consents
Under Construction/Commissioning

## Master_ECR
Export MPAN / MSID | Import MPAN / MSID | Customer Name | Customer Site | Address Line 1 | Address Line 2 | Town/ City | County | Postcode | Country | Location (X-coordinate): Eastings (where data is held) | Location (y-coordinate): Northings (where data is held) | Grid Supply Point | Bulk Supply Point | Primary | Point of Connection (POC) Voltage (kV) | Licence Area | Energy Source 1 | Energy Conversion Technology 1 | CHP Cogeneration (Yes/No) | Storage Capacity 1 (MWh) | Storage Duration 1 (Hours) | Energy Source & Energy Conversion Technology 1 - Registered Capacity (MW) | Energy Source 2 | Energy Conversion Technology 2 | CHP Cogeneration 2 (Yes/No) | Storage Capacity 2 (MWh) | Storage Duration 2 (Hours) | Energy Source & Energy Conversion Technology 2 - Registered Capacity (MW) | Energy Source 3 | Energy Conversion Technology 3 | CHP Cogeneration 3 (Yes/No) | Storage Capacity 3 (MWh) | Storage Duration 3 (Hours) | Energy Source & Energy Conversion Technology 3 - Registered Capacity (MW) | Flexible Connection (Yes/No) | Connection Status | Already connected Registered Capacity (MW) | Maximum Export Capacity (MW) | Maximum Export Capacity (MVA) | Maximum Import Capacity (MW) | Maximum Import Capacity (MVA) | Date Connected | Accepted to Connect Registered Capacity (MW) | Change to Maximum Export Capacity (MW) | Change to Maximum Export Capacity (MVA) | Change to Maximum Import Capacity (MW) | Change to Maximum Import Capacity (MVA) | Date Accepted | Target Energisation Date | Distribution Service Provider (Y/N) | Transmission Service Provider (Y/N) | Reference | In a Connection Queue (Y/N) | Distribution Reinforcement Reference | Transmission Reinforcement Reference | Last Updated
Data Not Available | Data Not Available | STOR 146 LTD | Park Farm (Park Hall) | Preesall Park | Stalmine | Wyre | Lancashire | FY6 0PQ | England | 337773 | 446666 | Penwortham West GSP / Stanah GSP GROUP | Thornton | - | 33 | Electricity North West Limited | Fossil - Oil | Engine (combustion / reciprocating) | No |  |  | 20 | [12 empty] | No | Accepted to Connect | - | - | - | - | - | - | 21.0526 | 20 | 21.0526 | 0 | 0 | 2016-08-08 | 2023-03-01 | No | No |  | To Be Confirmed |  |  | 2021-10-14
Data Not Available | Data Not Available | Vital Energy Utilities Ltd | Energy Centre | Lower Mosley Street | Manchester | Manchester | Manchester | M2 3GX | England | 383600 | 397600 | Bredbury GSP | Longsight | - | 33 | Electricity North West Limited | Other | Other | Yes |  |  | 5.4 | [12 empty] | No | Connected | 5.6842 | 5.4 | 5.6842 | 0 | 0 | 2020-11-13 | [7 empty] | No | No |  |  |  |  | 2021-12-06
Data Not Available | Data Not Available | STOR 127 Ltd | Ditchers 2 STOR | Ditchers Lane | Ditchers Lane | Westhoughton | Bolton | BL5 3XX | England | 364605 | 406848 | Washway Farm GSP / Kirkby GSP GROUP | Wigan | - | 33 | Electricity North West Limited | Fossil - Gas | Engine (combustion / reciprocating) | No |  |  | 20 | [12 empty] | No | Accepted to Connect | - | - | - | - | - | - | 21.0526 | 20 | 21.0526 | 0 | 0 | 2017-12-19 | 2023-03-01 | No | No |  | To Be Confirmed |  |  | 2021-10-14
Data Not Available | Data Not Available | Energi Generation 8 Ltd | Huntroyde | Old Hey Farm | Whalley Road | Padiham | Lancashire | BB12 7HL | England | 378200 | 433729 | Padiham GSP | Huncoat | - | 132 | Electricity North West Limited | Stored Energy (all stored energy irrespective of the original energy source) | Storage - Electrochemical (Batteries) | No |  |  | 99 | [12 empty] | No | Accepted to Connect | - | - | - | - | - | - | 99.9 | 99.9 | 99.9 | 99.9 | 99.9 | 2021-11-10 | To Be Confirmed | No | To Be Confirmed |  | No |  |  | 2021-12-06
Data Not Available | Data Not Available | Diodes Zetex Semiconductors Limited | Zetex CHP+BESS Facility | Lansdowne Road | Chadderton | Oldham | Greater Manchester | OL9 9LL | England | 390833 | 404910 | Whitegate GSP | Greenhill | Greenhill | 6.6 | Electricity North West Limited | Fossil - Gas | Engine (combustion / reciprocating) | To Be Confirmed |  |  | 2 | [12 empty] | No | Accepted to Connect | - | - | - | - | - | - | 5.2632 | 0 | 0 | 5.225 | 5.5 | 2019-12-30 | 2023-03-01 | No | No |  | To Be Confirmed |  |  | 2021-12-06
Data Not Available | Data Not Available | Agren Power and Energy Ltd | Yew Tree Dairy | 1 Pit Hey Place | West Pimbo | Skelmersdale | Lancashire | WN8 9PS | England | 349517 | 404174 | Washway Farm GSP / Kirkby GSP GROUP | Skelmersdale | Pimbo | 11 | Electricity North West Limited | Other | Other | Yes |  |  | 2 | [12 empty] | No | Accepted to Connect | - | - | - | - | - | - | 2.48 | 0.95 | 1 | 3.8 | 4 | 2016-11-02 | To Be Confirmed | No | No |  | To Be Confirmed |  |  | 2021-12-06
Data Not Available | Data Not Available | ENER-G Combined Power Ltd | Wythenshawe Hospital | Southmoor Road | Wythenshawe | Manchester | Greater Manchester | M23 9LT | England | 380598 | 388039 | Carrington ENWL SGTs 1B 2B 4 7 | Sale | Baguley | 11 | Electricity North West Limited | Fossil - Gas | Engine (combustion / reciprocating) | Yes |  |  | 2.026 | [12 empty] | No | Accepted to Connect | - | - | - | - | - | - | 2.026 | 0 | 0 | 4.75 | 5 | 2018-03-01 | To Be Confirmed | No | No |  | To Be Confirmed |  |  | 2021-12-06
Data Not Available | Data Not Available | NHS | Wythenshawe Hospital | Southmoor Road | Wythenshawe | Manchester | Greater Manchester | M23 9LT | England | 380500 | 388000 | Carrington ENWL SGTs 1B 2B 4 7 | Sale | Baguley | 11 | Electricity North West Limited | Fossil - Oil | Engine (combustion / reciprocating) | No |  |  | 1.25 | [12 empty] | No | Accepted to Connect | - | - | - | - | - | - | 1.3158 | 1.25 | 1.3158 | 0 | 0 | 2019-06-05 | 2023-03-01 | No | No |  | To Be Confirmed |  |  | 2021-12-06
1640000391146 | 1640000391137 | Arevon Energy | Wythegill Wind Farm | Maryport Road | Siddick | Workington | Cumbria | CA14 1NW | England | 300286 | 531828 | Harker ENWL SGTs 1 2 3A 4 / Hutton GSP GROUP | Stainburn & Siddick | Stainburn | 11 | Electricity North West Limited | Wind | Onshore wind turbines | No |  |  | 2.3 | [12 empty] | No | Connected | 2.3 | 2.185 | 2.3 | 0.019 | 0.02 | 2014-05-01 | [7 empty] | No | No |  |  |  |  | 2021-12-06
Data Not Available | Data Not Available | Oldham Council | Wrigley Head |  | Failsworth | Manchester | Greater Manchester | M35 9BR | England | 389901 | 402108 | Whitegate GSP | Chadderton | Hollinwood | 6.6 | Electricity North West Limited | Solar | Photovoltaic | No |  |  | 1.5 | [12 empty] | No | Accepted to Connect | - | - | - | - | - | - | 1.5789 | 1.5 | 1.5789 | 0 | 0 | 2020-03-30 | 2023-03-01 | No | No |  | To Be Confirmed |  |  | 2021-12-06
1640000605252 | 1640000605243 | Wreay Solar Limited | Wreay Solar |  | Southwaite | Carlisle | Cumbria | CA4 0PY | England | 342238 | 547393 | Harker ENWL SGTs 1 2 3A 4 / Hutton GSP GROUP | Carlisle | - | 33 | Electricity North West Limited | Solar | Photovoltaic | No |  |  | 4.975 | [12 empty] | No | Connected | 4.975 | 4.161 | 4.38 | 0.095 | 0.1 | 2017-03-14 | [7 empty] | No | No |  |  |  |  | 2021-12-06
1620000370490 | 1620000177624 | Phil Pearson | Woodhouse Nurseries | Fields Farm, Green Lane |  | Alderley Edge | Cheshire | SK9 7UW | England | 383333 | 377433 | South Manchester GSP | Moss Nook | Alderley & Chelford | 11 | Electricity North West Limited | Fossil - Gas | Engine (combustion / reciprocating) | No |  |  | 3.4 | [12 empty] | No | Connected | 3.4 | 3.135 | 3.3 | 0.76 | 0.8 | 2013-08-01 | [7 empty] | No | Yes |  |  |  |  | 2021-12-06
Data Not Available | 1620001266889 | Sodexo Limited | Withington Community Hospital | Nell Lane |  | Manchester | Greater Manchester | M20 2LR | England | 383690 | 392169 | South Manchester GSP | West Didsbury | West Didsbury | 6.6 | Electricity North West Limited | Fossil - Gas | Engine (combustion / reciprocating) | No |  |  | 1 | [12 empty] | No | Connected | 1 | Data not Applicable | Data not Applicable | 0.4275 | 0.45 | 2003-03-15 | [7 empty] | No | No |  |  |  |  | 2021-12-06
1620000549525 | 1620000549516 | NFPA LTD | Winscales Windfarm | East Town End Farm | Winscales | Workington | Cumbria | CA14 4JG | England |  | 526364 | Harker ENWL SGTs 1 2 3A 4 / Hutton GSP GROUP | Stainburn & Siddick | Leyland National | 11 | Electricity North West Limited | Wind | Onshore wind turbines | No |  |  | 1.98 | [12 empty] | No | Connected | 1.98 | 1.805 | 1.9 | 0.038 | 0.04 | 1999-12-21 | [7 empty] | No | No |  |  |  |  | 2021-12-06
1630000799845 | 1630000799836 | Winscales Moor Windfarm Limited | Winscales Moor Wind Farm |  | Winscales | Workington | Cumbria | CA14 4JG | England | 303187 | 526896 | Harker ENWL SGTs 1 2 3A 4 / Hutton GSP GROUP | Stainburn & Siddick | - | 33 | Electricity North West Limited | Wind | Onshore wind turbines | No |  |  | 5.95 | [12 empty] | No | Connected | 5.95 | 5.6525 | 5.95 | 0.057 | 0.06 | 2009-05-01 | [7 empty] | No | No |  |  |  |  | 2021-12-06
1620001638567 | 1620001638558 | Dan Robinson | Winscales 2 Wind Farm |  | Winscales | Workington | Cumbria | CA14 4JG | England | 303220 | 527629 | Harker ENWL SGTs 1 2 3A 4 / Hutton GSP GROUP | Stainburn & Siddick | - | 33 | Electricity North West Limited | Wind | Onshore wind turbines | No |  |  | 6.8 | [12 empty] | No | Connected | 6.8 | 6.84 | 7.2 | 0.038 | 0.04 | 2004-11-04 | [7 empty] | No | No |  |  |  |  | 2021-12-06
Data Not Available | Data Not Available | Conrad Energy | Wigan Flexible Gas | Westwood Way |  | Wigan | Greater Manchester | WN3 4HH | England | 358413 | 404681 | Washway Farm GSP / Kirkby GSP GROUP | Wigan | Green St T12 & T13 | 6.6 | Electricity North West Limited | Fossil - Gas | Engine (combustion / reciprocating) | No |  |  | 10.12 | [12 empty] | No | Accepted to Connect | - | - | - | - | - | - | 10.6526 | 10.12 | 10.6526 | 0 | 0 | 2020-08-17 | 2023-03-31 | No | No |  | To Be Confirmed |  |  | 2021-12-06
1640000527871 | 1600000138214 | United Utilities Water Ltd | Wigan ETW | Deans Lane | Lathom | Ormskirk | Lancashire | L40 4BL | England | 347953 | 411166 | Washway Farm GSP / Kirkby GSP GROUP | Skelmersdale | Skelmersdale | 11 | Electricity North West Limited | Solar | Photovoltaic | No |  |  | 1.6 | Fossil - Oil | Engine (combustion / reciprocating) |  |  |  | 1.52 | [6 empty] | No | Connected | 3.12 | 2.66 | 2.8 | 3.6128 | 3.803 | 2016-01-01 | [7 empty] | No | No |  |  |  |  | 2021-12-06
Data Not Available | Data Not Available | AMP Energy Services Ltd | Whitworth Power | Withworth Street |  | Manchester | Greater Manchester | M11 NE | England | Data Not Available | Data Not Available | Stalybridge GSP | Stuart St | Bradford | 6.6 | Electricity North West Limited | Fossil - Coal gas | Engine (combustion / reciprocating) | No |  |  | 2.5 | [12 empty] | No | Accepted to Connect | - | - | - | - | - | - | 4 | 3.8 | 4 | 0.095 | 0.1 | 2018-12-10 | To Be Confirmed | No | No |  | To Be Confirmed |  |  | 2021-12-06
1630000351909 | 1630000351884 | Viridor Waste Management Limited | Whitehead Landfill Site | East Lancashire Road, Astley | Tyldesley | Manchester | Greater Manchester | M29 7HX | England | 371504 | 400892 | Kearsley Local 33 GSP | - | Hill Top T13 | 11 | Electricity North West Limited | Biofuel - Landfill gas | Engine (combustion / reciprocating) | No |  |  | 2 | [12 empty] | No | Connected | 2 | 1.9 | 2 | 0.095 | 0.1 | 2007-10-01 | [7 empty] | No | No |  |  |  |  | 2021-12-06
1630000351875 | 1630000351271 | Viridor Waste Management Limited | Whitehead Landfill Site | East Lancashire Road, Astley | Tyldesley | Manchester | Greater Manchester | M29 7HX | England | 371505 | 400885 | Kearsley Local 33 GSP | - | Hill Top T11 & T12 | 11 | Electricity North West Limited | Biofuel - Landfill gas | Engine (combustion / reciprocating) | No |  |  | 3.3 | [12 empty] | No | Connected | 3.3 | 3.135 | 3.3 | 0.2375 | 0.25 | 2006-06-01 | [7 empty] | No | No |  |  |  |  | 2021-12-06
Data Not Available | Data Not Available | STOR 148 Ltd | Whitebirk | Whitebirk Road |  | Blackburn | Lancashire | BB1 3HY | England | 370487 | 430184 | Penwortham East GSP / Rochdale SGT 1 GROUP | Blackburn | - | 33 | Electricity North West Limited | Fossil - Oil | Engine (combustion / reciprocating) | No |  |  | 20 | [12 empty] | No | Accepted to Connect | - | - | - | - | - | - | 21.0526 | 20 | 21.0526 | 0 | 0 | 2016-10-07 | 2023-03-01 | No | No |  | To Be Confirmed |  |  | 2021-12-06
1640000197828 | 1640000197819 | Claire Lankester | Whinney Hill 2 | Whinney Hill Road | Whinney Hill Road | Accrington | Lancashire | BB5 5EN | England | 376407 | 430214 | Padiham GSP | Huncoat | Strawberry Bank | 6.6 | Electricity North West Limited | Biofuel - Landfill gas | Engine (combustion / reciprocating) | No |  |  | 2 | [12 empty] | No | Connected | 2 | 1.9 | 2 | 0.1425 | 0.15 | 2012-02-01 | [7 empty] | No | No |  |  |  |  | 2021-12-06
1630000215630 | 1630000215620 | Data Not Available | Wharrels Hill Wind Farm |  |  | Wigton | Cumbria | CA7 2JP | England | 317315 | 537849 | Harker ENWL SGTs 1 2 3A 4 / Hutton GSP GROUP | Stainburn & Siddick | - | 33 | Electricity North West Limited | Wind | Onshore wind turbines | No |  |  | 10.4 | [12 empty] | No | Connected | 10.4 | 9.88 | 10.4 | 0.038 | 0.04 | 2006-10-01 | [7 empty] | No | No |  |  |  |  | 2021-12-06
Data Not Available | Data Not Available | Power Initiatives | Whalley New Road | Data Not Available | Data Not Available | Data Not Available | Data Not Available | Data Not Available | England | Data Not Available | Data Not Available | Penwortham East GSP / Rochdale SGT 1 GROUP | Blackburn | Clarendon Rd | 11 | Electricity North West Limited | Fossil - Gas | Engine (combustion / reciprocating) | No |  |  | 7 | [12 empty] | No | Accepted to Connect | - | - | - | - | - | - | 7.3684 | 7 | 7.3684 | 0 | 0 | 2019-11-12 | 2023-03-01 | No | No |  | To Be Confirmed |  |  | 2021-12-06
1640000295394 | 1640000295385 | Begl 4 Limited | Westnewton Wind Farm |  |  | Wigton | Cumbria | CA7 3PF | England | 313725 | 543106 | Harker ENWL SGTs 1 2 3A 4 / Hutton GSP GROUP | Carlisle | - | 33 | Electricity North West Limited | Wind | Onshore wind turbines | No |  |  | 7.05 | [12 empty] | No | Connected | 7.05 | 7.2675 | 7.65 | 0.095 | 0.1 | 2013-12-01 | [7 empty] | No | No |  |  |  |  | 2021-12-06
1640000531308 | 1640000531292 | Westfield Farm Solar Park Limited | Westfield Solar Farm | Garstand Bypass | Garstand Bypass | Preston | Lancashire | PR3 0PU | England | 349355 | 441980 | Penwortham East GSP / Rochdale SGT 1 GROUP | Ribble | Catterall Waterworks | 6.6 | Electricity North West Limited | Solar | Photovoltaic | No |  |  | 4 | [12 empty] | No | Connected | 4 | 3.8 | 4 | 0.038 | 0.04 | 2015-12-01 | [7 empty] | No | No |  |  |  |  | 2021-12-06
1620000631871 | 1600000160317 | Springfield Environmental Limited | West Quarry | Appley Lane North | Appley Lane North | Wigan | Greater Manchester | WN6 9AE | England | 352297 | 409491 | Penwortham West GSP / Stanah GSP GROUP | Wrightington | Standish | 11 | Electricity North West Limited | Biofuel - Landfill gas | Engine (combustion / reciprocating) | No |  |  | 4.5 | [12 empty] | No | Connected | 4.5 | 4.275 | 4.5 | 0.038 | 0.04 | 2002-04-01 | [7 empty] | No | No |  |  |  |  | 2021-12-06
Data Not Available | 1600000142610 | North Cumbria University Nhs Trust | West Cumberland Hospital | Homewood | Homewood | Whitehaven | Cumbria | CA28 8JG | England | 298950 | 516106 | Harker ENWL SGTs 1 2 3A 4 / Hutton GSP GROUP | Egremont | Hensingham | 11 | Electricity North West Limited | Fossil - Oil | Engine (combustion / reciprocating) | No |  |  | 3.6 | Biofuel - Other | Engine (combustion / reciprocating) |  |  |  | 0.35625 | [6 empty] | No | Connected | 3.9562 | Data not Applicable | Data not Applicable | 1.615 | 1.7 | 2014-10-01 | [7 empty] | No | No |  |  |  |  | 2021-12-06
Data Not Available | Data Not Available | Power Initiatives Ltd | Welkin Road | Welkin Road | Welkin Road | Stockport | South Manchester | SK6 2BH | England | 391084 | 391056 | Bredbury GSP | Vernon park |  | 33 | Electricity North West Limited | Stored Energy (all stored energy irrespective of the original energy source) | Storage - Electrochemical (Batteries) | No |  | 1 | 20 | [12 empty] | No | Accepted to Connect | - | - | - | - | - | - | 21.0526 | 20 | 21.0526 | 0 | 0 | 2019-04-18 | 2023-03-01 | No | No |  | To Be Confirmed |  |  | 2021-12-06
Data Not Available | Data Not Available | Welkin Mill Power Limited | Welkin Mill | Welkin Mill | Welkin Mill | Stockport | South Manchester | SK6 2BH | England | 391057 | 391230 | Bredbury GSP | - | - | 132 | Electricity North West Limited | Stored Energy (all stored energy irrespective of the original energy source) | Storage - Electrochemical (Batteries) | No |  | 1 | 50 | [12 empty] | No | Accepted to Connect | - | - | - | - | - | - | 52.6316 | 50 | 52.6316 | 47.5 | 50 | 2018-01-10 | 2023-03-01 | No | No |  | To Be Confirmed |  |  | 2021-12-06
Data Not Available | Data Not Available | S4N Coryton Ltd | Weddicar Solar Farm 31MW Non-Firm | Weddicar Solar Farm | Weddicar Solar Farm | Egremont | Cumbria | CA26 3TF | England | 302381 | 517795 | Harker ENWL SGTs 1 2 3A 4 / Hutton GSP GROUP | Egremont | - | 33 | Electricity North West Limited | Solar | Photovoltaic | No |  |  | 31 | [12 empty] | No | Accepted to Connect | - | - | - | - | - | - | 32.6316 | 31 | 32.6316 | 0 | 0 | 2018-06-11 | 2027-01-01 | No | No |  | To Be Confirmed |  | TR-01 | 2021-12-06
Data Not Available | Data Not Available | STOR 119 Ltd | Waterswallows STOR | Waterswallows Road | Waterswallows Road | Buxton | Derbyshire | SK17 7HS | England | 407847 | 376102 | Stalybridge GSP | Buxton | - | 33 | Electricity North West Limited | Fossil - Oil | Engine (combustion / reciprocating) | No |  |  | 20 | [12 empty] | No | Accepted to Connect | - | - | - | - | - | - | 21.0526 | 20 | 21.0526 | 0 | 0 | 2016-07-04 | 2023-03-01 | No | No |  | To Be Confirmed |  |  | 2021-12-06
Data Not Available | Data Not Available | Peak Power Connections Ltd | Waterswallows 2 | Waterswallows Road | Waterswallows Road | Buxton | Derbyshire | SK17 7JP | England | 407901 | 376156 | Stalybridge GSP | Buxton | - | 33 | Electricity North West Limited | Fossil - Oil | Engine (combustion / reciprocating) | No |  |  | 20 | [12 empty] | No | Accepted to Connect | - | - | - | - | - | - | 21.0526 | 20 | 21.0526 | 0 | 0 | 2016-07-12 | 2023-03-01 | No | No |  | To Be Confirmed |  |  | 2021-12-06
1640000527862 | 1600000142336 | United Utilities Water Ltd | Watchgate Water Treatement Works |  |  | Kendal | Cumbria | LA8 9LQ | England | 353017 | 498143 | Harker ENWL SGTs 1 2 3A 4 / Hutton GSP GROUP | Kendal (Parkside Rd) | Mintsfeet | 11 | Electricity North West Limited | Biofuel - Landfill gas | Engine (combustion / reciprocating) | No |  |  | 1.8 | [12 empty] | No | Connected | 1.8 | 0.1748 | 0.184 | 1.6729 | 1.761 | 2014-01-01 | [7 empty] | No | No |  |  |  |  | 2021-12-06
1640000519728 | 1600000176734 | United Utilities Water Ltd | Waste Water Treatment Works | Jameson Road | Jameson Road | Fleetwood | Lancashire | FY7 8TW | England | 332997 | 446064 | Penwortham West GSP / Stanah GSP GROUP | Thornton | - | 33 | Electricity North West Limited | Solar | Photovoltaic | No |  |  | 1.3 | [12 empty] | No | Connected | 1.3 | 1.254 | 1.32 | 4.37 | 4.6 | 2014-08-01 | [7 empty] | No | No |  |  |  |  | 2021-12-06
WAL2_T2 | WAL2_T2 | Data Not Available | Walney 2 Offshore Wind Farm | [5 empty] | England | 300433 | 461966 | Penwortham West GSP / Stanah GSP GROUP | - | - | 132 | Electricity North West Limited | Wind | Offshore wind turbines | No |  |  | 183 | [12 empty] | No | Connected | 183 | 183 | 192.6316 | 0 | 0 | 2011-08-22 | [7 empty] | No | No |  |  |  |  | 2021-12-06
1640000582288 | 1600000141485 | United Utilities | UU Clifton Marsh WWTW | Preston WWTW | Clifton Marsh, Lytham Road | Preston | Lancashire | PR4 0XE | England | 346081 | 428516 | Penwortham West GSP / Stanah GSP GROUP | Peel | Hall Cross | 6.6 | Electricity North West Limited | Stored Energy (all stored energy irrespective of the original energy source) | Storage - Electrochemical (Batteries) | No |  |  | 1.89 | [12 empty] | No | Accepted to Connect | - | - | - | - | - | - | 1.9895 | 1.89 | 1.9895 | 1.7955 | 1.89 | 2020-01-21 | 2023-03-01 | No | No |  | To Be Confirmed |  |  | 2021-12-06
1640000424350 | 1640000145021 | Lancaster University | LANCASTER UNIVERSITY SOLAR PARK | University House | University House | Lancaster | Lancashire | LA1 4YW | England | 348528 | 457448 | Heysham GSP | Lancaster | Burrow Beck | 11 | Electricity North West Limited | Solar | Photovoltaic | No |  |  | 11 | [12 empty] | No | Accepted to Connect | [6 empty] | 8.5 | 11 | 0 | 8.5 | 0 | 2020-12-02 | To Be Confirmed | No | No |  | To Be Confirmed |  |  | 2021-12-06
1640000640293 | 1640000640284 | Tgc Emerald Limited | Unit F | Prestige House, Cornford Road | Prestige House, Cornford Road | Blackpool | Lancashire | FY4 4QQ | England | 333542 | 433772 | Penwortham West GSP / Stanah GSP GROUP | Peel | Mereside | 6.6 | Electricity North West Limited | Fossil - Gas | Engine (combustion / reciprocating) | No |  |  | 6 | [12 empty] | No | Connected | 6 | 5.757 | 6.06 | 0.2375 | 0.25 | 2018-05-01 | [7 empty] | No | Yes |  |  |  |  | 2021-12-06
1640000647155 | 1640000647164 | Tgc Emerald Limited | Unit A | Broadway Industrial Estate | Broadway Industrial Estate | Hyde | Cheshire | SK14 4QF | England | 393898 | 396455 | Stalybridge GSP | Hyde | Dukinfield | 6.6 | Electricity North West Limited | Fossil - Gas | Engine (combustion / reciprocating) | No |  |  | 6 | [12 empty] | No | Connected | 6 | 5.7 | 6 | 0.2375 | 0.25 | 2018-11-01 | [7 empty] | No | Yes |  |  |  |  | 2021-12-06
Data Not Available | Data Not Available | Henry Lowthian TBNovated | Unit 5 Cowper Road Penrith | Eden Business Park, Gillwilly In Est | Eden Business Park, Gillwilly In Est | Penrith | Cumbria | CA11 9PF | England | 351335 | 537114 | Harker ENWL SGTs 1 2 3A 4 / Hutton GSP GROUP | Penrith & Shap | - | 33 | Electricity North West Limited | Stored Energy (all stored energy irrespective of the original energy source) | Storage - Electrochemical (Batteries) | No |  |  | 20 | [12 empty] | No | Accepted to Connect | - | - | - | - | - | - | 21.0526 | 20 | 21.0526 | 0 | 0 | 2014-06-23 | 2027-01-01 | No | No |  | To Be Confirmed |  | TR-02 | 2021-12-06
1640000640220 | 1640000640210 | Tgc Emerald Limited | Unit 1B | Newhouse Road | Newhouse Road | Accrington | Lancashire | BB5 6NT | England | 376758 | 430314 | Padiham GSP | Huncoat | Strawberry Bank | 6.6 | Electricity North West Limited | Fossil - Gas | Engine (combustion / reciprocating) | No |  |  | 6 | [12 empty] | No | Connected | 6 | 5.757 | 6.06 | 0.2375 | 0.25 | 2018-06-01 | [7 empty] | No | Yes |  |  |  |  | 2021-12-06
1640000640248 | 1640000640239 | Tgc Emerald Limited | Unit 19 | Lowther Road | Lowther Road | Workington | Cumbria | CA14 2TQ | England | 299390 | 528340 | Harker ENWL SGTs 1 2 3A 4 / Hutton GSP GROUP | Stainburn & Siddick | Annie Pit | 11 | Electricity North West Limited | Fossil - Gas | Engine (combustion / reciprocating) | No |  |  | 6 | [12 empty] | No | Connected | 6 | 5.757 | 6.06 | 0.2375 | 0.25 | 2018-07-01 | [7 empty] | No | Yes |  |  |  |  | 2021-12-06
Data Not Available | Data Not Available | Shaw Energi Ltd | Unit 1 Junction Lane | Sankey Valley Industrial Estate | Newton-le-Willows | Warrington | Cheshire | WA12 8DN | England | 357483 | 394691 | SPEN - Out of Area | Golborne | Newton Le Willows | 11 | Electricity North West Limited | Stored Energy (all stored energy irrespective of the original energy source) | Storage - Electrochemical (Batteries) | No |  |  | 5 | [12 empty] | No | Accepted to Connect | - | - | - | - | - | - | 5.2632 | 2.85 | 3 | 2.85 | 3 | 2017-04-28 | To Be Confirmed | No | Yes |  | To Be Confirmed |  |  | 2021-12-06
1640000667189 | 1640000667170 | Alkane Energy Cm Limited | Unit 1 | Star Lane | Star Lane | Bolton | Greater Manchester | BL6 5HR | England | 362681 | 411130 | Kearsley 132 GSP | Westhoughton | Crown Lane | 11 | Electricity North West Limited | Fossil - Gas | Engine (combustion / reciprocating) | No |  |  | 6 | [12 empty] | No | Connected | 6 | 5.7 | 6 | 0.095 | 0.1 | 2017-12-01 | [7 empty] | No | No |  |  |  |  | 2021-12-06
Data Not Available | Data Not Available | Smith Brothers Contractors | Union STOR | Union Street | Pendlebury | Salford | Greater Manchester | M27 4HL | England | 381206 | 409988 | Kearsley 132 GSP | Agecroft | Swinton | 11 | Electricity North West Limited | Fossil - Coal gas | Engine (combustion / reciprocating) | No |  |  | 7 | [12 empty] | No | Accepted to Connect | - | - | - | - | - | - | 7 | 6.65 | 7 | 0.2375 | 0.25 | 2019-03-20 | To Be Confirmed | No | No |  | To Be Confirmed |  |  | 2021-12-06
1620000893987 | 1620000893978 | Infinis Energy Services Limited | Ulnes Walton Landfill | Cocker Bar Lane | Cocker Bar Lane | Preston | Lancashire | PR26 9JA | England | 349653 | 420163 | Penwortham West GSP / Stanah GSP GROUP | Leyland | Moss Side (Leyland) & Seven Stars | 11 | Electricity North West Limited | Biofuel - Landfill gas | Engine (combustion / reciprocating) | No |  |  | 1 | [12 empty] | No | Connected | 1 | 0.95 | 1 | 0.038 | 0.04 | 1999-11-01 | [7 empty] | No | No |  |  |  |  | 2021-12-06
Data Not Available | 1600000131645 | British Telecommunications Plc | Turret House Ate | St. Stephen Street | St. Stephen Street | Salford | Greater Manchester | M3 6AY | England | 382957 | 398619 | Kearsley 132 GSP | Frederick Rd | Blackfriars | 6.6 | Electricity North West Limited | Fossil - Oil | Engine (combustion / reciprocating) | No |  |  | 1.035 | [12 empty] | No | Connected | 1.035 | Data not Applicable | Data not Applicable | 0.97375 | 1.025 | 2000-06-29 | [7 empty] | No | No |  |  |  |  | 2021-12-06
1640000565510 | 1640000565501 | Solar Fields UK | Tunstead Stor 2 | Waterswallows Road | Waterswallows Road | High Peak | Derbyshire | SK17 8TG | England | 408170 | 375094 | Stalybridge GSP | Buxton | - | 33 | Electricity North West Limited | Fossil - Oil | Engine (combustion / reciprocating) | No |  |  | 14 | [12 empty] | No | Connected | 14 | 13.3 | 14 | 0.475 | 0.5 | 2016-11-01 | [7 empty] | No | No |  |  |  |  | 2021-12-06
1640000565487 | 1640000565478 | Buxton Power Ltd | Tunstead Stor 1 | Waterswallows Road | Waterswallows Road | High Peak | Derbyshire | SK17 8TG | England | 408087 | 375044 | Stalybridge GSP | Buxton | - | 33 | Electricity North West Limited | Fossil - Oil | Engine (combustion / reciprocating) | No |  |  | 16 | [12 empty] | No | Connected | 16 | 15.2 | 16 | 0.475 | 0.5 | 2017-01-14 | [7 empty] | No | No |  |  |  |  | 2021-12-06
1640000527533 | 1640000527524 | Todderstaffe Solar Limited | Todderstaff Hall Solar Farm | Fairfield Road | Fairfield Road | Poulton-Le-Fylde | Lancashire | FY6 8LF | England | 337046 | 435945 | Penwortham West GSP / Stanah GSP GROUP | Bispham | Poulton | 6.6 | Electricity North West Limited | Solar | Photovoltaic | No |  |  | 3.312 | [12 empty] | No | Connected | 3.312 | 3.211 | 3.38 | 0.0475 | 0.05 | 2017-03-14 | [7 empty] | No | No |  |  |  |  | 2021-12-06
1640000520811 | 1640000520802 | Solar Power Inc UK Services Limited | Thompson House Farm | Pepper Lane | Pepper Lane | Wigan | Greater Manchester | WN6 0PP | England | 354826 | 411443 | Penwortham West GSP / Stanah GSP GROUP | Wrightington | Standish | 11 | Electricity North West Limited | Solar | Photovoltaic | No |  |  | 3.93 | [12 empty] | No | Connected | 3.93 | 4.75 | 5 | 0.095 | 0.1 | 2016-03-01 | [7 empty] | No | No |  |  |  |  | 2021-12-06
1640000667755 | 1650000015602 | Ifm Bolton Limited | The Royal Bolton Hospital | Minerva Road | Minerva Road | Bolton | Greater Manchester | BL4 0JR | England | 371693 | 406409 | Kearsley Local 33 GSP | - | Campbell St | 6.6 | Electricity North West Limited | Fossil - Gas | Engine (combustion / reciprocating) | No |  |  | 1.2 | Fossil - Gas | Engine (combustion / reciprocating) |  |  |  | 0.15865 | [6 empty] | No | Connected | 1.3586 | 1.045 | 1.1 | 2.85 | 3 | 2017-11-01 | [7 empty] | No | No |  |  |  |  | 2021-12-06
Data Not Available | 1600000155308 | United Dairy Farmers Limited | The Creamery | Mint Cottage | Mint Cottage | Kendal | Cumbria | LA9 6NS | England | 352071 | 494428 | Harker ENWL SGTs 1 2 3A 4 / Hutton GSP GROUP | Kendal (Parkside Rd) | Mintsfeet | 11 | Electricity North West Limited | Fossil - Gas | Engine (combustion / reciprocating) | No |  |  | 1 | [12 empty] | No | Connected | 1 | Data not Applicable | Data not Applicable | 0.9975 | 1.05 | 2009-07-01 | [7 empty] | No | No |  |  |  |  | 2021-12-06
1640000729436 | 1640000004960 | United Utilities Water Ltd | Terminal Pumping Station | Howick Row | Howick Row | Preston | Lancashire | PR1 0NT | England | 350363 | 429016 | Penwortham East GSP / Rochdale SGT 1 GROUP | Ribble | Holme Rd | 11 | Electricity North West Limited | Fossil - Oil | Engine (combustion / reciprocating) | No |  |  | 2 | [12 empty] | No | Connected | 2 | 1.9 | 2 | 1.425 | 1.5 | 2017-07-01 | [7 empty] | No | No |  |  |  |  | 2021-12-06
Data Not Available | Data Not Available | Power Star | Teledata UK Ltd | Delta House | Wavell Road, Wythenshawe | Manchester | Greater Manchester | M22 5QZ | England | 382896 | 386953 | South Manchester GSP | Moss Nook | Woodhouse Park | 11 | Electricity North West Limited | Stored Energy (all stored energy irrespective of the original energy source) | Storage - Electrochemical (Batteries) | No |  |  | 0.5 | [12 empty] | No | Accepted to Connect | - | - | - | - | - | - | 2 | 0.38 | 0.4 | 1.9 | 2 | 2019-04-30 | To Be Confirmed | No | No |  | To Be Confirmed |  |  | 2021-12-06
Data Not Available | Data Not Available | Alkane Energy UK Ltd | Taylor Road | Trafford |  | Manchester | Greater Manchester | M41 7SW | England | 377083 | 397220 | Carrington ENWL SGTs 1B 2B 4 7 | Barton | To be Confirmed | 11 | Electricity North West Limited | Fossil - Coal gas | Engine (combustion / reciprocating) | No |  |  | 16 | [12 empty] | No | Accepted to Connect | - | - | - | - | - | - | 19.848 | 15.2 | 16 | 0.475 | 0.5 | 2016-10-05 | To Be Confirmed | No | No |  | To Be Confirmed |  |  | 2021-12-06
Data Not Available | Data Not Available | ENWL Construction & Maintenance Ltd | Tata, Shapfell Limestone Quarries | Little Strickland | Little Strickland | Eden | Cumbria | CA10 3QG | England | 357556 | 513478 | Harker ENWL SGTs 1 2 3A 4 / Hutton GSP GROUP | - | - | 132 | Electricity North West Limited | Fossil - Gas | Engine (combustion / reciprocating) | No |  |  | 0.5035 | [12 empty] | No | Accepted to Connect | - | - | - | - | - | - | 45.6 | 48 | 48 | 0.525 | 0.525 | 2020-07-28 | 2027-01-01 | No | No |  | To Be Confirmed |  |  | 2021-12-06
Data Not Available | 1600000137201 | Tameside & Glossop Acute Services NHS Trust | Tameside General Hospital | Fountain Street | Fountain Street | Ashton-Under-Lyne | Lancashire | OL6 9RW | England | 395314 | 399504 | Stalybridge GSP | Hartshead-Heyrod | Hurst | 6.6 | Electricity North West Limited | Fossil - Gas | Engine (combustion / reciprocating) | No |  |  | 0.625 | Fossil - Oil | Engine (combustion / reciprocating) |  |  |  | 0.59375 | [6 empty] | No | Connected | 1.2188 | Data not Applicable | Data not Applicable | 2.85 | 3 | 2008-12-01 | [7 empty] | No | Yes |  |  |  |  | 2021-12-06
1640000264155 | 1640000264146 | RES Group | Tallentire Wind Farm | Hill Farm | Hill Farm | Cockermouth | Cumbria | CA13 0PY | England | 313613 | 536544 | Harker ENWL SGTs 1 2 3A 4 / Hutton GSP GROUP | Stainburn & Siddick | - | 33 | Electricity North West Limited | Wind | Onshore wind turbines | No |  |  | 12 | [12 empty] | No | Connected | 12 | 12.0004 | 12.632 | 0.6346 | 0.668 | 2012-11-01 | [7 empty] | No | No |  |  |  |  | 2021-12-06
Data Not Available | Data Not Available | TGC Renewables | Sweetmore Anacrome | Widow Hill Road |  | Burnley | Lancashire | BB10 2BD | England | 385567 | 434507 | Rochdale SGTs 2 3 4 | Burnley | Burnley | 6.6 | Electricity North West Limited | Fossil - Gas | Engine (combustion / reciprocating) | No |  |  | 6 | [12 empty] | No | Accepted to Connect | - | - | - | - | - | - | 6 | 5.7 | 6 | To Be Confirmed | To Be Confirmed | 2017-12-06 | To Be Confirmed | No | No |  | To Be Confirmed |  |  | 2021-12-06
1640000565654 | 1640000565645 | UK Power Reserve Stock Lane | Stock Lane Stor | Stock Lane | Stock Lane | Oldham | Greater Manchester | OL9 9EY | England | 390648 | 405144 | Whitegate GSP | Royton | - | 33 | Electricity North West Limited | Fossil - Gas | Engine (combustion / reciprocating) | No |  |  | 20 | [12 empty] | No | Connected | 20 | 19 | 20 | 0.475 | 0.5 | 2017-07-14 | [7 empty] | No | No |  |  |  |  | 2021-12-06
Data Not Available | 1640000171420 | Stockport NHS Trust | Stepping Hill Hospital | Poplar Grove | Poplar Grove | Stockport | Greater Manchester | SK2 7JE | England | 391395 | 387323 | Bredbury GSP | Hazel Grove | Green Lane (Hazel Grove) | 6.6 | Electricity North West Limited | Fossil - Gas | Engine (combustion / reciprocating) | Yes |  |  | 2.475 | [12 empty] | No | Connected | 2.475 | Data not Applicable | Data not Applicable | 2.66 | 2.8 | 2006-06-01 | [7 empty] | No | No |  |  |  |  | 2021-12-06
Data Not Available | Data Not Available | Amber Energy Storage XL Limited | SteelPoint BESS | Staveley Industrial Estate | Staveley Raod | Skelmersdale | Lancashire | WN8 8DZ | England | 347283 | 407152 | Washway Farm GSP / Kirkby GSP GROUP | Skelmersdale | - | 33 | Electricity North West Limited | Stored Energy (all stored energy irrespective of the original energy source) | Storage - Electrochemical (Batteries) | No |  |  | 49.9 | [12 empty] | No | Accepted to Connect | - | - | - | - | - | - | 52.5263 | 49.9 | 52.5263 | 47.405 | 49.9 | 2016-07-07 | To Be Confirmed | No | No |  | To Be Confirmed |  |  | 2021-12-06
Data Not Available | Data Not Available | EcoDev Group Ltd | Staveleys Eggs Solar & Battery Storage Plant | Coppull Moor Farm, 244 Preston Rd | Coppull Moor Farm, 244 Preston Rd | Preston | Lancashire | PR7 5EB | England | 355461 | 413273 | Penwortham West GSP / Stanah GSP GROUP | Wrightington | - | 33 | Electricity North West Limited | Solar | Photovoltaic | No |  |  | 19 | Stored Energy (all stored energy irrespectve of the original energy source) | Storage - Electrochemical (Batteries) |  |  |  | 18 | [6 empty] | No | Accepted to Connect | - | - | - | - | - | - | 20 | 19 | 20 | 19 | 20 | 2020-10-07 | 2023-03-01 | No | No |  | To Be Confirmed |  |  | 2021-12-06
1640000796813 | 1640000796804 | My Power UK | Stanley Way Generation | Stanley Way | Stanley Way | Skelmersdale | Lancashire | WN8 8EA | England | 347226 | 407533 | Washway Farm GSP / Kirkby GSP GROUP | Skelmersdale | Skelmersdale | 33 | Electricity North West Limited | Fossil - Gas | Engine (combustion / reciprocating) | No |  |  | 20.28 | [12 empty] | No | Connected | 20.28 | 19.9994 | 21.052 | 0.475 | 0.5 | 2018-12-01 | [7 empty] | No | No |  |  |  |  | 2021-12-06
1640000281026 | 1640000281017 | Fylde Fresh And Fabulous Limited | Stanley Villa Farm | Back Lane | Back Lane | Preston | Lancashire | PR4 3HN | England | 339738 | 435429 | Penwortham West GSP / Stanah GSP GROUP | Peel | Hall Cross | 6.6 | Electricity North West Limited | Biofuel - Landfill gas | Engine (combustion / reciprocating) | No |  |  | 1.2 | [12 empty] | No | Connected | 1.2 | 0.475 | 0.5 | 0.3952 | 0.416 | 2013-02-01 | [7 empty] | No | No |  |  |  |  | 2021-12-06
1640000541741 | 1640000541732 | Staining Wood Solar Limited | Staining Wood Pv Solar Park | Staining Wood, Preston New Road | Staining Wood, Preston New Road | Preston | Lancashire | PR4 3PH | England | 336922 | 432136 | Penwortham West GSP / Stanah GSP GROUP | Peel | - | 33 | Electricity North West Limited | Solar | Photovoltaic | No |  |  | 4.5 | [12 empty] | No | Connected | 4.5 | 4.275 | 4.5 | 0.0494 | 0.052 | 2016-03-01 | [7 empty] | No | No |  |  |  |  | 2021-12-06
Data Not Available | 1600000137841 | Springfields Fuels Limited | Springfield Works |  |  | Preston | Lancashire | PR4 0XJ | England | 347045 | 431383 | Penwortham West GSP / Stanah GSP GROUP | Peel | - | 33 | Electricity North West Limited | Fossil - Gas | Gas turbine (OCGT) | No |  |  | 13 | [12 empty] | No | Connected | 13 | Data not Applicable | Data not Applicable | 9.5 | 10 | 2000-09-07 | [7 empty] | No | No |  |  |  |  | 2021-12-06
1640000082277 | 1640000002305 | James Hall And Company Ltd | Spar Distribution Centre | Bowland View | Bowland View | Preston | Lancashire | PR2 5QT | England | 357343 | 432976 | Penwortham East GSP / Rochdale SGT 1 GROUP | Preston East | Ribbleton | 6.6 | Electricity North West Limited | Fossil - Oil | Engine (combustion / reciprocating) | No |  |  | 2.992 | [12 empty] | No | Connected | 2.992 | 2.8424 | 2.992 | 1.71 | 1.8 | 2012-12-01 | [7 empty] | No | No |  |  |  |  | 2021-12-06
1640000501970 | 1640000501961 | Sowerby Lodge Limited | Sowery Lodge Solar Farm | Bank Lane | Bank Lane | Barrow-In-Furness | Cumbria | LA14 4QY | England | 319232 | 472405 | Harker ENWL SGTs 1 2 3A 4 / Hutton GSP GROUP | Barrow & Sandgate | Bowaters | 11 | Electricity North West Limited | Solar | Photovoltaic | No |  |  | 4 | [12 empty] | No | Connected | 4 | 3.8 | 4 | 0.0475 | 0.05 | 2015-12-01 | [7 empty] | No | No |  |  |  |  | 2021-12-06
Data Not Available | Data Not Available | Sowerby Lodge Limited | Sowerby Lodge Farm 2. Barrow | Bank Lane |  | Barrow in Furness | Cumbria | LA14 4QY | England | 319192 | 472757 | Harker ENWL SGTs 1 2 3A 4 / Hutton GSP GROUP | Barrow & Sandgate | Barrow | 11 | Electricity North West Limited | Solar | Photovoltaic | No |  |  | 5 | [12 empty] | No | Accepted to Connect | - | - | - | - | - | - | 5 | 4.75 | 5 | To Be Confirmed | To Be Confirmed | 2015-11-09 | To Be Confirmed | No | No |  | To Be Confirmed |  |  | 2021-12-06
Data Not Available | Data Not Available | eco NRG Storage Ltd | Southlink Business Park | Hamilton Street |  | Oldham | Greater Manchester | OL4 1DE | England | 392893 | 404647 | Whitegate GSP | Greenhill | Greenhill | 6.6 | Electricity North West Limited | Stored Energy (all stored energy irrespective of the original energy source) | Storage - Electrochemical (Batteries) | No |  |  | 6 | [12 empty] | No | Accepted to Connect | - | - | - | - | - | - | 6.3158 | 5.7 | 6 | 5.7 | 6 | 2017-11-12 | To Be Confirmed | No | No |  | To Be Confirmed |  |  | 2021-12-06
Data Not Available | Data Not Available | Balance Projects Ltd | Sough Road, Darwen | Sough Road |  | Darwen | Lancashire | BB3 2TS | England | 369925 | 421420 | Rochdale SGTs 2 3 4 | Lower Darwen | India St | 6.6 | Electricity North West Limited | Fossil - Gas | Engine (combustion / reciprocating) | No |  |  | 7 | [12 empty] | No | Accepted to Connect | - | - | - | - | - | - | 7 | 6.65 | 7 | To Be Confirmed | To Be Confirmed | 2019-06-01 | To Be Confirmed | No | No |  | To Be Confirmed |  |  | 2021-12-06
Data Not Available | Data Not Available | Electricity North West (Construction & Maintenance) Ltd | Slack Lane, Westhoughton | Slack Lane | Slack Lane | Bolton | Greater Manchester | BL5 3QH | England | 365700 | 407094 | Kearsley 132 GSP | Westhoughton | - | 33 | Electricity North West Limited | Stored Energy (all stored energy irrespective of the original energy source) | Storage - Electrochemical (Batteries) | No |  |  | 15 | [12 empty] | No | Accepted to Connect | - | - | - | - | - | - | 15.7895 | 15 | 15.7895 | 14.25 | 15 | 2018-08-10 | 2023-03-01 | No | No |  | To Be Confirmed |  |  | 2021-12-06
1640000785193 | 1640000785184 | Mercia Power Response (Graphite Way) Ltd | Site 3 | Graphite Way | Graphite Way | Glossop | Derbyshire | SK13 1QH | England | 401511 | 396617 | Stalybridge GSP | Hyde | Hattersley | 11 | Electricity North West Limited | Fossil - Gas | Engine (combustion / reciprocating) | No |  |  | 6.06 | [12 empty] | No | Connected | 6.06 | 5.7 | 6 | 0.1425 | 0.15 | 2018-12-01 | [7 empty] | No | Yes |  |  |  |  | 2021-12-06
1640000785175 | 1640000785166 | Westfield Sm Limited | Site 2 | Graphite Way | Graphite Way | Glossop | Derbyshire | SK13 1QH | England | 401476 | 396567 | Stalybridge GSP | Hyde | Hadfield | 11 | Electricity North West Limited | Fossil - Gas | Engine (combustion / reciprocating) | No |  |  | 6.06 | [12 empty] | No | Connected | 6.06 | 5.7 | 6 | 0.1425 | 0.15 | 2018-11-01 | [7 empty] | No | No |  |  |  |  | 2021-12-06
1620001393355 | 1620001393346 | Biffa Waste Services Limited | Silver Lane 5 | Silver Lane | Silver Lane | Warrington | Cheshire | WA3 6BY | England | 365779 | 393177 | SPEN - Out of Area | Risley | Risley | 11 | Electricity North West Limited | Biofuel - Landfill gas | Engine (combustion / reciprocating) | No |  |  | 2 | [12 empty] | No | Connected | 2 | 1.9 | 2 | 0.1425 | 0.15 | 2012-11-01 | [7 empty] | No | No |  |  |  |  | 2021-12-06
1620001102930 | 1620001102912 | Astra Zeneca UK Ltd | Silk Road Business Park | Charter Way | Charter Way | Macclesfield | Cheshire | SK10 2NA | England | 392720 | 375009 | Macclesfield 33 GSP | - | - | 33 | Electricity North West Limited | Fossil - Gas | Engine (combustion / reciprocating) | No |  |  | 31.375 | [12 empty] | No | Connected | 31.375 | 21.85 | 23 | 17.1 | 18 | 1975-01-01 | [7 empty] | No | No |  |  |  |  | 2021-12-06
1620000139521 | 1600000177640 | Curlew Power Limited | Siddick Wind Farm | Siddick Road | Siddick Road | Workington | Cumbria | CA14 1JU | England | 300154 | 531493 | Harker ENWL SGTs 1 2 3A 4 / Hutton GSP GROUP | Stainburn & Siddick | Siddick | 11 | Electricity North West Limited | Wind | Onshore wind turbines | No |  |  | 4.2 | [12 empty] | No | Connected | 4.2 | 3.99 | 4.2 | 0.038 | 0.04 | 1997-04-01 | [7 empty] | No | No |  |  |  |  | 2021-12-06
1640000541175 | 1640000541166 | Shuttleworth Solar Limited | Shuttleworth Hall | Burnley Road | Burnley Road | Clitheroe | Lancashire | BB7 4LL | England | 383206 | 447886 | Padiham GSP | Nelson | - | 33 | Electricity North West Limited | Solar | Photovoltaic | No |  |  | 5.4 | [12 empty] | No | Connected | 5.4 | 4.75 | 5 | 0.095 | 0.1 | 2016-03-01 | [7 empty] | No | No |  |  |  |  | 2021-12-06
1640000625045 | 1640000625036 | Wrea Green Solar Limited | Shepherds Farm Pv | Moss Side Lane | Moss Side Lane | Lytham St. Annes | Lancashire | FY8 4LY | England | 338821 | 431270 | Penwortham West GSP / Stanah GSP GROUP | Peel | - | 33 | Electricity North West Limited | Solar | Photovoltaic | No |  |  | 4.973 | [12 empty] | No | Connected | 4.973 | 4.275 | 4.5 | 0.095 | 0.1 | 2017-03-14 | [7 empty] | No | No |  |  |  |  | 2021-12-06
Data Not Available | Data Not Available | Suncredit | Shaw House Farm | Rookwood | Clitheroe Road | Whalley | Lancashire | BB7 9AD | England | 373154 | 437291 | Padiham GSP | Padiham | Private Substation | 11 | Electricity North West Limited | Stored Energy (all stored energy irrespective of the original energy source) | Storage - Electrochemical (Batteries) | No |  |  | 4 | [12 empty] | No | Accepted to Connect | - | - | - | - | - | - | 4 | 3.8 | 4 | To Be Confirmed | To Be Confirmed | 2017-07-22 | To Be Confirmed | No | No |  | To Be Confirmed |  |  | 2021-12-06
1640000539760 | 1600000140988 | United Utilities Water Ltd | Sewages Works | Roch Valley Way | Roch Valley Way | Rochdale | Greater Manchester | OL11 4QH | England | 388199 | 412499 | Rochdale SGTs 2 3 4 | Rochdale Central | Rochdale Central | 6.6 | Electricity North West Limited | Solar | Photovoltaic | No |  |  | 2.1 | [12 empty] | No | Connected | 2.1 | 2.09 | 2.2 | 1.0507 | 1.106 | 2016-05-31 | [7 empty] | No | No |  |  |  |  | 2021-12-06
1630000474683 | 1630000474610 | Scout Moor Windfarm | Scout Moor Wind Farm | Croston Close Road | Croston Close Road | Bury | Greater Manchester | BL9 6TB | England | 383331 | 417964 | Rochdale SGTs 2 3 4 | Private Substation | - | 33 | Electricity North West Limited | Wind | Onshore wind turbines | No |  |  | 65 | [12 empty] | No | Connected | 65 | 61.75 | 65 | 0.2375 | 0.25 | 2008-04-01 | [7 empty] | No | No |  |  |  |  | 2021-12-06
Data Not Available | Data Not Available | University of Manchester | Schuster Building, Uni of Manchester | (U.o.M Building Ref 086AA) | Brunswick Street | Manchester | Greater Manchester | M13 9PL | England | 384615 | 396824 | Bredbury GSP | Longsight | Manchester University | 6.6 | Electricity North West Limited | Fossil - Gas | Engine (combustion / reciprocating) | No |  |  | 2 | [12 empty] | No | Accepted to Connect | - | - | - | - | - | - | 2.1053 | 2 | 2.1053 | 0 | 0 | 2020-01-31 | 2023-03-01 | No | No |  | To Be Confirmed |  |  | 2021-12-06
1620000584584 | 1600000142600 | United Utilities Water Ltd | Schola Green Sps |  |  | Morecambe | Lancashire | LA4 4NA | England | 343596 | 463651 | Heysham GSP | Lancaster | Broadway | 6.6 | Electricity North West Limited | Fossil - Oil | Engine (combustion / reciprocating) | No |  |  | 2.8 | [12 empty] | No | Connected | 2.8 | 1.33 | 1.4 | 1.4905 | 1.569 | 2000-09-27 | [7 empty] | No | No |  |  |  |  | 2021-12-06
1620001301629 | 1600000177125 | Cuadrilla Resources Limited | Saswick House Farm | Roseacre Road | Roseacre Road | Preston | Lancashire | PR4 3XD | England | 342287 | 436957 | Penwortham East GSP / Rochdale SGT 1 GROUP | Ribble | Moorside | 6.6 | Electricity North West Limited | Fossil - Gas | Engine (combustion / reciprocating) | No |  |  | 1.25 | [12 empty] | No | Connected | 1.25 | 0.95 | 1 | 0.038 | 0.04 | 2000-12-15 | [7 empty] | No | No |  |  |  |  | 2021-12-06
Data Not Available | Data Not Available | STOR 104 Ltd | Sandy Lane | Sandy Lane | Sandy Lane | Dukinfield | Cheshire | SK16 5PL | England | 394923 | 398385 | Stalybridge GSP | Hartshead-Heyrod | - | 33 | Electricity North West Limited | Fossil - Oil | Engine (combustion / reciprocating) | No |  |  | 20 | [12 empty] | No | Accepted to Connect | - | - | - | - | - | - | 21.0526 | 20 | 21.0526 | 0 | 0 | 2016-10-14 | 2023-03-01 | No | No |  | To Be Confirmed |  |  | 2021-12-06
Data Not Available | Data Not Available | Lightsource Renewable Development L | Samlesbury Brewery | Cuerdale Lane | Cuerdale Lane | Preston | Lancashire | PR5 0XD | England | 359422 | 429656 | Penwortham West GSP / Stanah GSP GROUP | Leyland | Higher Walton | 11 | Electricity North West Limited | Solar | Photovoltaic | No |  |  | 3.8 | [12 empty] | No | Accepted to Connect | - | - | - | - | - | - | 3.8 | 3.61 | 3.8 | To Be Confirmed | To Be Confirmed | 2019-07-12 | To Be Confirmed | No | No |  | To Be Confirmed |  |  | 2021-12-06
1620000981659 | 1600000134200 | Ab Inbev UK Limited | Samlesbury Brewery | Cuerdale Lane | Cuerdale Lane | Preston | Lancashire | PR5 0XD | England | 359421 | 429656 | Penwortham West GSP / Stanah GSP GROUP | Leyland | Higher Walton | 11 | Electricity North West Limited | Fossil - Oil | Engine (combustion / reciprocating) | No |  |  | 2.8 | [12 empty] | No | Connected | 2.8 | 3.61 | 3.8 | 6.175 | 6.5 | 2000-06-29 | [7 empty] | No | No |  |  |  |  | 2021-12-06
Data Not Available | 1600000138311 | BAE Systems (Operations) Ltd | Samlesbury Aerodome | Myerscough Road | Myerscough Road | Blackburn | Lancashire | BB2 7LF | England | 362431 | 431621 | Penwortham East GSP / Rochdale SGT 1 GROUP | Preston East | Preston East | 11 | Electricity North West Limited | Solar | Photovoltaic | No |  |  | 2 | Fossil - Gas | Engine (combustion / reciprocating) |  |  |  | 0.475 | Wind | Onshore wind turbines |  |  |  | 7 | No | Connected | 9.475 | Data not Applicable | Data not Applicable | 17.1 | 18 | 2014-10-01 | [7 empty] | No | No |  |  |  |  | 2021-12-06
1620001272864 | 1620001272855 | Viridis Energy (Norgen) Limited | Salt Ayre Landfill 3 | Salt Ayre Lane | Salt Ayre Lane | Lancaster | Lancashire | LA1 5JS | England | 345636 | 462499 | Heysham GSP | Lancaster | Broadway | 6.6 | Electricity North West Limited | Biofuel - Landfill gas | Engine (combustion / reciprocating) | No |  |  | 1.15 | [12 empty] | No | Connected | 1.15 | 0.95 | 1 | 0.038 | 0.04 | 2008-09-01 | [7 empty] | No | No |  |  |  |  | 2021-12-06
1620000276859 | 1620000279344 | Viridis Energy (Norgen) Limited | Salt Ayre Landfill 2 | Salt Ayre Lane | Salt Ayre Lane | Lancaster | Lancashire | LA1 5JS | England | 345754 | 462416 | Heysham GSP | Lancaster | Westgate | 6.6 | Electricity North West Limited | Biofuel - Landfill gas | Engine (combustion / reciprocating) | No |  |  | 1 | [12 empty] | No | Connected | 1 | 0.95 | 1 | 0.038 | 0.04 | 2000-11-17 | [7 empty] | No | No |  |  |  |  | 2021-12-06
1630000016808 | 1630000016792 | Viridis Energy (Norgen) Limited | Salt Ayre Landfill | Ovangle Road | Ovangle Road | Lancaster | Lancashire | LA1 5JR | England | 345722 | 462405 | Heysham GSP | Lancaster | Lancaster | 11 | Electricity North West Limited | Biofuel - Landfill gas | Engine (combustion / reciprocating) | No |  |  | 1.15 | [12 empty] | No | Connected | 1.15 | 1.0925 | 1.15 | 0.038 | 0.04 | 2008-09-01 | [7 empty] | No | No |  |  |  |  | 2021-12-06
1620000787480 | 1640000178212 | Natural Power Limited | Salt Ayre Landfill | Ovangle Road | Ovangle Road | Lancaster | Lancashire | LA1 5JS | England | 346055 | 462430 | Heysham GSP | Lancaster | Lancaster | 11 | Electricity North West Limited | Biofuel - Landfill gas | Engine (combustion / reciprocating) | No |  |  | 1 | [12 empty] | No | Connected | 1 | 0.95 | 1 | 0.038 | 0.04 | 2007-09-01 | [7 empty] | No | No |  |  |  |  | 2021-12-06
Data Not Available | Data Not Available | STOR 129 Ltd | Salford 2 STOR | Salford Road | Salford Road | Bolton | Greater Manchester | BL5 1BL | England | 369146 | 405750 | Kearsley Local 33 GSP | - | - | 33 | Electricity North West Limited | Fossil - Gas | Engine (combustion / reciprocating) | No |  |  | 20 | [12 empty] | No | Accepted to Connect | - | - | - | - | - | - | 21.0526 | 20 | 21.0526 | 0 | 0 | 2017-03-13 | 2023-03-01 | No | No |  | To Be Confirmed |  |  | 2021-12-06
1650000010000 | 1620000425954 | RPC Blackburn | RPC Containers | Haslingden Road |  | Blackburn | Lancashire | BB1 2PX | England | 370365 | 426156 | Penwortham East GSP / Rochdale SGT 1 GROUP | Lower Darwen | Roman Rd | 11 | Electricity North West Limited | Fossil - Gas | Engine (combustion / reciprocating) | No |  |  | 2 | [12 empty] | No | Accepted to Connect | - | - | - | - | - | - | 2.1053 | 2 | 2.1053 | 0 | 0 | 2019-08-06 | 2023-03-01 | No | No |  | To Be Confirmed |  |  | 2021-12-06
1620000401420 | 1620000418247 | Combined Landfill Projects | Rowley Landfill Site | Queens Park Road | Queens Park Road | Burnley | Lancashire | BB10 3LB | England | 385076 | 433450 | Rochdale SGTs 2 3 4 | Burnley | Heasandford | 6.6 | Electricity North West Limited | Biofuel - Landfill gas | Engine (combustion / reciprocating) | No |  |  | 2.065 | [12 empty] | No | Connected | 2.065 | 1.9 | 2 | 0.038 | 0.04 | 2007-04-01 | [7 empty] | No | No |  |  |  |  | 2021-12-06
1620001147300 | 1620001147295 | Clp Envirogas Limited | Rowley Iii Landfill Site | Queens Park Road | Queens Park Road | Burnley | Lancashire | BB10 3LB | England | 385156 | 433296 | Rochdale SGTs 2 3 4 | Burnley | Heasandford | 6.6 | Electricity North West Limited | Biofuel - Landfill gas | Engine (combustion / reciprocating) | No |  |  | 1.03 | [12 empty] | No | Connected | 1.03 | 0.9785 | 1.03 | 0.038 | 0.04 | 2013-05-01 | [7 empty] | No | No |  |  |  |  | 2021-12-06
E_ROOSB-1 | E_ROOSB-1 | Centrica Energy | Roosecote Bess |  |  | Barrow-In-Furness | Cumbria | LA13 0PQ | England | 322270 | 468494 | Harker ENWL SGTs 1 2 3A 4 / Hutton GSP GROUP | - | - | 132 | Electricity North West Limited | Stored Energy (all stored energy irrespective of the original energy source) | Storage - Electrochemical (Batteries) | No |  | 0.5 | 50 | [12 empty] | No | Connected | 50 | 47.5 | 50 | 47.5 | 50 | 2018-09-01 | [7 empty] | No | No |  |  |  |  | 2021-12-06
1640000141045 | 1600000137762 | Preston Board & Packaging Ltd | Romiley Board Mill | Oakwood Road | Oakwood Road | Stockport | Greater Manchester | SK6 4DZ | England | 394529 | 390448 | Bredbury GSP | Vernon Park | Romiley | 11 | Electricity North West Limited | Fossil - Gas | Engine (combustion / reciprocating) | No |  |  | 1.664 | [12 empty] | No | Connected | 1.664 | 1.33 | 1.4 | 2.09 | 2.2 | 2011-10-01 | [7 empty] | No | No |  |  |  |  | 2021-12-06
RRIGEMAE | RRIGEMAE | Transmission Capital | Robin Rigg West Windfarm | High Seaton | High Seaton | Workington | Cumbria | CA14 1LN | England | 294637 | 545745 | Harker ENWL SGTs 1 2 3A 4 / Hutton GSP GROUP | - | - | 132 | Electricity North West Limited | Wind | Offshore wind turbines | No |  |  | 94.05 | [12 empty] | No | Connected | 94.05 | 89.3475 | 94.05 | 94.05 | 99 | 2009-09-01 | [7 empty] | No | No |  |  |  |  | 2021-12-06
Data Not Available | 1630000575841 | Transmission Capital | Robin Rigg East Windfarm | High Seaton | High Seaton | Workington | Cumbria | CA14 1LN | England | 294637 | 545745 | Harker ENWL SGTs 1 2 3A 4 / Hutton GSP GROUP | - | - | 132 | Electricity North West Limited | Wind | Offshore wind turbines | No |  |  | 94.05 | [12 empty] | No | Connected | 94.05 | 94.05 | 99 | 1.425 | 1.5 | 2009-09-01 | [7 empty] | No | No |  |  |  |  | 2021-12-06
1640000472939 | 1640000472920 | Kinetica 868 Ltd | Roanhead Solar Farm | Lots Road | Lots Road | Askam-In-Furness | Cumbria | LA16 7DF | England | 321533 | 476725 | Harker ENWL SGTs 1 2 3A 4 / Hutton GSP GROUP | Ulverston | Askam & Dalton | 11 | Electricity North West Limited | Solar | Photovoltaic | No |  |  | 6.5 | [12 empty] | No | Connected | 6.5 | 6.175 | 6.5 | 0.0475 | 0.05 | 2015-03-01 | [7 empty] | No | No |  |  |  |  | 2021-12-06
Data Not Available | Data Not Available | Innova Capital Limited | Roanhead Farm | Roanhead Farm | Roanhead Farm | Barrow in Furness | Lancashire | LA14 4QL | England | 320589 | 475650 | Harker ENWL SGTs 1 2 3A 4 / Hutton GSP GROUP | - | - | 132 | Electricity North West Limited | Solar | Photovoltaic | No |  |  | 1.9 | [12 empty] | No | Accepted to Connect | - | - | - | - | - | - | 47.405 | 49.9 | 49.9 | 2 | 2 | 2020-07-30 | 2027-01-01 | No | No |  | To Be Confirmed |  |  | 2021-12-06
1620001070447 | 1620000280688 | Biffa Waste Services Limited | Rixton Old Hall | Manchester Road | Manchester Road | Warrington | Cheshire | WA3 6EW | England | 368056 | 389225 | Carrington ENWL SGTs 1B 2B 4 7 | Carrington BSP | Irlam | 6.6 | Electricity North West Limited | Biofuel - Landfill gas | Engine (combustion / reciprocating) | No |  |  | 1.03 | [12 empty] | No | Connected | 1.03 | 1.9 | 2 | 0.076 | 0.08 | 2004-07-01 | [7 empty] | No | No |  |  |  |  | 2021-12-06
1630000848322 | 1630000848313 | Infinis Energy Services Limited | Rigby Houghton Landfill | Chorley Road | Chorley Road | Wigan | Greater Manchester | WN1 2XJ | England | 358334 | 412119 | Penwortham West GSP / Stanah GSP GROUP | Wrightington | Standish | 11 | Electricity North West Limited | Biofuel - Landfill gas | Engine (combustion / reciprocating) | No |  |  | 4 | [12 empty] | No | Connected | 4 | 4.047 | 4.26 | 0.19 | 0.2 | 2009-12-10 | [7 empty] | No | No |  |  |  |  | 2021-12-06
1640000905109 | 1640000905093 | Conrad (Redscar) Ltd | Redscar Business Park | Longridge Road | Ribbleton | Preston | Lancashire | PR2 5NQ | England | 357689 | 431983 | Penwortham East GSP / Rochdale SGT 1 GROUP | Preston East | Preston East | 33 | Electricity North West Limited | Fossil - Gas | Engine (combustion / reciprocating) | No |  | 1 | 42.105 | [12 empty] | No | Connected | 42.105 | 38 | 40 | 0.2375 | 0.25 | 2020-03-19 | [7 empty] | No | No |  |  |  |  | 2021-12-06
1640000892763 | 1640000892754 | Hc Ess4 Limited | Red Scar (Gresham House) | Redscar Business Park | Redscar Business Park | Preston | Lancashire | PR2 5NJ | England | 357536 | 432407 | Penwortham East GSP / Rochdale SGT 1 GROUP | Preston East | - | 33 | Electricity North West Limited | Stored Energy (all stored energy irrespective of the original energy source) | Storage - Electrochemical (Batteries) | No |  | 1 | 49 | [12 empty] | No | Connected | 49 | 46.55 | 49 | 46.55 | 49 | 2019-12-09 | [7 empty] | No | Yes |  |  |  |  | 2021-12-06
1640000478035 | 1640000478026 | Reaps Moss Limited | Reaps Moss Wind Farm | Limersgate, Bacup Road | Limersgate, Bacup Road | Todmorden | Lancashire | OL14 7HT | England | 389349 | 422719 | Padiham GSP | Rossendale | - | 33 | Electricity North West Limited | Wind | Onshore wind turbines | No |  |  | 10.737 | [12 empty] | No | Connected | 10.737 | 10.2001 | 10.737 | 0.038 | 0.04 | 2015-08-01 | [7 empty] | No | No |  |  |  |  | 2021-12-06
Data Not Available | Data Not Available | Sunrise Renewables | Ramsden Dock Barrow | Ramsden Dock | Ramsden Dock | Barrow | Cumbria | LA14 2BD | England | 320819 | 468975 | Harker ENWL SGTs 1 2 3A 4 / Hutton GSP GROUP | Barrow & Sandgate | - | 33 | Electricity North West Limited | Biofuel - Other | Engine (combustion / reciprocating) | No |  |  | 12 | [12 empty] | No | Accepted to Connect | - | - | - | - | - | - | 12.6316 | 12 | 12.6316 | 0 | 0 | 2010-07-19 | 2027-01-01 | No | No |  | To Be Confirmed |  | TR-01 | 2021-12-06
RAKE0001M | RAKE0001M | Data Not Available | Rake Ln Generation |  |  | Clifton |  |  | England | 379222 | 403306 | Kearsley Local 33 GSP | - | - | 33 | Electricity North West Limited | Fossil - Gas | Engine (combustion / reciprocating) | No |  |  | 21.1 | [12 empty] | No | Connected | 21.1 | 20.045 | 21.1 | 0.855 | 0.9 | 2019-06-01 | [7 empty] | No | No |  |  |  |  | 2021-12-06
1620000388406 | 1620000388390 | Viridor Waste Management Limited | Raikes Lane Incinerator | Raikes Lane | Raikes Lane | Bolton | Greater Manchester | BL3 1RP | England | 373105 | 407857 | Kearsley Local 33 GSP | - | Bolton Waste | 33 | Electricity North West Limited | Waste | Steam turbine (thermal power plant) | No |  |  | 11.658 | [12 empty] | No | Connected | 11.658 | 12.35 | 13 | 1.1875 | 1.25 | 2001-06-01 | [7 empty] | No | No |  |  |  |  | 2021-12-06
Data Not Available | Data Not Available | Ion Venures | Queens Park | Land off Monsall Road | Land off Monsall Road | Manchester | Greater Manchester | M40 8WP | England | 386261 | 401022 | Stalybridge GSP | Stuart St | Monsall | 6.6 | Electricity North West Limited | Stored Energy (all stored energy irrespective of the original energy source) | Storage - Electrochemical (Batteries) | No |  |  | 10 | [12 empty] | No | Accepted to Connect | - | - | - | - | - | - | 10 | 9.5 | 10 | 9.5 | 10 | 2019-01-14 | To Be Confirmed | No | No |  | To Be Confirmed |  |  | 2021-12-06
Data Not Available | Data Not Available | Innova / Novus | Queens Park | Land off Monsall Road | Land off Monsall Road | Manchester | Greater Manchester | M40 8WP | England | 386344 | 400994 | Stalybridge GSP | Stuart St | Monsall | 6.6 | Electricity North West Limited | Stored Energy (all stored energy irrespective of the original energy source) | Storage - Electrochemical (Batteries) | No |  |  | 10.45 | [12 empty] | No | Accepted to Connect | - | - | - | - | - | - | 11 | 10 | 11 | 10 | 11 | 2020-06-19 | To Be Confirmed | No | No |  | To Be Confirmed |  |  | 2021-12-06
Data Not Available | Data Not Available | Smith Brothers | Pringle Street, Blackburn | Pringle Street |  | Blackburn | Lancashire | BB1 1TB | England | 368831 | 427358 | Penwortham East GSP / Rochdale SGT 1 GROUP | Blackburn | Pringle St | 6.6 | Electricity North West Limited | Fossil - Gas | Engine (combustion / reciprocating) | No |  |  | 7 | [12 empty] | No | Accepted to Connect | - | - | - | - | - | - | 7 | 6.65 | 7 | To Be Confirmed | To Be Confirmed | 2019-04-10 | To Be Confirmed | No | No |  | To Be Confirmed |  |  | 2021-12-06
1640000519009 | 1640000518992 | Potato Pot Wind Farm Limited | Potato Pot Wind Farm | Wythemoor Head Farm | Wythemoor Head Farm | Workington | Cumbria | CA14 4ST | England | 304021 | 524045 | Harker ENWL SGTs 1 2 3A 4 / Hutton GSP GROUP | Stainburn & Siddick | Leyland National | 11 | Electricity North West Limited | Wind | Onshore wind turbines | No |  |  | 7.5 | [12 empty] | No | Connected | 7.5 | 6.8343 | 7.194 | 0.1425 | 0.15 | 2016-08-24 | [7 empty] | No | No |  |  |  |  | 2021-12-06
Data Not Available | Data Not Available | GA Pet Foods Partners Milling Limited | Plocks Farm, Preston | Plocks Farm |  | Preston | Lancashire | PR26 9AX | England | 346161 | 420779 | Penwortham West GSP / Stanah GSP GROUP | Wrightington | Chorley South | 11 | Electricity North West Limited | Other | Other | Yes |  |  | 2 | [12 empty] | No | Accepted to Connect | - | - | - | - | - | - | 2 | 1.9 | 2 | To Be Confirmed | To Be Confirmed | 2015-05-22 | To Be Confirmed | No | No |  | To Be Confirmed |  |  | 2021-12-06
Data Not Available | Data Not Available | Aggregated Micro Power Holdings plc | Pilsworth Power | Transpennine 200 | Pilsworth Road, Heywood | Oldham | Greater Manchester | OL10 2TL | England | 384800 | 409900 | Rochdale SGTs 2 3 4 | Castleton | Heywood | 6.6 | Electricity North West Limited | Fossil - Coal gas | Engine (combustion / reciprocating) | No |  |  | 4 | [12 empty] | No | Accepted to Connect | - | - | - | - | - | - | 4 | 3.8 | 4 | 0.095 | 0.1 | 2019-10-29 | To Be Confirmed | No | No |  | To Be Confirmed |  |  | 2021-12-06
Data Not Available | Data Not Available | Viridor | Pilsworth Power Plant | Moss Hall Road | Moss Hall Road | Bury | Greater Manchester | BL9 7JL | England | 383057 | 409766 | Kearsley 132 GSP | Bury | Heap Bridge | 6.6 | Electricity North West Limited | Fossil - Gas | Gas turbine (OCGT) | No |  |  | 5.5 | [12 empty] | No | Accepted to Connect | - | - | - | - | - | - | 7.5 | 4.275 | 4.5 | 1.9 | 2 | 2018-10-15 | To Be Confirmed | No | No |  | To Be Confirmed |  |  | 2021-12-06
1620001154335 | 1620001154326 | Viridor Waste Management Limited | Pilsworth Power Plant | Moss Hall Road | Moss Hall Road | Bury | Greater Manchester | BL9 7JL | England | 383002 | 409786 | Kearsley 132 GSP | Bury | Heap Bridge | 6.6 | Electricity North West Limited | Biofuel - Landfill gas | Engine (combustion / reciprocating) | No |  |  | 4.124 | [12 empty] | No | Connected | 4.124 | 3.8 | 4 | 0.038 | 0.04 | 2002-12-01 | [7 empty] | No | No |  |  |  |  | 2021-12-06
1620000297041 | 1620000297032 | Viridor Waste Management Limited | Pilsworth Landfill Site | Pilsworth Road | Pilsworth Road | Bury | Greater Manchester | BL9 8RP | England | 383003 | 409780 | Kearsley 132 GSP | Bury | Heap Bridge | 11 | Electricity North West Limited | Biofuel - Landfill gas | Engine (combustion / reciprocating) | No |  |  | 3.45 | [12 empty] | No | Connected | 3.45 | 3.8 | 4 | 0.038 | 0.04 | 1998-10-15 | [7 empty] | No | No |  |  |  |  | 2021-12-06
1640000845596 | 1640000730681 | PILKINGTON TECHNOLOGY & MANAGEMENT LIMITED | Pilkington Technology Centre | Hall Lane | Hall Lane | Ormskirk | Lancashire | L40 5UF | England | 346007 | 408710 | Penwortham West GSP / Stanah GSP GROUP | Wrightington | Burscough Bridge | 11 | Electricity North West Limited | Solar | Photovoltaic | No |  |  | 2 | [12 empty] | No | Connected | 2 | 1.9997 | 2.105 | 1.615 | 1.7 | 2019-04-01 | [7 empty] | No | No |  |  |  |  | 2021-12-06
1640000458517 | 1640000458483 | Gedulah Solar Ltd | Pasture Farm | Westnewton Road | Westnewton Road | Wigton | Cumbria | CA7 3JU | England | 314945 | 543533 | Harker ENWL SGTs 1 2 3A 4 / Hutton GSP GROUP | Stainburn & Siddick | Aspatria | 33 | Electricity North West Limited | Solar | Photovoltaic | No |  |  | 15 | [12 empty] | No | Connected | 15 | 14.25 | 15 | 0.095 | 0.1 | 2015-03-01 | [7 empty] | No | No |  |  |  |  | 2021-12-06
1620000398413 | 1620000398413 | Network Rail Infrastructure Limited | Parkside Railway Station | Parkside Road | Parkside Road | Warrington | Cheshire | WA3 1PG | England | 359944 | 394567 | SPEN - Out of Area | - | - | 25 | Electricity North West Limited | Fossil - Gas | Engine (combustion / reciprocating) | No |  |  | 3 | [12 empty] | No | Connected | 3 | 2.85 | 3 | 11.4 | 12 | 2000-06-20 | [7 empty] | No | No |  |  |  |  | 2021-12-06
Data Not Available | Data Not Available | STOR 146 LTD | Park Farm (Park Hall) | Preesall Park | Stalmine | Wyre | Lancashire | FY6 0PQ | England | 337773 | 446666 | Penwortham West GSP / Stanah GSP GROUP | Thornton | - | 33 | Electricity North West Limited | Fossil - Oil | Engine (combustion / reciprocating) | No |  |  | 20 | [12 empty] | No | Accepted to Connect | - | - | - | - | - | - | 21.0526 | 20 | 21.0526 | 0 | 0 | 2016-08-08 | 2023-03-01 | No | No |  | To Be Confirmed |  |  | 2021-12-06
Data Not Available | Data Not Available | Coriolis Energy | Orrell BESS | Tontine Road | Tontine Road | Skelmersdale | Lancashire | WN8 0NF | England | 352323 | 404648 | Washway Farm GSP / Kirkby GSP GROUP | - | - | 132 | Electricity North West Limited | Stored Energy (all stored energy irrespective of the original energy source) | Storage - Electrochemical (Batteries) | No |  |  | 49.9 | [12 empty] | No | Accepted to Connect | - | - | - | - | - | - | 52.5263 | 49.9 | 52.5263 | 47.405 | 49.9 | 2019-11-08 | 2023-03-01 | No | No |  | To Be Confirmed |  |  | 2021-12-06
OMND1 | OMND1 | Vattenfall | Ormonde Offshore Windfarm | 1Km Off Barrow-In-Furness | 1Km Off Barrow-In-Furness | Barrow-In-Furness | Cumbria |  | England | 308674 | 468595 | Heysham GSP | - | - | 132 | Electricity North West Limited | Wind | Offshore wind turbines | No |  |  | 150 | [12 empty] | No | Connected | 150 | 150 | 157.8947 | 0 | 0 | 2011-06-20 | [7 empty] | No | No |  |  |  |  | 2021-12-06
1640000264128 | 1640000264119 | Orchard End Ltd | Orchard End Wind Farm | Eagland Hill | Eagland Hill | Preston | Lancashire | PR3 6BD | England | 344641 | 445167 | Penwortham West GSP / Stanah GSP GROUP | Thornton | - | 33 | Electricity North West Limited | Wind | Onshore wind turbines | No |  |  | 4 | [12 empty] | No | Connected | 4 | 3.8 | 4 | 0.1425 | 0.15 | 2012-11-01 | [7 empty] | No | No |  |  |  |  | 2021-12-06
1620000139530 | 1600000177659 | Curlew Power Limited | Oldside Wind Farm | Oldside | Oldside | Workington | Cumbria | CA14 1NG | England | 299675 | 530673 | Harker ENWL SGTs 1 2 3A 4 / Hutton GSP GROUP | Stainburn & Siddick | Siddick | 11 | Electricity North West Limited | Wind | Onshore wind turbines | No |  |  | 5.4 | [12 empty] | No | Connected | 5.4 | 5.13 | 5.4 | 0.038 | 0.04 | 1996-08-01 | [7 empty] | No | No |  |  |  |  | 2021-12-06
Data Not Available | Data Not Available | Smith Brothers Ltd | Off Balderstone Rd | Widow Hill | Widow Hill | Burnely | Lancashire | BB10 2TH | England | 386179 | 434315 | Rochdale SGTs 2 3 4 | - | - | 132 | Electricity North West Limited | Stored Energy (all stored energy irrespective of the original energy source) | Storage - Electrochemical (Batteries) | No |  |  | 47 | [12 empty] | No | Accepted to Connect | - | - | - | - | - | - | 49.9 | 47.405 | 49.9 | 47.405 | 49.9 | 2020-09-04 | 2023-03-01 | No | No |  | To Be Confirmed |  |  | 2021-12-06
1640000541157 | 1640000541148 | Renewable Source Limited | Oakfield Farm Solar Site | Deepdale Lane | Deepdale Lane | Preston | Lancashire | PR4 0YE | England | 346684 | 430732 | Penwortham West GSP / Stanah GSP GROUP | Peel | - | 33 | Electricity North West Limited | Solar | Photovoltaic | No |  |  | 4.08 | [12 empty] | No | Connected | 4.08 | 4.56 | 4.8 | 0.07125 | 0.075 | 2016-03-01 | [7 empty] | No | No |  |  |  |  | 2021-12-06
Data Not Available | 1600000135729 | Breathe Energy | North Manchester General Hospital | Delaunays Road | Crumpsall | Manchester | Greater Manchester | M8 6RL | England | 384936 | 402249 | Stalybridge GSP | Stuart St | Queens Park | 11 | Electricity North West Limited | Fossil - Gas | Gas turbine (OCGT) | Yes |  |  | 1.5 | [12 empty] | No | Accepted to Connect | - | - | - | - | - | - | 1.5 | 0 | 0 | 2.85 | 3 | 2019-03-04 | To Be Confirmed | No | No |  | To Be Confirmed |  |  | 2021-12-06
Data Not Available | Data Not Available | Peel Energy Ltd | Nippon Electric Glass | Leigh Road Business Park | Leigh Road | Wigan | Greater Manchester | WN2 4XG | England | 363317 | 402619 | Kearsley 132 GSP | Atherton | Private Customer Network | 11 | Electricity North West Limited | Solar | Photovoltaic | No |  |  | 5 | [12 empty] | No | Accepted to Connect | - | - | - | - | - | - | 5 | 4.75 | 5 | 9.785 | 10.3 | 2018-08-14 | To Be Confirmed | No | No |  | To Be Confirmed |  |  | 2021-12-06
Data Not Available | Data Not Available | Pengen | Newton Rigg College | Newtongate |  | Penrith | Cumbria | CA10 0BF | England | 350001 | 530469 | Harker ENWL SGTs 1 2 3A 4 / Hutton GSP GROUP | Penrith & Shap | Newtongate T13 | 11 | Electricity North West Limited | Stored Energy (all stored energy irrespective of the original energy source) | Storage - Other | No |  |  | 6 | [12 empty] | No | Accepted to Connect | - | - | - | - | - | - | 6 | 5.7 | 6 | To Be Confirmed | To Be Confirmed | 2017-10-16 | To Be Confirmed | No | No |  | To Be Confirmed |  |  | 2021-12-06
Data Not Available | Data Not Available | ECO NRG Solutions | Newfold Solar Farm | Ribby Hall Village | Ribby Road | Kirkham | Lancashire | PR4 3PQ | England | 341195 | 431153 | Penwortham West GSP / Stanah GSP GROUP | Peel | Hall Cross | 6.6 | Electricity North West Limited | Solar | Photovoltaic | No |  |  | 4 | [12 empty] | No | Accepted to Connect | - | - | - | - | - | - | 4 | 3.8 | 4 | To Be Confirmed | To Be Confirmed | 2014-10-04 | To Be Confirmed | No | No |  | To Be Confirmed |  |  | 2021-12-06
Data Not Available | Data Not Available | New Hall Farm Energy Ltd | New Hall Farm | School Lane | Risley | Warrington | Cheshire | WA3 6LH | England | 367698 | 392326 | SPEN - Out of Area | - | Risley | 11 | Electricity North West Limited | Fossil - Oil | Engine (combustion / reciprocating) | No |  |  | 6 | [12 empty] | No | Accepted to Connect | - | - | - | - | - | - | 7.5 | 5.7 | 6 | 0.475 | 0.5 | 2016-09-15 | To Be Confirmed | No | No |  | To Be Confirmed |  |  | 2021-12-06
Data Not Available | Data Not Available | Anesco Ltd | Moss Thorn Farm, Penrith | Moss Thorn Farm | Pallet Hill | Penrith | Cumbria | CA11 0BY | England | 346954 | 530857 | Harker ENWL SGTs 1 2 3A 4 / Hutton GSP GROUP | Penrith & Shap | Newtongate T11 & T12 | 11 | Electricity North West Limited | Solar | Photovoltaic | No |  |  | 4.08 | [12 empty] | No | Accepted to Connect | - | - | - | - | - | - | 1.2 | 1.14 | 1.2 | To Be Confirmed | To Be Confirmed | 2017-09-01 | To Be Confirmed | No | No |  | To Be Confirmed |  |  | 2021-12-06
1640000478337 | 1640000478328 | Viridor Waste Management Limited | Moss Hall Lane Generator | Moss Hall Road | Moss Hall Road | Bury | Greater Manchester | BL9 7JL | England | 382981 | 409872 | Kearsley 132 GSP | Bury | Heap Bridge | 6.6 | Electricity North West Limited | Fossil - Gas | Engine (combustion / reciprocating) | No |  |  | 4.5 | [12 empty] | No | Connected | 4.5 | 4.275 | 4.5 | 1.9 | 2 | 2018-02-01 | [7 empty] | No | Yes |  |  |  |  | 2021-12-06
MOORG0001M | MOORG0001M | Moorfield Generation | Moorfield Drive Generation |  |  | Accrington | Lancashire | BB5 5TX | England | 376044 | 431087 | Padiham GSP | Huncoat | - | 33 | Electricity North West Limited | Fossil - Gas | Engine (combustion / reciprocating) | No |  |  | 21.18 | [12 empty] | No | Connected | 21.18 | 20.121 | 21.18 | 0 | 0 | 2018-11-01 | [7 empty] | No | No |  |  |  |  | 2021-12-06
1640000587685 | 1640000587667 | Moor House Farm Solar Limited | Moor House Solar Park | Moor House Farm, Winscales | Moor House Farm, Winscales | Workington | Cumbria | CA14 4JZ | England | 301337 | 525389 | Harker ENWL SGTs 1 2 3A 4 / Hutton GSP GROUP | Stainburn & Siddick | HDA No1 & HDA No2 | 11 | Electricity North West Limited | Solar | Photovoltaic | No |  |  | 4.587 | [12 empty] | No | Connected | 4.587 | 4.3576 | 4.587 | 0.0475 | 0.05 | 2016-11-01 | [7 empty] | No | No |  |  |  |  | 2021-12-06
Data Not Available | Data Not Available | Conrad Energy (Developments) Ltd | Middleton Flexible Gas | Greengate | Middleton | Manchester | Greater Manchester | M24 1RU | England | 388663 | 404184 | Whitegate GSP | Chadderton | Middleton Junction | 11 | Electricity North West Limited | Fossil - Gas | Engine (combustion / reciprocating) | No |  |  | 8.6 | [12 empty] | No | Accepted to Connect | - | - | - | - | - | - | 9.0526 | 8.6 | 9.0526 | 0 | 0 | 2019-05-21 | 2023-03-01 | No | No |  | To Be Confirmed |  |  | 2021-12-06
Data Not Available | Data Not Available | Lancaster Power Limited | Middleton Clean | Middleton | Middleton | Lancaster | Lancashire | LA3 3JJ | England | 341622 | 45983 | Heysham GSP | - | - | 33 | Electricity North West Limited | Fossil - Gas | Engine (combustion / reciprocating) | No |  |  | 48 | [12 empty] | No | Accepted to Connect | - | - | - | - | - | - | 50.5263 | 48 | 50.5263 | 0 | 0 | 2016-07-24 | 2022-12-01 | No | No |  | To Be Confirmed |  | TR-03 | 2021-12-06
1640000703508 | 1640000703492 | Secure Generation Limited | Melrow Nursery | Rydings Lane | Rydings Lane | Southport | Lancashire | PR9 8EB | England | 341160 | 420914 | Penwortham West GSP / Stanah GSP GROUP | Wrightington | Tarleton | 11 | Electricity North West Limited | Fossil - Gas | Engine (combustion / reciprocating) | Yes |  |  | 3.4 | [12 empty] | No | Connected | 3.4 | 3.23 | 3.4 | 1.71 | 1.8 | 2017-11-01 | [7 empty] | No | Yes |  |  |  |  | 2021-12-06
1640000553621 | 1640000553612 | Mean Moor Wind Farm Ltd | Mean Moor Wind Farm | Standish Cote | Standish Cote | Ulverston | Cumbria | LA12 7SA | England | 325050 | 480084 | Harker ENWL SGTs 1 2 3A 4 / Hutton GSP GROUP | Ulverston | - | 33 | Electricity North West Limited | Wind | Onshore wind turbines | No |  |  | 6.9 | [12 empty] | No | Connected | 6.9 | 6.555 | 6.9 | 0.038 | 0.04 | 2016-10-01 | [7 empty] | No | No |  |  |  |  | 2021-12-06
1620000992891 | 1620000992882 | UK Power Reserve Styal Road | Matthews Farm Generation | Styal Road | Styal Road | Manchester | Greater Manchester | M22 5YA | England | 383803 | 384926 | South Manchester GSP | Moss Nook | Moss Nook Primary | 11 | Electricity North West Limited | Fossil - Gas | Engine (combustion / reciprocating) | Yes |  |  | 10 | [12 empty] | No | Connected | 10 | 10 | 10.53 | 0.14725 | 0.155 | 2002-02-01 | [7 empty] | No | Yes |  |  |  |  | 2021-12-06
1640000612668 | 1640000612659 | UK Power Reserve Martens Road | Martens Road Stor | Martens Road | Martens Road | Manchester | Greater Manchester | M44 5AX | England | 371585 | 392248 | Carrington ENWL SGTs 1B 2B 4 7 | Carrington BSP | - | 33 | Electricity North West Limited | Fossil - Gas | Engine (combustion / reciprocating) | No |  |  | 18 | [12 empty] | No | Connected | 18 | 18 | 18.947 | 0.2375 | 0.25 | 2017-10-14 | [7 empty] | No | No |  |  |  |  | 2021-12-06
Data Not Available | Data Not Available | Applied Power Engineering | Mannelli House | Gilwilly Industrial Estate | Cowper Road | Penrith | Cumbria | CA11 9BN | England | 350306 | 530245 | Harker ENWL SGTs 1 2 3A 4 / Hutton GSP GROUP | Penrith & Shap | Newtongate T13 | 11 | Electricity North West Limited | Fossil - Gas | Engine (combustion / reciprocating) | No |  |  | 5 | [12 empty] | No | Accepted to Connect | - | - | - | - | - | - | 5 | 4.7975 | 5.05 | To Be Confirmed | To Be Confirmed | 2017-10-16 | To Be Confirmed | No | No |  | To Be Confirmed |  |  | 2021-12-06
Data Not Available | Data Not Available | ENGIE | Manchester University Hospital Boiler House | Oxford Road |  | Manchester | Greater Manchester | M13 9WL | England | 384903 | 396264 | Bredbury GSP | Longsight | Victoria Park | 6.6 | Electricity North West Limited | Fossil - Oil | Engine (combustion / reciprocating) | Yes |  |  | 4.498 | [12 empty] | No | Accepted to Connect | - | - | - | - | - | - | 5.59 | 0 | 0 | 9.6995 | 10.21 | 2018-01-05 | To Be Confirmed | No | No |  | To Be Confirmed |  |  | 2021-12-06
Data Not Available | 1630000031105 | Central Manchester University Hospitals NHS Foundation Trust | Manchester Royal Infirmary | Oxford Road |  | Manchester | Greater Manchester | M13 9WL | England | 384979 | 396212 | Bredbury GSP | Longsight | Victoria Park | 6.6 | Electricity North West Limited | Fossil - Oil | Engine (combustion / reciprocating) | No |  |  | 6.4 | [12 empty] | No | Connected | 6.4 | Data not Applicable | Data not Applicable | 9.6995 | 10.21 | 2006-11-01 | [7 empty] | No | No |  |  |  |  | 2021-12-06
1640000546270 | 1640000546261 | UK Power Reserve Peel | Manchester Road Stor | Manchester Road | Manchester Road | Manchester | Greater Manchester | M31 4QN | England | 372368 | 392465 | Carrington ENWL SGTs 1B 2B 4 7 | Carrington BSP | - | 33 | Electricity North West Limited | Fossil - Gas | Engine (combustion / reciprocating) | No |  | 0.5 | 20 | [12 empty] | No | Connected | 20 | 19 | 20 | 0.475 | 0.5 | 2017-03-14 | [7 empty] | No | No |  |  |  |  | 2021-12-06
Data Not Available | Data Not Available | Alkane Energy UK Ltd | Manchester Rd | Slack Lane | Wingates | Westhoughton | Greater Manchester | BL3 3QH | England | 365758 | 407040 | Kearsley 132 GSP | Westhoughton | Westhoughton | 11 | Electricity North West Limited | Fossil - Coal gas | Engine (combustion / reciprocating) | No |  |  | 10 | [12 empty] | No | Accepted to Connect | - | - | - | - | - | - | 10 | 9.5 | 10 | 0.475 | 0.5 | 2017-06-30 | To Be Confirmed | No | No |  | To Be Confirmed |  |  | 2021-12-06
Data Not Available | Data Not Available | AB-Energy Consultants | Manchester Rd, Westhoughton | Manchester Road | Westhoughton | Bolton | Greater Manchester | WN6 9AE | England | 365758 | 407040 | Penwortham West GSP / Stanah GSP GROUP | Wrightington | Standish | 11 | Electricity North West Limited | Fossil - Coal gas | Engine (combustion / reciprocating) | No |  |  | 10 | [12 empty] | No | Accepted to Connect | - | - | - | - | - | - | 10.5263 | 4.75 | 5 | 0.038 | 0.04 | 2017-11-01 | To Be Confirmed | No | No |  | To Be Confirmed |  |  | 2021-12-06
1640000049447 | 1620001213390 | Royal Mail | Manchester Mail Centre | 77 Oldham Road | 77 Oldham Road | Manchester | Greater Manchester | M4 5AA | England | 385021 | 398985 | Whitegate GSP | Red Bank | Ancoats North T11 & T12 | 6.6 | Electricity North West Limited | Fossil - Oil | Engine (combustion / reciprocating) | Yes |  |  | 1.08 | Fossil - Gas | Engine (combustion / reciprocating) |  |  |  | 0.285 | [6 empty] | No | Connected | 1.365 | 0.95 | 1 | 1.1875 | 1.25 | 2012-06-01 | [7 empty] | No | No |  |  |  |  | 2021-12-06
Data Not Available | 1600000136244 | Shenton Group Ltd | Manchester Airport, Terminal 2 | Olympic House |  | Manchester | Greater Manchester | M90 1QX | England | 381482 | 384304 | South Manchester GSP | Moss Nook | To be Confirmed | 11 | Electricity North West Limited | Fossil - Oil | Engine (combustion / reciprocating) | No |  |  | 1.2 | [12 empty] | No | Accepted to Connect | - | - | - | - | - | - | 1.2 | 0 | 0 | 28.5 | 30 | 2019-07-10 | To Be Confirmed | No | No |  | To Be Confirmed |  |  | 2021-12-06
1620001683347 | 1620001683338 | Enovert North Limited | Lymes Wood Landfill Site | Vista Road | Vista Road | St Helens | Merseyside | WA11 0RN | England | 357241 | 396578 | SPEN - Out of Area | Golborne | Newton Le Willows | 11 | Electricity North West Limited | Biofuel - Landfill gas | Engine (combustion / reciprocating) | No |  |  | 1.03 | [12 empty] | No | Connected | 1.03 | 1.425 | 1.5 | 0.0285 | 0.03 | 2014-05-14 | [7 empty] | No | No |  |  |  |  | 2021-12-06
1630000558395 | 1630000558386 | Enovert North Limited | Lymes Wood Landfill Site | Vista Road | Vista Road | St Helens | Merseyside | WA11 0RN | England | 357266 | 396593 | SPEN - Out of Area | Golborne | Haydock | 11 | Electricity North West Limited | Biofuel - Landfill gas | Engine (combustion / reciprocating) | No |  |  | 4.05 | [12 empty] | No | Connected | 4.05 | 3.8 | 4 | 0.19095 | 0.201 | 2013-08-01 | [7 empty] | No | No |  |  |  |  | 2021-12-06
1620001683365 | 1620001683356 | Enovert North Limited | Lymes Wood Landfill Site | Vista Road | Vista Road | St Helens | Merseyside | WA11 0RN | England | 357156 | 396601 | SPEN - Out of Area | Golborne | Newton Le Willows | 11 | Electricity North West Limited | Biofuel - Landfill gas | Engine (combustion / reciprocating) | No |  |  | 1.165 | [12 empty] | No | Connected | 1.165 | 2.375 | 2.5 | 0.1425 | 0.15 | 2006-05-12 | [7 empty] | No | No |  |  |  |  | 2021-12-06
1620000595442 | 1620000595424 | Cumbria Wind Limited | Lowca Wind Farm |  |  | Whitehaven | Cumbria | CA28 6QS | England | 298553 | 523636 | Harker ENWL SGTs 1 2 3A 4 / Hutton GSP GROUP | Stainburn & Siddick | HDA No1 & HDA No2 | 11 | Electricity North West Limited | Wind | Onshore wind turbines | No |  |  | 4.62 | [12 empty] | No | Connected | 4.62 | 4.56 | 4.8 | 0.038 | 0.04 | 2000-03-01 | [7 empty] | No | No |  |  |  |  | 2021-12-06
Data Not Available | Data Not Available | Balance Projects Ltd | Low Dyke | Low Dyke | Calthwaite | Penrith | Cumbria | CA11 9PS | England | 346152 | 538804 | Harker ENWL SGTs 1 2 3A 4 / Hutton GSP GROUP | Penrith & Shap | Hutton End & Skelton C | 11 | Electricity North West Limited | Stored Energy (all stored energy irrespective of the original energy source) | Storage - Other | No |  | 1 | 6 | [12 empty] | No | Accepted to Connect | - | - | - | - | - | - | 6 | 5.7 | 6 | To Be Confirmed | To Be Confirmed | 2017-08-03 | To Be Confirmed | No | No |  | To Be Confirmed |  |  | 2021-12-06
Data Not Available | Data Not Available | Pengen | Low Dyke | Low Dyke | Calthwaite | Penrith | Cumbria | CA11 9PS | England | 346152 | 538804 | Harker ENWL SGTs 1 2 3A 4 / Hutton GSP GROUP | Penrith & Shap | Hutton End & Skelton C | 11 | Electricity North West Limited | Stored Energy (all stored energy irrespective of the original energy source) | Storage - Other | No |  | 1 | 6 | [12 empty] | No | Accepted to Connect | - | - | - | - | - | - | 6 | 5.7 | 6 | To Be Confirmed | To Be Confirmed | 2017-08-03 | To Be Confirmed | No | No |  | To Be Confirmed |  |  | 2021-12-06
1640000611390 | 1640000611380 | Tau Solar Limited | Low Bentham Solar Farm | Land South Of Ravens Close Brow | Land South Of Ravens Close Brow | Lancaster | Lancashire | LA2 7EU | England | 364811 | 470914 | Harker ENWL SGTs 1 2 3A 4 / Hutton GSP GROUP | Kendal (Parkside Rd) | Bentham | 11 | Electricity North West Limited | Solar | Photovoltaic | No |  |  | 4 | [12 empty] | No | Connected | 4 | 3.8 | 4 | 0.057 | 0.06 | 2017-03-01 | [7 empty] | No | No |  |  |  |  | 2021-12-06
1640000524189 | 1620001447718 | United Utilities Water Ltd | Lostock Water Treatment Plant | Chorley New Road | Chorley New Road | Bolton | Greater Manchester | BL6 4JT | England | 366151 | 408883 | Kearsley 132 GSP | Westhoughton | Lostock | 11 | Electricity North West Limited | Solar | Photovoltaic | No |  |  | 3.0196 | Fossil - Oil | Engine (combustion / reciprocating) |  |  |  | 1.52 | [6 empty] | No | Connected | 4.5396 | 3.3449 | 3.521 | 0.9766 | 1.028 | 2016-01-01 | [7 empty] | No | No |  |  |  |  | 2021-12-06
Data Not Available | Data Not Available | MT Green Power Ltd | Longridge Road Energy Centre | Redscar Industrial Estate | Redscar Industrial Estate | Preston | Lancashire | PR2 5NA | England | 357663 | 432397 | Padiham GSP | - | - | 132 | Electricity North West Limited | Fossil - Gas | Gas turbine (OCGT) | No |  |  | 48 | [12 empty] | No | Accepted to Connect | - | - | - | - | - | - | 50.5263 | 48 | 50.5263 | 0 | 0 | 2019-10-22 | 2023-03-01 | No | No |  | To Be Confirmed |  |  | 2021-12-06
Data Not Available | Data Not Available | STOR 101 LTD | Longridge | Longridge Road | Ribleton | Preston | Lancashire | PR2 6RH | England | 357197 | 432396 | Penwortham East GSP / Rochdale SGT 1 GROUP | Preston East | - | 33 | Electricity North West Limited | Fossil - Oil | Engine (combustion / reciprocating) | No |  |  | 20 | [12 empty] | No | Accepted to Connect | - | - | - | - | - | - | 21.0526 | 20 | 21.0526 | 0 | 0 | 2016-07-21 | 2023-03-01 | No | No |  | To Be Confirmed |  |  | 2021-12-06
1640000796637 | 1640000796628 | UK Power Reserve Lodge Lane | Lodge Lane South Generation | Lodge Lane | Lodge Lane | St Helens | Merseyside | WA12 0HN | England | 358137 | 396950 | SPEN - Out of Area | Golborne | - | 33 | Electricity North West Limited | Fossil - Gas | Engine (combustion / reciprocating) | No |  |  | 17.5 | [12 empty] | No | Connected | 17.5 | 19 | 20 | 0.2375 | 0.25 | 2018-10-01 | [7 empty] | No | No |  |  |  |  | 2021-12-06
Data Not Available | Data Not Available | Pengen | Little Salkeld Reserve | Long Meg and her daughters | Wet Lane | Eden | Cumbria | CA10 1NW | England | 356798 | 537675 | Harker ENWL SGTs 1 2 3A 4 / Hutton GSP GROUP | Penrith & Shap | Little Salkeld | 11 | Electricity North West Limited | Stored Energy (all stored energy irrespective of the original energy source) | Storage - Other | No |  |  | 5 | [12 empty] | No | Accepted to Connect | - | - | - | - | - | - | 5 | 4.75 | 5 | To Be Confirmed | To Be Confirmed | 2018-01-23 | To Be Confirmed | No | No |  | To Be Confirmed |  |  | 2021-12-06
1640000524212 | 1640000352360 | United Utilities Water Ltd | Leigh WWTW | Hope Carr Lane | Hope Carr Lane | Leigh | Greater Manchester | WN7 3XB | England | 366442 | 398747 | Kearsley 132 GSP | Atherton | Bedford | 11 | Electricity North West Limited | Fossil - Gas | Engine (combustion / reciprocating) | Yes |  |  | 1.2 | Solar | Photovoltaic |  |  |  | 1.14 | [6 empty] | No | Connected | 2.34 | 1.1875 | 1.25 | 1.995 | 2.1 | 2016-08-09 | [7 empty] | No | No |  |  |  |  | 2021-12-06
Data Not Available | Data Not Available | Lightsource Renewable Energy Holdings | Lawns Farm, Ballam Road, Peel | Lawns Farm | Lawns Farm | Blackpool | Lancashire | FY8 4NG | England | 336711 | 431047 | Penwortham West GSP / Stanah GSP GROUP | Lytham | - | 33 | Electricity North West Limited | Solar | Photovoltaic | No |  |  | 20 | [12 empty] | No | Accepted to Connect | - | - | - | - | - | - | 21.0526 | 20 | 21.0526 | 0 | 0 | 2018-11-06 | 2023-03-01 | No | No |  | To Be Confirmed |  |  | 2021-12-06
1640000578500 | 1620001343442 | United Utilities Water Ltd | Laundwood Pumping Station |  |  | Blackburn | Lancashire | BB9 8 | England | 365359 | 445622 | Padiham GSP | Padiham | Whalley | 11 | Electricity North West Limited | Fossil - Oil | Engine (combustion / reciprocating) | No |  |  | 1.02 | [12 empty] | No | Connected | 1.02 | 0.475 | 0.5 | 0.45315 | 0.477 | 2015-12-01 | [7 empty] | No | No |  |  |  |  | 2021-12-06
1640000850842 | 1640000850824 | Data Not Available | Lascar Works | School Brow | School Brow | Bury | Greater Manchester | BL9 0LA | England | 380422 | 411007 | Kearsley 132 GSP | Bury | - | 33 | Electricity North West Limited | Stored Energy (all stored energy irrespective of the original energy source) | Storage - Electrochemical (Batteries) | No |  |  | 20 | [12 empty] | No | Connected | 20 | 19 | 20 | 19 | 20 | 2019-05-01 | [7 empty] | No | No |  |  |  |  | 2021-12-06
1640000480140 | 1640000480122 | Lansdale Nurseries Limited | Landsdale Nurseries | Jacksmere Lane | Jacksmere Lane | Ormskirk | Lancashire | L40 9RT | England | 337249 | 413438 | Washway Farm GSP / Kirkby GSP GROUP | Skelmersdale | Scarisbrick | 11 | Electricity North West Limited | Fossil - Gas | Engine (combustion / reciprocating) | No |  |  | 6 | [12 empty] | No | Connected | 6 | 1.9 | 2 | 0.551 | 0.58 | 2015-02-01 | [7 empty] | No | Yes |  |  |  |  | 2021-12-06
Data Not Available | Data Not Available | AMP Energy Services Ltd | Land West of Clarence Street | Clarence Street |  | Stalybridge | Greater Manchester | SK15 1QH | England | 395195 | 398656 | Stalybridge GSP | Hartshead-Heyrod | Tame Valley | 6.6 | Electricity North West Limited | Fossil - Coal gas | Engine (combustion / reciprocating) | No |  |  | 2.5 | [12 empty] | No | Accepted to Connect | - | - | - | - | - | - | 2.5 | 2.375 | 2.5 | 0.0665 | 0.07 | 2019-01-22 | To Be Confirmed | No | No |  | To Be Confirmed |  |  | 2021-12-06
Data Not Available | Data Not Available | Renewable Solutions | Land to West of Town End Farm, Skelton | Land to West of Town End Farm |  | Skelton | Cumbria | CA11 9TE | England | 343739 | 535564 | Harker ENWL SGTs 1 2 3A 4 / Hutton GSP GROUP | Penrith & Shap | Hutton End & Skelton C | 11 | Electricity North West Limited | Solar | Photovoltaic | No |  |  | 5 | [12 empty] | No | Accepted to Connect | - | - | - | - | - | - | 5 | 4.75 | 5 | To Be Confirmed | To Be Confirmed | 2015-07-16 | To Be Confirmed | No | No |  | To Be Confirmed |  |  | 2021-12-06
Data Not Available | Data Not Available | Balance Power Projects Ltd | Land Beside Unit 6 | Caldershaw Centre | Ings Lane | Rochdale | Greater Manchester | OL12 7LQ | England | 387834 | 414524 | Rochdale SGTs 2 3 4 | Rochdale Central | Spotland | 6.6 | Electricity North West Limited | Fossil - Coal gas | Engine (combustion / reciprocating) | No |  |  | 7.8 | [12 empty] | No | Accepted to Connect | - | - | - | - | - | - | 7.8 | 6.65 | 7 | 0.2375 | 0.25 | 2018-12-17 | To Be Confirmed | No | No |  | To Be Confirmed |  |  | 2021-12-06
Data Not Available | Data Not Available | Applied Power Engineering | Land at Stainburn, Stainburn Road, Great Clifton | Stainburn Road | Great Orton | Workington | Cumbria | CA14 1TG | England | 303382 | 529684 | Harker ENWL SGTs 1 2 3A 4 / Hutton GSP GROUP | Stainburn & Siddick | Stainburn | 11 | Electricity North West Limited | Fossil - Oil | Engine (combustion / reciprocating) | No |  |  | 6 | [12 empty] | No | Accepted to Connect | - | - | - | - | - | - | 6 | 5.757 | 6.06 | To Be Confirmed | To Be Confirmed | 2017-11-01 | To Be Confirmed | No | No |  | To Be Confirmed |  |  | 2021-12-06
Data Not Available | Data Not Available | EEB17 Limited | Land at High Park Foot | Roadhead | Roadhead | Carlisle | Cumbria | CA6 6NH | England | 350850 | 573675 | Harker ENWL SGTs 1 2 3A 4 / Hutton GSP GROUP | Carlisle | - | 33 | Electricity North West Limited | Solar | Photovoltaic | No |  |  | 20 | [12 empty] | No | Accepted to Connect | - | - | - | - | - | - | 21.0526 | 20 | 21.0526 | 0 | 0 | 2015-04-21 | 2027-01-01 | No | No |  | To Be Confirmed |  | TR-01 | 2021-12-06
Data Not Available | Data Not Available | MJS Grid Services Ltd | Land at Herrod Avenue | Greg Street | South Reddish | Stockport | Greater Manchester | SK5 7NW | England | 389300 | 392400 | Bredbury GSP | Vernon Park | Heaton Norris | 6.6 | Electricity North West Limited | Fossil - Coal gas | Engine (combustion / reciprocating) | No |  |  | 4.5 | [12 empty] | No | Accepted to Connect | - | - | - | - | - | - | 4.5 | 4.275 | 4.5 | 0.19 | 0.2 | 2018-06-08 | To Be Confirmed | No | No |  | To Be Confirmed |  |  | 2021-12-06
Data Not Available | Data Not Available | GPE Energy Projects Ltd | Land at Dig Gate Lane | Dig Lane Gate | Milnrow | Rochdale | Greater Manchester | OL16 4NR | England | 391799 | 411208 | Rochdale SGTs 2 3 4 | Castleton | Woodbine St | 11 | Electricity North West Limited | Fossil - Coal gas | Engine (combustion / reciprocating) | No |  |  | 5 | [12 empty] | No | Accepted to Connect | - | - | - | - | - | - | 7.5 | 7.125 | 7.5 | To Be Confirmed | To Be Confirmed | 2018-04-27 | To Be Confirmed | No | No |  | To Be Confirmed |  |  | 2021-12-06
Data Not Available | Data Not Available | Novus Innova Renewables | Land around Ladypit Rd | Ladypit Rd | Ladypit Rd | New Mills | Derbyshire | SK23 7UA | England | 400939 | 383803 | Stalybridge GSP | New Mills | - | 33 | Electricity North West Limited | Stored Energy (all stored energy irrespective of the original energy source) | Storage - Electrochemical (Batteries) | No |  |  | 30 | [12 empty] | No | Accepted to Connect | - | - | - | - | - | - | 31.5789 | 28.5 | 30 | 28.5 | 30 | 2020-09-14 | 2022-09-30 | No | No |  | To Be Confirmed |  |  | 2021-12-06
Data Not Available | Data Not Available | AMP Energy Services Ltd | Land and Buildings North East of Bryn Road |  | Ashton-in-Makerfield | Wigan | Greater Manchester | WN4 8BU | England | 357825 | 400391 | SPEN - Out of Area | Golborne | Ashton (Golborne) | 11 | Electricity North West Limited | Fossil - Coal gas | Engine (combustion / reciprocating) | No |  |  | 7 | [12 empty] | No | Accepted to Connect | - | - | - | - | - | - | 7 | 6.65 | 7 | 0.1425 | 0.15 | 2019-08-09 | To Be Confirmed | No | No |  | To Be Confirmed |  |  | 2021-12-06
1640000703855 | 1640000026982 | United Utilities Water Ltd | Lancaster WWTW |  |  | Lancaster | Lancashire | LA2 0AG | England | 346182 | 459140 | Heysham GSP | Lancaster | Burrow Beck | 11 | Electricity North West Limited | Solar | Photovoltaic | Yes |  |  | 0.825 | Biofuel - Biogas from anaerobic digestion (excluding landfill & sewage) | Engine (combustion / reciprocating) |  |  |  | 0.78375 | [6 empty] | No | Connected | 1.6087 | 1.1808 | 1.243 | 1.6767 | 1.765 | 2015-11-01 | [7 empty] | No | No |  |  |  |  | 2021-12-06
1620000703620 | 1620000703611 | Beaufort Wind Ltd | Lambrigg Wind Farm |  |  | Kendal | Cumbria | LA8 0DL | England | 358589 | 493320 | Harker ENWL SGTs 1 2 3A 4 / Hutton GSP GROUP | Kendal (Parkside Rd) | - | 33 | Electricity North West Limited | Wind | Onshore wind turbines | No |  |  | 6.5 | [12 empty] | No | Connected | 6.5 | 7.79 | 8.2 | 0.038 | 0.04 | 2001-09-22 | [7 empty] | No | No |  |  |  |  | 2021-12-06
Data Not Available | 1600000135037 | The First Milk Cheese Company Limited | Lake District Creamery | Station Road |  | Wigton | Cumbria | CA7 2AR | England | 314400 | 541175 | Harker ENWL SGTs 1 2 3A 4 / Hutton GSP GROUP | Stainburn & Siddick | Aspatria | 11 | Electricity North West Limited | Fossil - Gas | Engine (combustion / reciprocating) | No |  |  | 0.5 | Biofuel - Biogas from anaerobic digestion (excluding landfill & sewage) | Engine (combustion / reciprocating) |  |  |  | 0.475 | [6 empty] | No | Connected | 0.975 | Data not Applicable | Data not Applicable | 2.85 | 3 | 2014-07-01 | [7 empty] | No | No |  |  |  |  | 2021-12-06
1620001583740 | 1620001583730 | Infinis Energy Services Limited | Kirkless Landfill Site | Makerfield Way | Makerfield Way | Wigan | Greater Manchester | WN2 2ER | England | 361024 | 406063 | Kearsley 132 GSP | Atherton | Hindley Green | 11 | Electricity North West Limited | Biofuel - Landfill gas | Engine (combustion / reciprocating) | No |  |  | 1.065 | Wind | Onshore wind turbines |  |  |  | 0.01045 | [6 empty] | No | Connected | 1.0755 | 0.58045 | 0.611 | 0.1425 | 0.15 | 2004-12-15 | [7 empty] | No | No |  |  |  |  | 2021-12-06
1620000366875 | 1620000418238 | Beaufort Wind Ltd | Kirkby Moor Wind Farm |  |  | Kirkby-In-Furness | Cumbria | LA17 7UN | England | 326102 | 482987 | Harker ENWL SGTs 1 2 3A 4 / Hutton GSP GROUP | Ulverston | Kirkby Moor | 11 | Electricity North West Limited | Wind | Onshore wind turbines | No |  |  | 4.8 | [12 empty] | No | Connected | 4.8 | 4.75 | 5 | 0.038 | 0.04 | 1993-09-01 | [7 empty] | No | No |  |  |  |  | 2021-12-06
Data Not Available | Data Not Available | Fortum Carlisle Limited | Kingmoor Park | Kingmoor Park | Kingmoor Park | Carlisle | Cumbria | CA6 4SJ | England | 338363 | 560247 | Harker ENWL SGTs 1 2 3A 4 / Hutton GSP GROUP | Carlisle | - | 33 | Electricity North West Limited | Fossil - Gas | Engine (combustion / reciprocating) | No |  |  | 25 | [12 empty] | No | Accepted to Connect | - | - | - | - | - | - | 26.3158 | 25 | 26.3158 | 0 | 0 | 2017-03-30 | 2027-01-01 | No | No |  | To Be Confirmed |  | TR-01 | 2021-12-06
Data Not Available | Data Not Available | Capbal Ltd | Kilshaw Street ESS 20MW | Kilshaw Street | Kilshaw Street | Wigan | Lancashire | WN5 8EA | England | 355191 | 404268 | Washway Farm GSP / Kirkby GSP GROUP | Orrell | - | 33 | Electricity North West Limited | Stored Energy (all stored energy irrespective of the original energy source) | Storage - Electrochemical (Batteries) | No |  |  | 20 | [12 empty] | No | Accepted to Connect | - | - | - | - | - | - | 21.0526 | 20 | 21.0526 | 19 | 20 | 2017-06-27 | 2023-03-01 | No | No |  | To Be Confirmed |  |  | 2021-12-06
Data Not Available | Data Not Available | Smith Brothers Contractors | Kiln Lane, Oldham | Kiln Road |  | Rochdale | Greater Manchester | OL16 3NQ | England | 392620 | 412854 | Rochdale SGTs 2 3 4 | Castleton | Heady Hill | 6.6 | Electricity North West Limited | Fossil - Coal gas | Engine (combustion / reciprocating) | No |  |  | 5 | [12 empty] | No | Accepted to Connect | - | - | - | - | - | - | 5 | 4.75 | 5 | 0.057 | 0.06 | 2019-04-03 | To Be Confirmed | No | No |  | To Be Confirmed |  |  | 2021-12-06
Data Not Available | Data Not Available | Kilbuck Lane Flexi Ltd | Kilbuck Lane | Hay Cross Industrial Estate | Haydock Lane | St Helens | Merseyside | WA11 0QY | England | 357118 | 397429 | SPEN - Out of Area | Golborne | - | 33 | Electricity North West Limited | Fossil - Gas | Engine (combustion / reciprocating) | No |  |  | 21 | [12 empty] | No | Accepted to Connect | - | - | - | - | - | - | 22.1053 | 21 | 22.1053 | 0 | 0 | 2017-05-04 | To Be Confirmed | No | No |  | To Be Confirmed |  |  | 2021-12-06
KIELD_1M2M | KIELD_1M2M | N Power Renewables | Kielder Hydro |  |  | Kielder |  | NE48 1ND | England | 368265 | 587787 | Harker ENWL SGTs 1 2 3A 4 / Hutton GSP GROUP | Spadeadam 11/33kV | - | 33 | Electricity North West Limited | Water (flowing water or head of water) | Hydro - Run of river | No |  |  | 5.6 | [12 empty] | No | Connected | 5.6 | 5.32 | 5.6 | 0 | 0 | 2018-09-01 | [7 empty] | No | No |  |  |  |  | 2021-12-06
1640000285020 | 1600000132036 | Kellogg Company Of Great Britain, Limited | Kelloggs | Park Road | Park Road | Manchester | Greater Manchester | M32 8RA | England | 379549 | 395879 | South Manchester GSP | Stretford | Private Substation | 6.6 | Electricity North West Limited | Fossil - Gas | Engine (combustion / reciprocating) | No |  |  | 4 | [12 empty] | No | Connected | 4 | 3.8 | 4 | 10.45 | 11 | 2012-12-01 | [7 empty] | No | No |  |  |  |  | 2021-12-06
Data Not Available | Data Not Available | Savills Energy | JD Sports | Elizabethan Way | Milnrow | Rochdale | Greater Manchester | OL16 4FW | England | 391624 | 412256 | Rochdale SGTs 2 3 4 | Belfield | Kingsway | 11 | Electricity North West Limited | Solar | Photovoltaic | No |  |  | 1 | [12 empty] | No | Accepted to Connect | - | - | - | - | - | - | 1.0526 | 0.95 | 1 | 2.28 | 2.4 | 2015-10-06 | To Be Confirmed | No | No |  | To Be Confirmed |  |  | 2021-12-06
1630000408955 | 1630000408946 | Jameson Road Energy Ltd | Jameson Road Landfill Site 3 | Jameson Road | Jameson Road | Fleetwood | Lancashire | FY7 8TW | England | 333096 | 445791 | Penwortham West GSP / Stanah GSP GROUP | Thornton | Rossall | 6.6 | Electricity North West Limited | Biofuel - Landfill gas | Engine (combustion / reciprocating) | No |  |  | 2.13 | [12 empty] | No | Connected | 2.13 | 1.995 | 2.1 | 0.0475 | 0.05 | 2007-06-01 | [7 empty] | No | No |  |  |  |  | 2021-12-06
MANX-03M2M | MANX-03M2M | Data Not Available | Isle Of Man Interconnector |  |  | Blackpool | Lancashire |  | England | 332356 | 439729 | Penwortham West GSP / Stanah GSP GROUP | - | - | 132 | Electricity North West Limited | Other | Interconnector | No |  |  | 67 | [12 empty] | No | Connected | 67 | 0 | 0 | 0 | 0 | 2018-09-01 | [7 empty] | No | No |  |  |  |  | 2021-12-06
Data Not Available | Data Not Available | Renewables First Ltd | Irlam Hydropower Station, Manchester | Cadishead Way | Urmston | Manchester | Greater Manchester | M44 6RT | England | 372765 | 394097 | Carrington ENWL SGTs 1B 2B 4 7 | Carrington BSP | To be Confirmed | 6.6 | Electricity North West Limited | Water (flowing water or head of water) | Hydro - Run of river | No |  |  | 1.435 | [12 empty] | No | Accepted to Connect | - | - | - | - | - | - | 1 | 0.95 | 1 | 0.038 | 0.04 | 2018-12-05 | To Be Confirmed | No | No |  | To Be Confirmed |  |  | 2021-12-06
Data Not Available | Data Not Available | Energy Contour | Hyndburn Windfarm Extension | Haslingdon Old Road | Oswaldtwistle | Blackburn | Lancashire | BB5 3RP | England | 373431 | 425450 | Penwortham East GSP / Rochdale SGT 1 GROUP | Blackburn | - | 33 | Electricity North West Limited | Wind | Onshore wind turbines | No |  |  | 8.2 | [12 empty] | No | Accepted to Connect | - | - | - | - | - | - | 8.6316 | 8.2 | 8.6316 | 0 | 0 | 2013-10-28 | 2023-03-01 | No | No |  | To Be Confirmed |  |  | 2021-12-06
1640000177316 | 1640000177307 | Energiekontor UK Hy Gmbh & Co. Wp Hyndbu | Hyndburn Wind Farm | Haslingden Old Road | Haslingden Old Road | Accrington | Lancashire | BB5 3RT | England | 374590 | 425063 | Penwortham East GSP / Rochdale SGT 1 GROUP | Huncoat | - | 33 | Electricity North West Limited | Wind | Onshore wind turbines | No |  |  | 25.102 | [12 empty] | No | Connected | 25.102 | 23.8469 | 25.102 | 0.3895 | 0.41 | 2013-04-01 | [7 empty] | No | No |  |  |  |  | 2021-12-06
Data Not Available | Data Not Available | Efficient Generation | Hundred End Farm | Hundred End Lane | Tarleton | Preston | Lancashire | PR4 6XL | England | 341624 | 422659 | Penwortham West GSP / Stanah GSP GROUP | Wrightington | Tarleton | 6.6 | Electricity North West Limited | Fossil - Gas | Engine (combustion / reciprocating) | No |  |  | 3 | [12 empty] | No | Accepted to Connect | - | - | - | - | - | - | 3 | 2.85 | 3 | To Be Confirmed | To Be Confirmed | 2017-11-21 | To Be Confirmed | No | No |  | To Be Confirmed |  |  | 2021-12-06
Data Not Available | Data Not Available | Stratera Energy Limited | Howick Hill Farm ESS 50MW | Howick Hall Farm | Howick Cross Lane | Penwortham | Lancashire | PR1 0NS | England | 350514 | 427859 | Penwortham East GSP / Rochdale SGT 1 GROUP | - | - | 132 | Electricity North West Limited | Stored Energy (all stored energy irrespective of the original energy source) | Storage - Electrochemical (Batteries) | No |  | 1 | 49.9 | [12 empty] | No | Accepted to Connect | - | - | - | - | - | - | 52.5263 | 49.9 | 52.5263 | 47.405 | 49.9 | 2017-07-20 | 2023-03-01 | No | No |  | To Be Confirmed |  |  | 2021-12-06
Data Not Available | Data Not Available | AVE 001 Limited | Hollin Bridge Street, Blackburn | Hollin Bridge Street |  | Blackburn | Lancashire | BB2 4AY | England | 367400 | 426800 | Rochdale SGTs 2 3 4 | Lower Darwen | Griffin | 6.6 | Electricity North West Limited | Fossil - Gas | Engine (combustion / reciprocating) | No |  |  | 4.5 | [12 empty] | No | Accepted to Connect | - | - | - | - | - | - | 4.5 | 4.275 | 4.5 | To Be Confirmed | To Be Confirmed | 2019-01-14 | To Be Confirmed | No | No |  | To Be Confirmed |  |  | 2021-12-06
1640000719215 | 1620000772484 | Thornton Facilities Management Ltd | Hillhouse International Site | Fleetwood Road North |  | Thornton-Cleveleys | Lancashire | FY5 4QD | England | 334547 | 443390 | Penwortham West GSP / Stanah GSP GROUP | Thornton | - | 33 | Electricity North West Limited | Fossil - Gas | Engine (combustion / reciprocating) | No |  | 1 | 5.5 | [12 empty] | No | Connected | 5.5 | 5.225 | 5.5 | 1.235 | 1.3 | 2015-12-01 | [7 empty] | No | No |  |  |  |  | 2021-12-06
1640000950263 | 1640000950254 | Hillhouse Generation Limited | Hillhouse | Hillhouse Farm | - | Thornton | Lancashire | FY5 4FW | England | 334626 | 442960 | Penwortham West GSP / Stanah GSP GROUP | Thornton | - | 33 | Electricity North West Limited | Fossil - Oil | Engine (combustion / reciprocating) | No |  |  | 20 | [12 empty] | No | Connected | 20 | 20 | 21.0526 | 0 | 0 | 2021-01-26 | [7 empty] | No | No |  |  |  |  | 2021-12-06
1640000373918 | 1640000373909 | Cockerham Green Energy Limited | Hillam Lane Farm | Hillam Lane | Cockerham | Lancaster | Lancashire | LA2 0DX | England | 345865 | 453121 | Heysham GSP | Lancaster | Burrow Beck | 11 | Electricity North West Limited | Biofuel - Landfill gas | Engine (combustion / reciprocating) | No |  |  | 1.1 | [12 empty] | No | Connected | 1.1 | 1.045 | 1.1 | 0.10925 | 0.115 | 2014-03-01 | [7 empty] | No | No |  |  |  |  | 2021-12-06
1630000394131 | 1630000394099 | Mark Jones | Highview Generation Site | Low Plains Farm | Calthwaite | Penrith | Cumbria | CA11 9RQ | England | 349476 | 541940 | Harker ENWL SGTs 1 2 3A 4 / Hutton GSP GROUP | Penrith & Shap | Hutton End & Skelton C | 11 | Electricity North West Limited | Stored Energy (all stored energy irrespective of the original energy source) | Storage - Electrochemical (Batteries) | Yes |  |  | 1 | Biomass | Steam turbine (thermal power plant) |  |  |  | 0.95 | [6 empty] | No | Connected | 1.95 | 0.95 | 1 | 0.285 | 0.3 | 2019-03-01 | [7 empty] | No | No |  |  |  |  | 2021-12-06
1640000532204 | 1640000532199 | Energy4all | High Winds Wind Farm | Harlock Hill | Nr Pennington | Ulverston | Cumbria | LA12 7SB | England | 325347 | 479294 | Harker ENWL SGTs 1 2 3A 4 / Hutton GSP GROUP | Ulverston | Ulverston | 11 | Electricity North West Limited | Wind | Onshore wind turbines | No |  |  | 4.694 | [12 empty] | No | Connected | 4.694 | 4.37 | 4.6 | 0.038 | 0.04 | 2016-06-01 | [7 empty] | No | No |  |  |  |  | 2021-12-06
1630000286436 | 1630000286427 | High Pow Ltd | High Powe Wind Farm |  | Bolton New Houses | Wigton | Cumbria | CA7 8NH | England | 324947 | 542718 | Harker ENWL SGTs 1 2 3A 4 / Hutton GSP GROUP | Carlisle | Wigton | 11 | Electricity North West Limited | Water (flowing water or head of water) | Hydro - Run of river | No |  |  | 3.9 | [12 empty] | No | Connected | 3.9 | 3.705 | 3.9 | 0.038 | 0.04 | 2007-03-03 | [7 empty] | No | No |  |  |  |  | 2021-12-06
Data Not Available | Data Not Available | eco NRG Storage Ltd | Heyside Battery. Mossdown Road, Royton | Mossdown Road | Royton | Oldham | Greater Manchester | OL2 6HS | England | 393430 | 407086 | Whitegate GSP | Royton | Heyside | 6.6 | Electricity North West Limited | Stored Energy (all stored energy irrespective of the original energy source) | Storage - Electrochemical (Batteries) | No |  |  | 6 | [12 empty] | No | Accepted to Connect | - | - | - | - | - | - | 6.3158 | 5.7 | 6 | 5.7 | 6 | 2017-10-06 | To Be Confirmed | No | No |  | To Be Confirmed |  |  | 2021-12-06
1640000432138 | 1640000432129 | Locogen | Heysham Wind Farm |  | Heaton With Oxcliffe | Morecambe | Lancashire | LA3 2HJ | England | 342706 | 460416 | Heysham GSP | Lancaster | Westgate | 6.6 | Electricity North West Limited | Wind | Onshore wind turbines | No |  |  | 2.3 | [12 empty] | No | Connected | 2.3 | 2.4738 | 2.604 | 0.095 | 0.1 | 2014-10-01 | [7 empty] | No | No |  |  |  |  | 2021-12-06
1640000429260 | 1640000429260 | Banks Renewables (Heysham South Wind Farm) Limited | Heysham South Wind Farm | A683 |  | Heysham | Lancashire | LA3 3ES | England | 342655 | 459790 | Heysham GSP | Trimpell | Trimpell | 11 | Electricity North West Limited | Wind | Onshore wind turbines | No |  |  | 7.5 | [12 empty] | No | Connected | 7.5 | 7.5002 | 7.895 | 0.11875 | 0.125 | 2014-09-01 | [7 empty] | No | No |  |  |  |  | 2021-12-06
Data Not Available | Data Not Available | Veolia ES (UK) Limited | Heysham Gateway ERF | Middleton Business Park | Middleton Business Park | Lancaster | Lancashire | LA3 3PX | England | 342288 | 458973 | Heysham GSP | - | - | 132 | Electricity North West Limited | Other | Other | No |  |  | 34 | [12 empty] | No | Accepted to Connect | - | - | - | - | - | - | 35.7895 | 34 | 35.7895 | 0 | 0 | 2020-01-20 | 2023-10-01 | No | No |  | To Be Confirmed |  | TR-03 | 2021-12-06
1620000278216 | 1620000279353 | Viridis Energy (Norgen) Limited | Hespin Wood Landfill |  | Rockcliffe | Carlisle | Cumbria | CA6 4BJ | England | 336507 | 563047 | Harker ENWL SGTs 1 2 3A 4 / Hutton GSP GROUP | Carlisle North | Carlisle North | 11 | Electricity North West Limited | Biofuel - Landfill gas | Engine (combustion / reciprocating) | No |  |  | 1.33 | [12 empty] | No | Connected | 1.33 | 1.235 | 1.3 | 0.038 | 0.04 | 2000-06-16 | [7 empty] | No | No |  |  |  |  | 2021-12-06
1640000082295 | 1640000082286 | Innogy Renewables UK Limited | Hellrigg Wind Farm | Park Head Farm | Silloth | Wigton | Cumbria | CA7 4PZ | England | 313653 | 551058 | Harker ENWL SGTs 1 2 3A 4 / Hutton GSP GROUP | Carlisle | - | 33 | Electricity North West Limited | Wind | Onshore wind turbines | No |  |  | 10 | [12 empty] | No | Connected | 10 | 8.74 | 9.2 | 0.152 | 0.16 | 2011-08-22 | [7 empty] | No | No |  |  |  |  | 2021-12-06
1640000584569 | 1640000583175 | Alkane Energy UK Limited | Haydock Energy Park | Fleet House, Wilcock Road | Haydock | St. Helens | Merseyside | WA11 9SJ | England | 357589 | 397629 | SPEN - Out of Area | Golborne | Haydock | 11 | Electricity North West Limited | Fossil - Gas | Engine (combustion / reciprocating) | No |  |  | 8 | [12 empty] | No | Connected | 8 | 7.6 | 8 | 0.11875 | 0.125 | 2016-11-22 | [7 empty] | No | No |  |  |  |  | 2021-12-06
1620001622344 | 1620001622335 | Haverigg Iii Limited | Haverigg Wind Farm | Haverigg Airfield |  | Millom | Cumbria | LA18 4JB | England | 313365 | 479103 | Harker ENWL SGTs 1 2 3A 4 / Hutton GSP GROUP | Ulverston | Askam & Dalton | 11 | Electricity North West Limited | Wind | Onshore wind turbines | No |  |  | 1.7 | [12 empty] | No | Connected | 1.7 | 1.615 | 1.7 | 0.038 | 0.04 | 2004-10-04 | [7 empty] | No | No |  |  |  |  | 2021-12-06
1620001622362 | 1620001622353 | Haverigg Iii Limited | Haverigg Wind Farm | Haverigg Airfield |  | Millom | Cumbria | LA18 4JB | England | 313366 | 479111 | Harker ENWL SGTs 1 2 3A 4 / Hutton GSP GROUP | Ulverston | Askam & Dalton | 11 | Electricity North West Limited | Wind | Onshore wind turbines | No |  |  | 1.7 | [12 empty] | No | Connected | 1.7 | 1.615 | 1.7 | 0.038 | 0.04 | 2004-10-04 | [7 empty] | No | No |  |  |  |  | 2021-12-06
Data Not Available | Data Not Available | Hambledon Wind Ltd | Hameldon Wind Farm | Billington Road | Billington Road | Burnley | Lancashire | BB11 5QQ | England | 382003 | 430369 | Rochdale SGTs 2 3 4 | Burnley | - | 33 | Electricity North West Limited | Wind | Onshore wind turbines | No |  |  | 7.5 | [12 empty] | No | Accepted to Connect | - | - | - | - | - | - | 7.8947 | 7.5 | 7.8947 | 0 | 0 | 2015-08-10 | 2023-03-01 | No | No |  | To Be Confirmed |  |  | 2021-12-06
1640000319168 | 1640000319186 | Innogy Renewables UK Limited | Hameldon Hill Wind Farm 2 | Accrington Road | Hapton | Burnley | Lancashire | BB11 5QJ | England | 380313 | 430610 | Padiham GSP | Huncoat | - | 33 | Electricity North West Limited | Wind | Onshore wind turbines | No |  |  | 6 | [12 empty] | No | Connected | 6 | 6.0002 | 6.316 | 0.095 | 0.1 | 2013-10-01 | [7 empty] | No | No |  |  |  |  | 2021-12-06
1640000319159 | 1640000319177 | Innogy Renewables UK Limited | Hameldon Hill Wind Farm 1 | Accrington Road | Hapton | Burnley | Lancashire | BB11 5QJ | England | 380310 | 430610 | Padiham GSP | Huncoat | - | 33 | Electricity North West Limited | Wind | Onshore wind turbines | No |  |  | 6 | [12 empty] | No | Connected | 6 | 6.0002 | 6.316 | 0.095 | 0.1 | 2013-10-01 | [7 empty] | No | No |  |  |  |  | 2021-12-06
1630000220685 | 1630000220676 | Innogy Renewables UK Limited | Hameldon Hill Wind Farm | Billington Road | Hapton | Burnley | Lancashire | BB11 5QQ | England | 380997 | 430297 | Padiham GSP | Huncoat | - | 33 | Electricity North West Limited | Wind | Onshore wind turbines | No |  |  | 4.5 | [12 empty] | No | Connected | 4.5 | 0.038 | 0.04 | 0.038 | 0.04 | 2007-06-01 | [7 empty] | No | No |  |  |  |  | 2021-12-06
1640000701723 | 1640000701732 | Hallburn Farm Ltd | Hallburn Farm |  | Longtown | Carlisle | Cumbria | CA6 5TW | England | 341545 | 568510 | Harker ENWL SGTs 1 2 3A 4 / Hutton GSP GROUP | Carlisle | - | 33 | Electricity North West Limited | Wind | Onshore wind turbines | No |  |  | 13.2 | [12 empty] | No | Connected | 13.2 | 11.685 | 12.3 | 0.285 | 0.3 | 2018-03-01 | [7 empty] | No | No |  |  |  |  | 2021-12-06
Data Not Available | Data Not Available | ARL 001 Ltd | Gypsy Lane | Gypsy Lane |  | Rochdale | Lancashire | OL11 3HA | England | 388264 | 411244 | Rochdale SGTs 2 3 4 | Castleton | - | 33 | Electricity North West Limited | Stored Energy (all stored energy irrespective of the original energy source) | Storage - Electrochemical (Batteries) | No |  |  | 18 | [12 empty] | No | Accepted to Connect | - | - | - | - | - | - | 18.9474 | 18 | 18.9474 | 17.1 | 18 | 2018-04-30 | To Be Confirmed | No | No |  | To Be Confirmed |  |  | 2021-12-06
1640000649409 | 1640000649384 | Grimsargh Solar Ltd | Grimsargh Solar |  | Grimsargh | Preston | Lancashire | PR2 5LE | England | 358898 | 433239 | Penwortham East GSP / Rochdale SGT 1 GROUP | Preston East | Preston East | 6.6 | Electricity North West Limited | Stored Energy (all stored energy irrespective of the original energy source) | Storage - Electrochemical (Batteries) | No |  |  | 1.2 | [12 empty] | No | Connected | 1.2 | 1.14 | 1.2 | 1.14 | 1.2 | 2016-06-01 | [7 empty] | No | No |  |  |  |  | 2021-12-06
1640000544501 | 1640000544496 | Grimsargh Solar Ltd | Grimsargh Solar |  | Grimsargh | Preston | Lancashire | PR2 5LE | England | 358897 | 433259 | Penwortham East GSP / Rochdale SGT 1 GROUP | Preston East | Preston East | 6.6 | Electricity North West Limited | Solar | Photovoltaic | No |  |  | 2.475 | [12 empty] | No | Connected | 2.475 | 2.3512 | 2.475 | 0.02375 | 0.025 | 2016-03-01 | [7 empty] | No | No |  |  |  |  | 2021-12-06
1640000589743 | 1640000589734 | Equorium Property Company Limited | Greengill Farm Ad | Greengill |  | Penrith | Cumbria | CA11 8SE | England | 351389 | 532694 | Harker ENWL SGTs 1 2 3A 4 / Hutton GSP GROUP | Penrith & Shap | Newtongate T11 & T12 | 11 | Electricity North West Limited | Biofuel - Landfill gas | Engine (combustion / reciprocating) | No |  |  | 2.4 | [12 empty] | No | Connected | 2.4 | 2.3256 | 2.448 | 1.235 | 1.3 | 2016-12-01 | [7 empty] | No | No |  |  |  |  | 2021-12-06
Data Not Available | Data Not Available | Aberla Services | Green Street 30MW STOR | Green Street | Green Street | Wigan | Lancashire | WN3 5GB | England | 358499 | 404848 | Washway Farm GSP / Kirkby GSP GROUP | Wigan | - | 33 | Electricity North West Limited | Fossil - Gas | Engine (combustion / reciprocating) | No |  |  | 30 | [12 empty] | No | Accepted to Connect | - | - | - | - | - | - | 31.5789 | 30 | 31.5789 | 0 | 0 | 2019-01-10 | 2023-03-01 | No | No |  | To Be Confirmed |  |  | 2021-12-06
1640000534239 | 1640000534220 | New Nrg 4 Ltd | Greaves Farm | Popplemire Lane | Old Hutton | Kendal | Cumbria | LA8 0NA | England | 355337 | 488597 | Harker ENWL SGTs 1 2 3A 4 / Hutton GSP GROUP | Kendal (Parkside Rd) | Kendal | 11 | Electricity North West Limited | Solar | Photovoltaic | No |  |  | 4 | [12 empty] | No | Connected | 4 | 3.8 | 4 | 0.03325 | 0.035 | 2016-03-01 | [7 empty] | No | No |  |  |  |  | 2021-12-06
1620000574665 | 1620000574656 | Great Orton Windfarm | Great Orton Wind Farm | Watch Tree Nature Reserve | Great Orton | Carlisle | Cumbria | CA5 6NJ | England | 331573 | 553011 | Harker ENWL SGTs 1 2 3A 4 / Hutton GSP GROUP | Carlisle | Morton Park & Pirelli | 11 | Electricity North West Limited | Wind | Onshore wind turbines | No |  |  | 1.32 | [12 empty] | No | Connected | 1.32 | 1.254 | 1.32 | 0.038 | 0.04 | 2000-01-01 | [7 empty] | No | No |  |  |  |  | 2021-12-06
1620000257475 | 1600000097710 | Great Orton Windfarm II Ltd | Great Orton Wind Farm | The Airfield | Great Orton | Carlisle | Cumbria | CA5 6NJ | England | 331572 | 553020 | Harker ENWL SGTs 1 2 3A 4 / Hutton GSP GROUP | Carlisle | Morton Park & Pirelli | 11 | Electricity North West Limited | Wind | Onshore wind turbines | No |  |  | 2.64 | [12 empty] | No | Connected | 2.64 | 2.85 | 3 | 0.038 | 0.04 | 1997-03-01 | [7 empty] | No | No |  |  |  |  | 2021-12-06
GOOSG0001M | GOOSG0001M | Data Not Available | Goose House Lane Generation | Goose House Lane |  | Darwen | Lancashire | BB3 0EH | England | 369203 | 423494 | Penwortham East GSP / Rochdale SGT 1 GROUP | Lower Darwen | - | 33 | Electricity North West Limited | Fossil - Gas | Engine (combustion / reciprocating) | No |  |  | 21.2 | [12 empty] | No | Connected | 21.2 | 20.14 | 21.2 | 0 | 0 | 2018-10-01 | [7 empty] | No | No |  |  |  |  | 2021-12-06
Data Not Available | Data Not Available | Alkane Energy UK Ltd | Goldborne Energy Park, Off Kidgrove Road, Warrington | Off Kidgrove Road |  | Warrington | Cheshire | WA3 3DP | England | 360488 | 398104 | SPEN - Out of Area | Golborne | Golborne | 11 | Electricity North West Limited | Fossil - Coal gas | Engine (combustion / reciprocating) | No |  |  | 6 | [12 empty] | No | Accepted to Connect | - | - | - | - | - | - | 7.443 | 5.7 | 6 | 0.095 | 0.1 | 2017-02-09 | To Be Confirmed | No | No |  | To Be Confirmed |  |  | 2021-12-06
Data Not Available | Data Not Available | Alpla UK Ltd | Golborne CHP | Unit 9 Stonecross Business Park | Yew Tree Way, Golborne | Warrington | Cheshire | WA3 3GY | England | 361132 | 397298 | SPEN - Out of Area | Golborne | Golborne | 11 | Electricity North West Limited | Fossil - Gas | Engine (combustion / reciprocating) | To Be Confirmed |  |  | 3.36 | [12 empty] | No | Accepted to Connect | - | - | - | - | - | - | 3.5368 | 3.36 | 3.5368 | 0 | 0 | 2019-11-27 | 2023-03-01 | No | No |  | To Be Confirmed |  |  | 2021-12-06
1640000527853 | 1630000448178 | United Utilities Water Ltd | Godley Water Treatment Works | Tetlow Fold |  | Hyde | Cheshire | SK14 3BU | England | 396565 | 395487 | Stalybridge GSP | Hyde | Hattersley | 11 | Electricity North West Limited | Solar | Photovoltaic | No |  |  | 2.9908 | [12 empty] | No | Connected | 2.9908 | 2.85 | 3 | 1.0165 | 1.07 | 2016-02-29 | [7 empty] | No | No |  |  |  |  | 2021-12-06
1640000565636 | 1640000565627 | UK Power Reserve Globe Lane | Globe Lane Stor | Globe Undustrial Park, Globe Lane |  | Dukinfield | Cheshire | SK16 4RE | England | 393997 | 397007 | Stalybridge GSP | Hyde | - | 33 | Electricity North West Limited | Fossil - Gas | Engine (combustion / reciprocating) | No |  |  | 20 | [12 empty] | No | Connected | 20 | 19 | 20 | 0.475 | 0.5 | 2017-10-14 | [7 empty] | No | No |  |  |  |  | 2021-12-06
Data Not Available | Data Not Available | Battery Energi Storage Limited | Gateway Crescent (Shaw) | Unit 12 Howarth Court | Gateway Crescent | Data Not Available | Data Not Available | OL9 9XB | England | 389108 | 403957 | Whitegate GSP | Chadderton | - | 33 | Electricity North West Limited | Stored Energy (all stored energy irrespective of the original energy source) | Storage - Electrochemical (Batteries) | No |  |  | 20 | [12 empty] | No | Accepted to Connect | - | - | - | - | - | - | 21.0526 | 20 | 21.0526 | 19 | 20 | 2017-02-22 | 2022-04-01 | No | No |  | To Be Confirmed |  |  | 2021-12-06
1600000139087 | 1600000139087 | United Utilities Water Ltd | Franklaw Treatment Works | Catterall | Garstang | Preston | Lancashire | PR3 0PJ | England | 349397 | 442356 | Penwortham East GSP / Rochdale SGT 1 GROUP | Ribble | Catterall Waterworks | 6.6 | Electricity North West Limited | Fossil - Oil | Engine (combustion / reciprocating) | No |  |  | 2.8 | [12 empty] | No | Connected | 2.8 | 0 | 0 | 4.4479 | 4.682 | 2000-09-08 | [7 empty] | Yes | No | DSR_PROVIDER_001 |  |  |  | 2021-12-06
Data Not Available | Data Not Available | United Utilities | Franklaw Water Treatment | Reservoir Road |  | Wyre | Lancashire | PR3 0PJ | England | 349397 | 442356 | Penwortham East GSP / Rochdale SGT 1 GROUP | Ribble | Catterall Waterworks | 6.6 | Electricity North West Limited | Solar | Photovoltaic | No |  |  | 3.8 | [12 empty] | No | Accepted to Connect | [6 empty] | 4 | 5.2 | 5.46 | 4.4479 | 4.682 | 2020-06-29 | To Be Confirmed | No | No |  | To Be Confirmed |  |  | 2021-12-06
1640000082630 | 1640000082620 | Flimby Wind Energy Limited | Flimby Wind Farm |  | Flimby | Maryport | Cumbria | CA15 8QX | England | 303822 | 532889 | Harker ENWL SGTs 1 2 3A 4 / Hutton GSP GROUP | Stainburn & Siddick | - | 33 | Electricity North West Limited | Wind | Onshore wind turbines | No |  |  | 7.5 | [12 empty] | No | Connected | 7.5 | 7.125 | 7.5 | 0.0475 | 0.05 | 2012-12-01 | [7 empty] | No | No |  |  |  |  | 2021-12-06
1640000649418 | 1640000649393 | Fell View Solar Ltd | Fell View Solar Farm | Preston Road | Grimsargh | Preston | Lancashire | PR2 5SB | England | 358858 | 433211 | Penwortham East GSP / Rochdale SGT 1 GROUP | Preston East | Preston East | 6.6 | Electricity North West Limited | Stored Energy (all stored energy irrespective of the original energy source) | Storage - Electrochemical (Batteries) | No |  |  | 1.2 | [12 empty] | No | Connected | 1.2 | 1.14 | 1.2 | 1.14 | 1.2 | 2016-06-01 | [7 empty] | No | No |  |  |  |  | 2021-12-06
1640000544520 | 1640000544510 | Fell View Solar Ltd | Fell View Solar Farm | Preston Road | Grimsargh | Preston | Lancashire | PR2 5SB | England | 358858 | 433211 | Penwortham East GSP / Rochdale SGT 1 GROUP | Preston East | Preston East | 6.6 | Electricity North West Limited | Solar | Photovoltaic | No |  |  | 3.603 | [12 empty] | No | Connected | 3.603 | 3.4228 | 3.603 | 0.0475 | 0.05 | 2016-03-01 | [7 empty] | No | No |  |  |  |  | 2021-12-06
1640000523609 | 1640000523593 | Fanny House Solar Farm Limited | Fanny House Solar Farm | Oxcliffe Road | Heaton With Oxcliffe | Morecambe | Lancashire | LA3 3EF | England | 342571 | 461164 | Heysham GSP | Lancaster | Westgate | 11 | Electricity North West Limited | Solar | Photovoltaic | No |  |  | 4 | [12 empty] | No | Connected | 4 | 3.8 | 4 | 0.0475 | 0.05 | 2016-03-01 | [7 empty] | No | No |  |  |  |  | 2021-12-06
Data Not Available | Data Not Available | Stratera Energy Limited | Fairy Lane (ESS option) | Fairy Lane | - | Sale | Greater Manchester | M33 2JU | England | 381510 | 391435 | South Manchester GSP |  |  | 132 | Electricity North West Limited | Stored Energy (all stored energy irrespective of the original energy source) | Storage - Electrochemical (Batteries) | No |  | 1 | 49.9 | [12 empty] | No | Accepted to Connect | - | - | - | - | - | - | 52.5263 | 49.9 | 52.5263 | 47.405 | 49.9 | 2017-07-11 | 2022-05-01 | No | No |  | To Be Confirmed |  |  | 2022-04-05
1630000892679 | 1630000892660 | Stern Wind | Fairfield Wind Farm |  | Pica | Workington | Cumbria | CA14 4PZ | England | 301767 | 521492 | Harker ENWL SGTs 1 2 3A 4 / Hutton GSP GROUP | Stainburn & Siddick | HDA No1 & HDA No2 | 11 | Electricity North West Limited | Wind | Onshore wind turbines | No |  |  | 6.5 | [12 empty] | No | Connected | 6.5 | 6.5075 | 6.85 | 0.076 | 0.08 | 2010-11-01 | [7 empty] | No | No |  |  |  |  | 2021-12-06
1640000663022 | 1620000379847 | United Utilities Water Ltd | Ennerdale Wwtw |  | Ennerdale | Cleator | Cumbria | CA23 3AS | England | 308328 | 515336 | Harker ENWL SGTs 1 2 3A 4 / Hutton GSP GROUP | Egremont | Egremont | 11 | Electricity North West Limited | Fossil - Oil | Engine (combustion / reciprocating) | No |  |  | 1.008 | [12 empty] | No | Connected | 1.008 | 0.475 | 0.5 | 0.33725 | 0.355 | 2017-04-14 | [7 empty] | No | No |  |  |  |  | 2021-12-06
Data Not Available | Data Not Available | Smith Brothers | Engineering Foundry Supplies | Phillips Lane |  | Colne | Lancashire | BB8 9PQ | England | 387564 | 439465 | Padiham GSP | Nelson | Phillips Lane | 6.6 | Electricity North West Limited | Fossil - Gas | Engine (combustion / reciprocating) | No |  |  | 7 | [12 empty] | No | Accepted to Connect | - | - | - | - | - | - | 7 | 6.65 | 7 | To Be Confirmed | To Be Confirmed | 2019-08-27 | To Be Confirmed | No | No |  | To Be Confirmed |  |  | 2021-12-06
1630000403060 | 1620000398404 | Network Rail Infrastructure Limited | Edgeley Railway Station | Stockholm Road |  | Stockport | Greater Manchester | SK3 9PN | England | 389049 | 388846 | Bredbury GSP | - | - | 25 | Electricity North West Limited | Fossil - Gas | Engine (combustion / reciprocating) | No |  |  | 2 | [12 empty] | No | Connected | 2 | 1.9 | 2 | 11.4 | 12 | 2000-06-13 | [7 empty] | No | No |  |  |  |  | 2021-12-06
1640000150652 | 1640000150670 | Dryholme Biogas Limited | Dryholme Farm |  | Silloth | Wigton | Cumbria | CA7 4PZ | England | 314544 | 552616 | Harker ENWL SGTs 1 2 3A 4 / Hutton GSP GROUP | Carlisle | Silloth | 11 | Electricity North West Limited | Biofuel - Landfill gas | Engine (combustion / reciprocating) | No |  |  | 2.38 | [12 empty] | No | Connected | 2.38 | 2.3323 | 2.455 | 0.114 | 0.12 | 2011-10-01 | [7 empty] | No | No |  |  |  |  | 2021-12-06
Data Not Available | Data Not Available | OPDE UK Lts | Dormansteads PC | Roweltown | Roweltown | Carlisle | Cumbria | CA6 6JP | England | 350998 | 569946 | Harker ENWL SGTs 1 2 3A 4 / Hutton GSP GROUP | - | - | 132 | Electricity North West Limited | Solar | Photovoltaic | No |  |  | 38 | [12 empty] | No | Accepted to Connect | - | - | - | - | - | - | 40 | 38 | 40 | 0 | 0 | 2020-10-15 | 2027-01-01 | No | No |  | To Be Confirmed |  |  | 2021-12-06
1640000665386 | 1640000665377 | Alkane Energy Cm Limited | Dobson Park Way Gen 2 | Dobson Park Way | Ince | Wigan | Greater Manchester | WN2 2EG | England | 360265 | 405069 | Washway Farm GSP / Kirkby GSP GROUP | Wigan | Green St T12 & T13 | 6.6 | Electricity North West Limited | Fossil - Gas | Engine (combustion / reciprocating) | No |  |  | 3.2 | [12 empty] | No | Connected | 3.2 | 2.85 | 3 | 0.3325 | 0.35 | 2017-08-01 | [7 empty] | No | Yes |  |  |  |  | 2021-12-06
1640000665368 | 1640000665359 | Alkane Energy Cm Limited | Dobson Park Way Gen 1 | Dobson Park Way | Ince | Wigan | Greater Manchester | WN2 2EG | England | 360240 | 405074 | Washway Farm GSP / Kirkby GSP GROUP | Wigan | Green St T11 | 6.6 | Electricity North West Limited | Fossil - Gas | Engine (combustion / reciprocating) | No |  |  | 3.2 | [12 empty] | No | Connected | 3.2 | 2.85 | 3 | 0.3325 | 0.35 | 2017-08-01 | [7 empty] | No | Yes |  |  |  |  | 2021-12-06
Data Not Available | Data Not Available | STOR POWER Ltd | Ditchers Lane | Slack Lane | Slack Lane | Bolton | Greater Manchester | BL5 3LB | England | 365777 | 407243 | Kearsley 132 GSP | Westhoughton | - | 33 | Electricity North West Limited | Fossil - Oil | Engine (combustion / reciprocating) | No |  |  | 20 | [12 empty] | No | Accepted to Connect | - | - | - | - | - | - | 21.0526 | 20 | 21.0526 | 0 | 0 | 2017-06-20 | 2023-03-01 | No | No |  | To Be Confirmed |  |  | 2021-12-06
Data Not Available | Data Not Available | STOR 127 Ltd | Ditchers 2 STOR | Ditchers Lane | Ditchers Lane | Westhoughton | Bolton | BL5 3XX | England | 364605 | 406848 | Washway Farm GSP / Kirkby GSP GROUP | Wigan | - | 33 | Electricity North West Limited | Fossil - Gas | Engine (combustion / reciprocating) | No |  |  | 20 | [12 empty] | No | Accepted to Connect | - | - | - | - | - | - | 21.0526 | 20 | 21.0526 | 0 | 0 | 2017-12-19 | 2023-03-01 | No | No |  | To Be Confirmed |  |  | 2021-12-06
1620000578711 | 1620000139540 | Infinis Energy Services Limited | Distington Landfill Site | Lillyhall Industrial Estate, Pitwood Road | Distington | Workington | Cumbria | CA14 4JP | England | 302542 | 524765 | Harker ENWL SGTs 1 2 3A 4 / Hutton GSP GROUP | Stainburn & Siddick | HDA No1 & HDA No2 | 11 | Electricity North West Limited | Biofuel - Landfill gas | Engine (combustion / reciprocating) | No |  |  | 2.006 | Fossil - Gas | Engine (combustion / reciprocating) |  |  |  | 0.3135 | [6 empty] | No | Connected | 2.3195 | 2.47 | 2.6 | 0.095 | 0.1 | 2000-03-01 | [7 empty] | No | No |  |  |  |  | 2021-12-06
1620000366740 | 1600000173760 | Infinis Energy Services Limited | Distington Landfill Site | Pittwood Road, Lillyhall Industrial Estate | Lillyhall | Workington | Cumbria | CA14 4JP | England | 301888 | 524458 | Harker ENWL SGTs 1 2 3A 4 / Hutton GSP GROUP | Stainburn & Siddick | HDA No1 & HDA No2 | 11 | Electricity North West Limited | Biofuel - Landfill gas | Engine (combustion / reciprocating) | No |  |  | 2.6 | [12 empty] | No | Connected | 2.6 | 0.95 | 1 | 0.038 | 0.04 | 1998-12-01 | [7 empty] | No | No |  |  |  |  | 2021-12-06
Data Not Available | Data Not Available | Transtel Utilities Ltd | Dig Gate Lane | Dig Lane Gate |  | Rochdale | Greater Manchester | OL16 4NR | England | 391771 | 411144 | Rochdale SGTs 2 3 4 | Belfield | Kingsway | 11 | Electricity North West Limited | Fossil - Gas | Engine (combustion / reciprocating) | No |  |  | 4.4 | [12 empty] | No | Accepted to Connect | - | - | - | - | - | - | 4.6316 | 4.4 | 4.6316 | 0 | 0 | 2020-08-14 | 31/11/2022 | No | No |  | To Be Confirmed |  |  | 2021-12-06
1620001110374 | 1620001110374 | British Telecommunications Plc | Dial House | 21, Chapel Street |  | Salford | Greater Manchester | M3 7BA | England | 383618 | 398704 | Kearsley 132 GSP | Frederick Rd | Blackfriars | 6.6 | Electricity North West Limited | Fossil - Oil | Engine (combustion / reciprocating) | No |  |  | 4.14 | [12 empty] | No | Connected | 4.14 | Data not Applicable | Data not Applicable | 7.125 | 7.5 | 2002-07-22 | [7 empty] | No | No |  |  |  |  | 2021-12-06
1640000537513 | 1600000172410 | Sainsburys Supermarkets Ltd | 2, Barn Croft | Hall Wood Avenue | Haydock | St. Helens | Merseyside | WA11 9WB | England | 356736 | 398026 | SPEN - Out of Area | Golborne | Haydock | 11 | Electricity North West Limited | Solar | Photovoltaic | Yes |  |  | 1.784 | [12 empty] | No | Connected | 1.784 | Data not Applicable | Data not Applicable | 1.52 | 1.6 | 2016-03-18 | [7 empty] | No | No |  |  |  |  | 2021-12-06
1640000171625 | 1600000176682 | Tesco Stores Limited | Station Road | Haydock Industrial Estate | Haydock | St Helens | Merseyside | WA11 9UT | England | 356693 | 398200 | SPEN - Out of Area | Golborne | Haydock | 11 | Electricity North West Limited | Fossil - Oil | Engine (combustion / reciprocating) | Yes |  |  | 6 | [12 empty] | No | Connected | 6 | 5.7 | 6 | 1.9 | 2 | 2012-02-01 | [7 empty] | No | No |  |  |  |  | 2021-12-06
1640000656994 | 1600000137460 | United Utilities Water Ltd | North Lonsdale Road | Heathside Park Road |  | Stockport | Greater Manchester | SK3 0PT | England | 386912 | 389821 | Bredbury GSP | Adswood | Cheadle Heath | 6.6 | Electricity North West Limited | Solar | Photovoltaic | Yes |  |  | 1.4 | Biofuel - Biogas from anaerobic digestion (excluding landfill & sewage) | Engine (combustion / reciprocating) |  |  |  | 0.9994 | [6 empty] | No | Connected | 2.3994 | 1.7575 | 1.85 | 1.7328 | 1.824 | 2018-05-01 | [7 empty] | No | No |  |  |  |  | 2021-12-06
1620000276900 | 1600000162030 | Stockport MBC | Dalston Road | Stopford House, Piccadilly |  | Stockport | Greater Manchester | SK1 3DY | England | 389652 | 389947 | Bredbury GSP | Vernon Park | Portwood | 6.6 | Electricity North West Limited | Fossil - Oil | Engine (combustion / reciprocating) | Yes |  |  | 1.04 | Solar | Photovoltaic |  |  |  | 0.02185 | [6 empty] | No | Connected | 1.0618 | 0.893 | 0.94 | 0.81415 | 0.857 | 2016-08-10 | [7 empty] | No | No |  |  |  |  | 2021-12-06
Data Not Available | 1600000133331 | United Biscuits (UK) Limited | Kirksanton Airfield, North Lane | Crossley Road |  | Manchester | Greater Manchester | M19 2SD | England | 387951 | 392960 | Bredbury GSP | Vernon Park | Heaton Norris | 6.6 | Electricity North West Limited | Fossil - Gas | Engine (combustion / reciprocating) | Yes |  |  | 1.267 | [12 empty] | No | Connected | 1.267 | Data not Applicable | Data not Applicable | 4.845 | 5.1 | 2016-06-01 | [7 empty] | No | No |  |  |  |  | 2021-12-06
1630000875326 | 1630000875326 | Viridor Waste (Greater Manchester) Limited | Ullswater Road | Bredbury Park Way | Bredbury | Stockport | Greater Manchester | SK6 2SN | England | 392689 | 392195 | Bredbury GSP | Vernon Park | Woodley | 11 | Electricity North West Limited | Biofuel - Landfill gas | Engine (combustion / reciprocating) | Yes |  |  | 3.32 | [12 empty] | No | Connected | 3.32 | 2.622 | 2.76 | 3.325 | 3.5 | 2011-10-01 | [7 empty] | No | No |  |  |  |  | 2021-12-06
Data Not Available | 1620000948164 | Nexperia UK Limited | Lansil Way | Bramhall Moor Lane | Hazel Grove | Stockport | Greater Manchester | SK7 5BJ | England | 390769.399 | 386684.053 | Bredbury GSP | Hazel Grove | Norbury | 11 | Electricity North West Limited | Fossil - Oil | Engine (combustion / reciprocating) | Yes |  |  | 11.52 | [12 empty] | No | Connected | 11.52 | Data not Applicable | Data not Applicable | 7.22 | 7.6 | 2008-04-01 | [7 empty] | No | No |  |  |  |  | 2021-12-06
Data Not Available | 1600000133331 | United Biscuits (UK) Limited | Hereford Street | Crossley Road |  | Manchester | Greater Manchester | M19 2SD | England | 387951 | 392960 | Bredbury GSP | Vernon Park | Heaton Norris | 6.6 | Electricity North West Limited | Fossil - Gas | Engine (combustion / reciprocating) | Yes |  |  | 1.267 | [12 empty] | No | Connected | 1.267 | Data not Applicable | Data not Applicable | 4.845 | 5.1 | 2016-06-01 | [7 empty] | No | No |  |  |  |  | 2021-12-06
1640000035286 | 1620000370738 | United Utilities Water Ltd | Peel Industrial Estate, Chamberhall Street | Rivers Lane | Urmston | Manchester | Greater Manchester | M41 7JB | England | 376053 | 396385 | Carrington ENWL SGTs 1B 2B 4 7 | Barton | Davyhulme | 6.6 | Electricity North West Limited | Biofuel - Landfill gas | Engine (combustion / reciprocating) | Yes |  |  | 12.1 | [12 empty] | No | Connected | 12.1 | 8.7011 | 9.159 | 8.7011 | 9.159 | 2010-08-01 | [7 empty] | No | No |  |  |  |  | 2021-12-06
1620000366643 | 1600000136138 | Cargill Plc | 4 Broadway | Trafford Park Road | Trafford Park | Manchester | Greater Manchester | M17 1PA | England | 378469 | 397950 | Carrington ENWL SGTs 1B 2B 4 7 | Barton | Trafford Park North | 6.6 | Electricity North West Limited | Fossil - Gas | Engine (combustion / reciprocating) | Yes |  |  | 14 | [12 empty] | No | Connected | 14 | 9.025 | 9.5 | 6.65 | 7 | 1990-03-30 | [7 empty] | No | No |  |  |  |  | 2021-12-06
Data Not Available | 1620000279707 | SCA Hygiene Products Manchester Ltd | Worthington House, Stott Lane | Trafford Park Road | Trafford Park | Manchester | Greater Manchester | M17 1EQ | England | 378924 | 397975 | Carrington ENWL SGTs 1B 2B 4 7 | Barton | Trafford Park North | 11 | Electricity North West Limited | Fossil - Oil | Engine (combustion / reciprocating) | Yes |  |  | 1.2 | [12 empty] | No | Connected | 1.2 | Data not Applicable | Data not Applicable | 15.2 | 16 | 1999-04-01 | [7 empty] | No | No |  |  |  |  | 2021-12-06
1640000687983 | 1640000687974 | Green Peak Generation | Salford Road | Blackwood Road | Lillyhall | Workington | Cumbria | CA14 4ED | England | 301927 | 525939 | Harker ENWL SGTs 1 2 3A 4 / Hutton GSP GROUP | Stainburn & Siddick | Leyland National | 11 | Electricity North West Limited | Fossil - Gas | Engine (combustion / reciprocating) | Yes |  |  | 7.5 | [12 empty] | No | Connected | 7.5 | 7.125 | 7.5 | 0.2375 | 0.25 | 2018-02-01 | [7 empty] | No | Yes |  |  |  |  | 2021-12-06
1640000683162 | 1640000683153 | Kingsmoor Power Limited | Salford Road | Duchess Avenue |  | Carlisle | Cumbria | CA6 4SJ | England | 338523 | 559919 | Harker ENWL SGTs 1 2 3A 4 / Hutton GSP GROUP | Carlisle North | Carlisle North | 11 | Electricity North West Limited | Fossil - Gas | Engine (combustion / reciprocating) | Yes |  |  | 7.5 | [12 empty] | No | Connected | 7.5 | 7.1963 | 7.575 | 0.2375 | 0.25 | 2017-12-01 | [7 empty] | No | Yes |  |  |  |  | 2021-12-06
1640000695441 | 1640000695390 | Cleator Battery Storage Limited | Whinney Hill Road | Woodend Farm | Egermont | Egremont | Cumbria | CA22 2TB | England | 301027 | 512823 | Harker ENWL SGTs 1 2 3A 4 / Hutton GSP GROUP | Egremont | - | 33 | Electricity North West Limited | Stored Energy (all stored energy irrespective of the original energy source) | Storage - Electrochemical (Batteries) | Yes |  | 0.5 | 10 | [12 empty] | No | Connected | 10 | 9.5 | 10 | 9.5 | 10 | 2017-10-14 | [7 empty] | No | No |  |  |  |  | 2021-12-06
Data Not Available | 1620000590295 | United Biscuits (UK) Limited | Moor Lane | 54 Church Street | Caldewgate | Carlisle | Cumbria | CA2 5TG | England | 339149 | 555968 | Harker ENWL SGTs 1 2 3A 4 / Hutton GSP GROUP | Carlisle | Willowholme | 11 | Electricity North West Limited | Fossil - Gas | Engine (combustion / reciprocating) | Yes |  |  | 1.3 | [12 empty] | No | Connected | 1.3 | Data not Applicable | Data not Applicable | 2.66 | 2.8 | 2017-05-14 | [7 empty] | No | No |  |  |  |  | 2021-12-06
1640000630816 | 1640000630807 | Moss Thorn Solar Ltd | Lower Eccleshill Road | Pallet Hill |  | Penrith | Cumbria | CA11 0BY | England | 348399 | 530583 | Harker ENWL SGTs 1 2 3A 4 / Hutton GSP GROUP | Penrith & Shap | Newtongate T11 & T12 | 11 | Electricity North West Limited | Solar | Photovoltaic | Yes |  |  | 4.08 | [12 empty] | No | Connected | 4.08 | 3.876 | 4.08 | 0.0475 | 0.05 | 2017-03-14 | [7 empty] | No | No |  |  |  |  | 2021-12-06
1640000637342 | 1640000637333 | Gsii Clay Cross Limited | Ray Lane | St. Helens Lane, Flimby | Siddick | Workington | Cumbria | CA14 1LG | England | 301186 | 532448 | Harker ENWL SGTs 1 2 3A 4 / Hutton GSP GROUP | Stainburn & Siddick | Siddick | 11 | Electricity North West Limited | Solar | Photovoltaic | Yes |  |  | 4.2 | [12 empty] | No | Connected | 4.2 | 3.99 | 4.2 | 0.02375 | 0.025 | 2017-03-14 | [7 empty] | No | No |  |  |  |  | 2021-12-06
1640000537513 | 1640000537504 | Sunsave 46 (Newby West) Limited | Amy Johnson Way | 2, Barn Croft | Newby West | Carlisle | Cumbria | CA2 6QY | England | 336823 | 553877 | Harker ENWL SGTs 1 2 3A 4 / Hutton GSP GROUP | Carlisle | Morton Park & Pirelli | 11 | Electricity North West Limited | Solar | Photovoltaic | Yes |  |  | 4 | [12 empty] | No | Connected | 4 | 3.876 | 4.08 | 0.0475 | 0.05 | 2017-02-14 | [7 empty] | No | No |  |  |  |  | 2021-12-06
1640000531460 | 1640000531441 | Octopus Investments | Aldon Way | Welton Road | Dalston | Carlisle | Cumbria | CA5 7EL | England | 335787 | 546591 | Harker ENWL SGTs 1 2 3A 4 / Hutton GSP GROUP | Carlisle | Sebergham | 11 | Electricity North West Limited | Solar | Photovoltaic | Yes |  |  | 4 | [12 empty] | No | Connected | 4 | 3.99 | 4.2 | 0.0399 | 0.042 | 2016-03-01 | [7 empty] | No | No |  |  |  |  | 2021-12-06
Data Not Available | 1600000138951 | Innovia Films Ltd | Station Road |  |  | Wigton | Cumbria | CA7 9BG | England | 325149 | 548624 | Harker ENWL SGTs 1 2 3A 4 / Hutton GSP GROUP | Carlisle | Wigton | 11 | Electricity North West Limited | Fossil - Gas | Engine (combustion / reciprocating) | Yes |  |  | 5.25 | Fossil - Oil | Engine (combustion / reciprocating) |  |  |  | 4.9875 | [6 empty] | No | Connected | 10.2375 | Data not Applicable | Data not Applicable | 11.4 | 12 | 2014-04-01 | [7 empty] | No | No |  |  |  |  | 2021-12-06
1620000193245 | 1600000135019 | Iggesund Paperboard (Workington) Limited | Moss Lane |  | Siddick | Workington | Cumbria | CA14 1JX | England | 300226 | 531086 | Harker ENWL SGTs 1 2 3A 4 / Hutton GSP GROUP | Stainburn & Siddick | - | 33 | Electricity North West Limited | Fossil - Gas | Engine (combustion / reciprocating) | Yes |  |  | 45 | [12 empty] | No | Connected | 45 | 42.75 | 45 | 42.18 | 44.4 | 2013-04-01 | [7 empty] | No | No |  |  |  |  | 2021-12-06
Data Not Available | 1600000134850 | Glaxosmithkline Services Unlimited | Land Behind Archway House, Copse Road | North Lonsdale Road |  | Ulverston | Cumbria | LA12 9DR | England | 330451 | 477827 | Harker ENWL SGTs 1 2 3A 4 / Hutton GSP GROUP | Ulverston | Glaxo | 11 | Electricity North West Limited | Fossil - Gas | Engine (combustion / reciprocating) | Yes |  |  | 2.265 | Fossil - Oil | Engine (combustion / reciprocating) |  |  |  | 0.02185 | [6 empty] | No | Connected | 2.2869 | Data not Applicable | Data not Applicable | 2.85 | 3 | 2010-08-01 | [7 empty] | No | No |  |  |  |  | 2021-12-06
Data Not Available | 1600000138924 | Pirelli UK Tyres Ltd | Jameson Road | Dalston Road |  | Carlisle | Cumbria | CA2 6AR | England | 339060 | 553546 | Harker ENWL SGTs 1 2 3A 4 / Hutton GSP GROUP | Carlisle | Morton Park & Pirelli | 11 | Electricity North West Limited | Wind | Onshore wind turbines | Yes |  |  | 2 | [12 empty] | No | Connected | 2 | Data not Applicable | Data not Applicable | 4.75 | 5 | 2008-08-01 | [7 empty] | No | No |  |  |  |  | 2021-12-06
1630000322387 | 1600000138809 | Eastman Chemical Workington Ltd | Garstand Bypass |  | Siddick | Workington | Cumbria | CA14 1LG | England | 299823 | 529716 | Harker ENWL SGTs 1 2 3A 4 / Hutton GSP GROUP | Stainburn & Siddick | Siddick | 11 | Electricity North West Limited | Wind | Onshore wind turbines | Yes |  |  | 4 | [12 empty] | No | Connected | 4 | 3.8 | 4 | 0.26125 | 0.275 | 2007-04-01 | [7 empty] | No | No |  |  |  |  | 2021-12-06
1620000297050 | 1620000296260 | Thrive Renewables (Haverigg Ii) Ltd | Thornton Waste Technology Park, Fleetwood Road North | Kirksanton Airfield, North Lane | Haverigg | Millom | Cumbria | LA18 4NA | England | 314368.546 | 479447.119 | Harker ENWL SGTs 1 2 3A 4 / Hutton GSP GROUP | Ulverston | Askam & Dalton | 11 | Electricity North West Limited | Wind | Onshore wind turbines | Yes |  |  | 1.25 | [12 empty] | No | Connected | 1.25 | 2.375 | 2.5 | 0.038 | 0.04 | 1998-07-01 | [7 empty] | No | No |  |  |  |  | 2021-12-06
Data Not Available | 1600000048917 | Lyndsey Moore | Bolton Road | Pelham House, Pelham Drive | Calderbridge | Seascale | Cumbria | CA20 1DB | England | 303780 | 505753 | Harker ENWL SGTs 1 2 3A 4 / Hutton GSP GROUP | - | - | 132 | Electricity North West Limited | Fossil - Gas | Engine (combustion / reciprocating) | Yes |  |  | 179 | [12 empty] | No | Connected | 179 | Data not Applicable | Data not Applicable | 0.095 | 0.1 | 1995-03-01 | [7 empty] | No | No |  |  |  |  | 2021-12-06
1620000398422 | 1620000398422 | Network Rail Infrastructure Limited | John Milne Avenue | Ullswater Road |  | Penrith | Cumbria | CA11 7JQ | England | 350918 | 530658 | Harker ENWL SGTs 1 2 3A 4 / Hutton GSP GROUP | - | - | 25 | Electricity North West Limited | Fossil - Gas | Engine (combustion / reciprocating) | Yes |  |  | 3 | [12 empty] | No | Connected | 3 | 2.85 | 3 | 20.9 | 22 | 2000-06-20 | [7 empty] | No | No |  |  |  |  | 2021-12-06
1630000408148 | 1620000145890 | Network Rail Infrastructure Limited | Kingsway Business Park | Michael Faraday Avenue | Natland | Kendal | Cumbria | LA9 7QT | England | 352026 | 488638 | Harker ENWL SGTs 1 2 3A 4 / Hutton GSP GROUP | - | - | 25 | Electricity North West Limited | Fossil - Gas | Engine (combustion / reciprocating) | Yes |  |  | 4 | [12 empty] | No | Connected | 4 | 3.8 | 4 | 14.25 | 15 | 2000-06-20 | [7 empty] | No | No |  |  |  |  | 2021-12-06
1620000366884 | 1600000175712 | Sofidel UK Limited | Pitt Street | Lansil Way |  | Lancaster | Lancashire | LA1 3QY | England | 348366 | 463658 | Heysham GSP | Lancaster | Lancaster | 11 | Electricity North West Limited | Fossil - Gas | Engine (combustion / reciprocating) | Yes |  |  | 4.8 | [12 empty] | No | Connected | 4.8 | 0.038 | 0.04 | 4.1772 | 4.397 | 2000-08-31 | [7 empty] | No | No |  |  |  |  | 2021-12-06
Data Not Available | 1600000136528 | Warburtons Limited | Eatmore Bakeries | Hereford Street |  | Bolton | Greater Manchester | BL1 8JB | England | 371858 | 410648 | Kearsley 132 GSP | Bolton | Musgrave Rd | 11 | Electricity North West Limited | Fossil - Gas | Engine (combustion / reciprocating) | Yes |  |  | 1.25 | [12 empty] | No | Connected | 1.25 | Data not Applicable | Data not Applicable | 1.33 | 1.4 | 2019-01-01 | [7 empty] | No | No |  |  |  |  | 2021-12-06
1640000639312 | 1640000639298 | Bury Power Limited | Longley Lane | Peel Industrial Estate, Chamberhall Street |  | Bury | Greater Manchester | BL9 0LU | England | 380238 | 411472 | Kearsley 132 GSP | Bury | - | 33 | Electricity North West Limited | Fossil - Gas | Engine (combustion / reciprocating) | Yes |  |  | 19.8 | [12 empty] | No | Connected | 19.8 | 19 | 20 | 0.16625 | 0.175 | 2017-10-14 | [7 empty] | No | Yes |  |  |  |  | 2021-12-06
Data Not Available | 1640000362298 | Virgin Media Limited | 4 Archway | 400 Broadway |  | Salford | Greater Manchester | M5 5UE | England | 379785 | 397652 | Kearsley 132 GSP | Frederick Rd | Salford Quays | 6.6 | Electricity North West Limited | Fossil - Oil | Engine (combustion / reciprocating) | Yes |  |  | 2.004 | [12 empty] | No | Connected | 2.004 | Data not Applicable | Data not Applicable | 2.09 | 2.2 | 2015-03-18 | [7 empty] | No | No |  |  |  |  | 2021-12-06
Data Not Available | 1630000692620 | Salford Royal NHS Foundation Trust | Worthington House | Stott Lane |  | Salford | Greater Manchester | M6 8WH | England | 378744 | 399162 | Kearsley 132 GSP | Frederick Rd | Weaste | 6.6 | Electricity North West Limited | Fossil - Oil | Engine (combustion / reciprocating) | Yes |  |  | 3.1 | Fossil - Gas | Engine (combustion / reciprocating) |  |  |  | 2.9592 | [6 empty] | No | Connected | 6.0593 | Data not Applicable | Data not Applicable | 5.225 | 5.5 | 2009-10-01 | [7 empty] | No | No |  |  |  |  | 2021-12-06
1640000517321 | 1640000476543 | Aldi Stores Limited | Tenax Road | Salford Road |  | Bolton | Greater Manchester | BL5 1BT | England | 370097 | 405185 | Kearsley Local 33 GSP | - | Cutacre | 11 | Electricity North West Limited | Fossil - Oil | Engine (combustion / reciprocating) | Yes |  |  | 1.618 | Solar | Photovoltaic |  |  |  | 1.5371 | [6 empty] | No | Connected | 3.1551 | 1.995 | 2.1 | 1.615 | 1.7 | 2015-11-10 | [7 empty] | No | No |  |  |  |  | 2021-12-06
1640000487067 | 1640000286292 | Greater Manchester Combined Authority | Alderley House, Alderley Park | Salford Road |  | Bolton | Greater Manchester | BL5 1DG | England | 370516 | 404784 | Kearsley Local 33 GSP | - | Little Hulton | 11 | Electricity North West Limited | Solar | Photovoltaic | Yes |  |  | 1.84 | [12 empty] | No | Connected | 1.84 | 2.28 | 2.4 | 1.9 | 2 | 2015-08-10 | [7 empty] | No | No |  |  |  |  | 2021-12-06
1640000814427 | 1640000795410 | Mark Hensor | Styal Road | Hulley Road |  | Macclesfield | Cheshire | SK10 2LP | England | 392618 | 374981 | Macclesfield 33 GSP | - | - | 33 | Electricity North West Limited | Stored Energy (all stored energy irrespective of the original energy source) | Storage - Electrochemical (Batteries) | Yes |  |  | 20 | [12 empty] | No | Connected | 20 | 19 | 20 | 19 | 20 | 2019-07-01 | [7 empty] | No | Yes |  |  |  |  | 2021-12-06
1620001070438 | 1620000224629 | Clp Envirogas Limited | Graphite Way | Whinney Hill Road | Altham | Accrington | Lancashire | BB5 6NN | England | 376084 | 430266 | Padiham GSP | Huncoat | Strawberry Bank | 6.6 | Electricity North West Limited | Biofuel - Landfill gas | Engine (combustion / reciprocating) | Yes |  |  | 3.375 | [12 empty] | No | Connected | 3.375 | 3.2062 | 3.375 | 0.1425 | 0.15 | 2007-08-01 | [7 empty] | No | No |  |  |  |  | 2021-12-06
Data Not Available | 1600000133759 | GEC | Strand Road |  |  | Preston | Lancashire | PR1 8XL | England | 352522 | 429661 | Penwortham East GSP / Rochdale SGT 1 GROUP | Ribble | Douglas St | 6.6 | Electricity North West Limited | Fossil - Oil | Engine (combustion / reciprocating) | Yes |  |  | 1 | [12 empty] | No | Connected | 1 | Data not Applicable | Data not Applicable | 1.1343 | 1.194 | 2000-08-10 | [7 empty] | No | No |  |  |  |  | 2021-12-06
Data Not Available | 1600000133624 | British Telecom | Moor Lane |  |  | Preston | Lancashire | PR1 7AT | England | 353614 | 429801 | Penwortham East GSP / Rochdale SGT 1 GROUP | Preston East | Craggs Row & Bushell St | 6.6 | Electricity North West Limited | Fossil - Oil | Engine (combustion / reciprocating) | Yes |  |  | 2 | [12 empty] | No | Connected | 2 | Data not Applicable | Data not Applicable | 1.9 | 2 | 2000-07-26 | [7 empty] | No | No |  |  |  |  | 2021-12-06
Data Not Available | 1620000595780 | Crown Paints Ltd. | Lower Eccleshill Road | Lower Eccleshill Road |  | Darwen | Lancashire | BB3 0RP | England | 369081 | 423001 | Penwortham East GSP / Rochdale SGT 1 GROUP | Lower Darwen | Albion St | 11 | Electricity North West Limited | Fossil - Gas | Engine (combustion / reciprocating) | Yes |  |  | 2.55 | [12 empty] | No | Connected | 2.55 | Data not Applicable | Data not Applicable | 2.85 | 3 | 2000-08-02 | [7 empty] | No | No |  |  |  |  | 2021-12-06
Data Not Available | 1620000145881 | Network Rail Infrastructure Limited | Ray Lane | Ray Lane | Barnacre | Preston | Lancashire | PR3 1GB | England | 350939 | 443583 | Penwortham East GSP / Rochdale SGT 1 GROUP | - | - | 25 | Electricity North West Limited | Fossil - Gas | Engine (combustion / reciprocating) | Yes |  |  | 3 | [12 empty] | No | Connected | 3 | 2.85 | 3 | 11.875 | 12.5 | 2000-06-13 | [7 empty] | No | No |  |  |  |  | 2021-12-06
1640000821345 | 1640000821336 | Shovel Ready 6 Limited | Hollinwood Avenue | Amy Johnson Way |  | Blackpool | Lancashire | FY4 2FF | England | 332598 | 431645 | Penwortham West GSP / Stanah GSP GROUP | Blackpool | Squires Gate | 6.6 | Electricity North West Limited | Fossil - Gas | Engine (combustion / reciprocating) | Yes |  |  | 7 | [12 empty] | No | Connected | 7 | 6.65 | 7 | 0.475 | 0.5 | 2019-02-01 | [7 empty] | No | Yes |  |  |  |  | 2021-12-06
1640000734125 | 1640000734116 | Tgc Emerald Limited | 7 Market Street | Aldon Way |  | Poulton Le Fylde | Lancashire | FY6 8JL | England | 335835 | 438916 | Penwortham West GSP / Stanah GSP GROUP | Bispham | Poulton | 6.6 | Electricity North West Limited | Fossil - Gas | Engine (combustion / reciprocating) | Yes |  |  | 6 | [12 empty] | No | Connected | 6 | 5.757 | 6.06 | 0.2375 | 0.25 | 2018-09-01 | [7 empty] | No | Yes |  |  |  |  | 2021-12-06
1640000768658 | 1640000768649 | Shovel Ready 7 Limited | Reliance Street | Venture Road |  | Fleetwood | Lancashire | FY7 8RS | England | 333211 | 444748 | Penwortham West GSP / Stanah GSP GROUP | Thornton | Rossall | 11 | Electricity North West Limited | Fossil - Gas | Engine (combustion / reciprocating) | Yes |  |  | 8.5 | [12 empty] | No | Connected | 8.5 | 8.55 | 9 | 0.475 | 0.5 | 2018-09-01 | [7 empty] | No | Yes |  |  |  |  | 2021-12-06
1640000637946 | 1640000637937 | Spf Carver Hey Limited | Moss Lane | Moss Lane | Little Hoole | Preston | Lancashire | PR4 4TA | England | 349309 | 423169 | Penwortham West GSP / Stanah GSP GROUP | Wrightington | Tarleton | 11 | Electricity North West Limited | Solar | Photovoltaic | Yes |  |  | 2 | [12 empty] | No | Connected | 2 | 1.9 | 2 | 0.019 | 0.02 | 2017-03-01 | [7 empty] | No | No |  |  |  |  | 2021-12-06
1640000708055 | 1640000708046 | Putney Power Limited | Land Behind Archway House, Copse Road | Land Behind Archway House, Copse Road |  | Fleetwood | Lancashire | FY7 7NY | England | 333030 | 446856 | Penwortham West GSP / Stanah GSP GROUP | Thornton | Copse Rd | 6.6 | Electricity North West Limited | Fossil - Gas | Engine (combustion / reciprocating) | Yes |  |  | 9 | [12 empty] | No | Connected | 9 | 8.55 | 9 | 0.475 | 0.5 | 2016-07-01 | [7 empty] | No | Yes |  |  |  |  | 2021-12-06
1620001492631 | 1620001492613 | Clp Envirogas Limited | Jameson Road | Jameson Road |  | Fleetwood | Lancashire | FY7 6AA | England | 333042 | 445728 | Penwortham West GSP / Stanah GSP GROUP | Thornton | Rossall | 6.6 | Electricity North West Limited | Biofuel - Landfill gas | Engine (combustion / reciprocating) | Yes |  |  | 1.3 | [12 empty] | No | Connected | 1.3 | 1.235 | 1.3 | 0.0665 | 0.07 | 2013-03-01 | [7 empty] | No | No |  |  |  |  | 2021-12-06
1640000000140 | 1640000000130 | Dewlay Cheesemakers Limited | Garstang Bypass | Garstang Bypass | Garstang | Preston | Lancashire | PR3 0PR | England | 348509 | 443874 | Penwortham West GSP / Stanah GSP GROUP | Thornton | Garstang | 6.6 | Electricity North West Limited | Wind | Onshore wind turbines | Yes |  |  | 2.05 | [12 empty] | No | Connected | 2.05 | 2.0501 | 2.158 | 0.475 | 0.5 | 2010-08-01 | [7 empty] | No | No |  |  |  |  | 2021-12-06
Data Not Available | 1630000847417 | Lancashire Renewables Limited | Thornton Waste Technology Park | Fleetwood Road North |  | Thornton-Cleveleys | Lancashire | FY7 8RY | England | 333451 | 444506 | Penwortham West GSP / Stanah GSP GROUP | Bispham | Thornton | 6.6 | Electricity North West Limited | Waste | Steam turbine (thermal power plant) | Yes |  |  | 2 | [12 empty] | No | Connected | 2 | Data not Applicable | Data not Applicable | 6.175 | 6.5 | 2009-09-01 | [7 empty] | No | No |  |  |  |  | 2021-12-06
1620001492640 | 1620001492622 | Clare Lankester | Jameson Road | Jameson Road |  | Fleetwood | Lancashire | FY7 7AA | England | 333042 | 445728 | Penwortham West GSP / Stanah GSP GROUP | Thornton | Rossall | 6.6 | Electricity North West Limited | Biofuel - Landfill gas | Engine (combustion / reciprocating) | Yes |  |  | 2.13 | [12 empty] | No | Connected | 2.13 | 1.995 | 2.1 | 0.0665 | 0.07 | 2004-07-04 | [7 empty] | No | No |  |  |  |  | 2021-12-06
1620000296270 | 1620000223110 | Biffa Waste Services Limited | Bolton Road | Bolton Road | Withnell | Chorley | Lancashire | PR6 8BP | England | 364025 | 423730 | Penwortham West GSP / Stanah GSP GROUP | Leyland | Higher Walton | 11 | Electricity North West Limited | Biofuel - Landfill gas | Engine (combustion / reciprocating) | Yes |  |  | 2.25 | [12 empty] | No | Connected | 2.25 | 2.375 | 2.5 | 0.19 | 0.2 | 1996-09-01 | [7 empty] | No | No |  |  |  |  | 2021-12-06
Data Not Available | 1600000138260 | Data Not Available | Lancs Enterprises Business Park | Centurion Way | Farington | Leyland | Lancashire | PR26 6TZ | England | 353995 | 423596 | Penwortham West GSP / Stanah GSP GROUP | Leyland | - | 33 | Electricity North West Limited | Fossil - Oil | Engine (combustion / reciprocating) | Yes |  |  | 7.62 | [12 empty] | No | Connected | 7.62 | Data not Applicable | Data not Applicable | 4.75 | 5 | 2004-03-31 | [7 empty] | No | No |  |  |  |  | 2021-12-06
Data Not Available | 1640000202060 | Asda | Asda CDC Rochdale | John Milne Avenue |  | Rochdale | Greater Manchester | OL16 4NG | England | 391615 | 411225 | Rochdale SGTs 2 3 4 | Belfield | Kingsway | 11 | Electricity North West Limited | Fossil - Oil | Engine (combustion / reciprocating) | Yes |  |  | 2.428 | Fossil - Oil | Engine (combustion / reciprocating) |  |  |  | 0.19 | Solar | Photovoltaic |  |  |  | 0 | No | Connected | 2.618 | Data not Applicable | Data not Applicable | 1.6017 | 1.686 | 2012-09-01 | [7 empty] | No | No |  |  |  |  | 2021-12-06
Data Not Available | 1640000047004 | J D Sports Fashion Plc | Kingsway Business Park | Michael Faraday Avenue |  | Rochdale | Greater Manchester | OL16 4FW | England | 391542 | 412476 | Rochdale SGTs 2 3 4 | Belfield | Kingsway | 11 | Electricity North West Limited | Biomass | Steam turbine (thermal power plant) | Yes |  |  | 1.5 | [12 empty] | No | Connected | 1.5 | Data not Applicable | Data not Applicable | 2.28 | 2.4 | 2012-05-01 | [7 empty] | No | No |  |  |  |  | 2021-12-06
Data Not Available | 1600000145470 | British Telecommunications Plc | Pitt Street | Pitt Street |  | Rochdale | Greater Manchester | OL12 0HR | England | 389965 | 413843 | Rochdale SGTs 2 3 4 | Belfield | Wardleworth | 6.6 | Electricity North West Limited | Fossil - Oil | Engine (combustion / reciprocating) | Yes |  |  | 2.5 | [12 empty] | No | Connected | 2.5 | Data not Applicable | Data not Applicable | 3.325 | 3.5 | 2000-08-22 | [7 empty] | No | No |  |  |  |  | 2021-12-06
1640000904930 | 1640000904921 | BIOGAS TECHNOLOGY LIMITED | Elevator Road | Trafford Park |  | Manchester | Greater Manchester | M17 1BR | England | 380131 | 396802 | South Manchester GSP | Stretford | Trafford | 33 | Electricity North West Limited | Fossil - Gas | Engine (combustion / reciprocating) | Yes |  |  | 21.053 | [12 empty] | No | Connected | 21.053 | 19 | 20 | 0.19 | 0.2 | 2020-03-03 | [7 empty] | No | No |  |  |  |  | 2021-12-06
1640000428284 | 1620000396851 | British Gas | 97 Talbot Road | 97 Talbot Road | Old Trafford | Manchester | Greater Manchester | M16 0TW | England | 381283 | 395892 | South Manchester GSP | Stretford | Chester Rd T13 | 6.6 | Electricity North West Limited | Fossil - Oil | Engine (combustion / reciprocating) | Yes |  |  | 1.232 | Solar | Photovoltaic |  |  |  | 0.07885 | [6 empty] | No | Connected | 1.3109 | 0.57 | 0.6 | 0.665 | 0.7 | 2013-09-01 | [7 empty] | No | No |  |  |  |  | 2021-12-06
1640000068227 | 1630000844202 | Viridor Waste (Greater Manchester) Limited | Longley Lane | Longley Lane | Northenden | Manchester | Greater Manchester | M22 4RQ | England | 383554 | 388982 | South Manchester GSP | West Didsbury | Northenden | 6.6 | Electricity North West Limited | Biofuel - Landfill gas | Engine (combustion / reciprocating) | Yes |  |  | 2.19 | [12 empty] | No | Connected | 2.19 | 2.375 | 2.5 | 2.85 | 3 | 2010-11-01 | [7 empty] | No | No |  |  |  |  | 2021-12-06
Data Not Available | 1630000742885 | Telecity Group UK Limited | The Server Hotel | Reynolds House | 4 Archway | Manchester | Greater Manchester | M15 5RL | England | 383682 | 396431 | Bredbury GSP | Longsight | Moss Side (Longsight) | 6.6 | Electricity North West Limited | Fossil - Oil | Engine (combustion / reciprocating) | Yes |  |  | 1.2 | [12 empty] | No | Connected | 1.2 | Data not Applicable | Data not Applicable | 0.95 | 1 | 2010-02-01 | [7 empty] | No | No |  |  |  |  | 2021-12-06
Data Not Available | 1600000005816 | Great John Street Hotel Limited | Eddie Rockers Ltd, Granada TV | Water Street |  | Manchester | Greater Manchester | M60 9EA | England | 382989 | 397929 | South Manchester GSP | Bloom St | Knott Mill | 6.6 | Electricity North West Limited | Fossil - Gas | Engine (combustion / reciprocating) | Yes |  |  | 1.295 | [12 empty] | No | Connected | 1.295 | Data not Applicable | Data not Applicable | 0.09405 | 0.099 | 2001-09-01 | [7 empty] | No | No |  |  |  |  | 2021-12-06
Data Not Available | 1600000135923 | Lanxess Solutions UK Ltd | Great Lakes Chemical Corporation | Tenax Road | Trafford Park | Manchester | Greater Manchester | M17 1WT | England | 378622 | 396963 | Carrington ENWL SGTs 1B 2B 4 7 | Barton | Lyons Rd | 6.6 | Electricity North West Limited | Fossil - Gas | Engine (combustion / reciprocating) | Yes |  |  | 1.25 | [12 empty] | No | Connected | 1.25 | Data not Applicable | Data not Applicable | 2.185 | 2.3 | 1996-09-30 | [7 empty] | No | No |  |  |  |  | 2021-12-06
Data Not Available | 1600000148286 | Alderley Park Limited | Alderley House | Alderley Park |  | Macclesfield | Cheshire | SK10 4TF | England | 384733 | 375605 | South Manchester GSP | Moss Nook | Alderley & Chelford | 11 | Electricity North West Limited | Data not available | Data not available | Yes |  |  | 1.799 | [12 empty] | No | Connected | 1.799 | Data not Applicable | Data not Applicable | 4.275 | 4.5 | 2001-02-07 | [7 empty] | No | No |  |  |  |  | 2021-12-06
1620000622325 | 1620000622316 | Network Rail Infrastructure Limited | Styal Road | Styal Road |  | Manchester | Greater Manchester | M22 5TN | England | 384034 | 384984 | South Manchester GSP | - | - | 25 | Electricity North West Limited | Fossil - Gas | Engine (combustion / reciprocating) | Yes |  |  | 3 | [12 empty] | No | Connected | 3 | 2.85 | 3 | 11.4 | 12 | 2000-06-01 | [7 empty] | No | No |  |  |  |  | 2021-12-06
1640000786382 | 1640000783080 | Ilkeston Power Limited | SITE 1 (A), Ilkeston Power Limited | Graphite Way | Hadfield | Glossop | Derbyshire | SK13 1QH | England | 401506 | 396527 | Stalybridge GSP | Hyde | Hattersley | 11 | Electricity North West Limited | Fossil - Gas | Engine (combustion / reciprocating) | Yes |  |  | 6.06 | [12 empty] | No | Connected | 6.06 | 5.7 | 6 | 0.057 | 0.06 | 2018-10-01 | [7 empty] | No | No |  |  |  |  | 2021-12-06
1640000850407 | 1640000850391 | Pimbo Generation Limited | Pimbo Road | Pimbo Road, Skelmersdale, Lancashire |  | Skelmersdale | Lancashire | WN8 9QH | England | 349464 | 403686 | Washway Farm GSP / Kirkby GSP GROUP | Skelmersdale | - | 33 | Electricity North West Limited | Fossil - Gas | Engine (combustion / reciprocating) | Yes |  |  | 21.052 | [12 empty] | No | Connected | 21.052 | 19 | 20 | 0.475 | 0.5 | 2019-06-01 | [7 empty] | No | No |  |  |  |  | 2021-12-06
1640000658306 | 1640000658290 | Alkane Energy Cm Limited | Leopold St | Leopold St | Pemberton | Wigan | Greater Manchester | WN5 8DH | England | 355160 | 404058 | Washway Farm GSP / Kirkby GSP GROUP | Orrell | Lamberhead | 6.6 | Electricity North West Limited | Fossil - Oil | Engine (combustion / reciprocating) | Yes |  |  | 6 | [12 empty] | No | Connected | 6 | 5.7 | 6 | 0.095 | 0.1 | 2017-11-01 | [7 empty] | No | No |  |  |  |  | 2021-12-06
1620000382023 | 1620000382023 | Walkers Snack Foods Limited | Pennine Place | Pennine Place |  | Skelmersdale | Lancashire | WN8 9QF | England | 349124 | 404469 | Washway Farm GSP / Kirkby GSP GROUP | Skelmersdale | Pimbo | 11 | Electricity North West Limited | Wind | Onshore wind turbines | Yes |  |  | 2.3 | [12 empty] | No | Connected | 2.3 | 1.425 | 1.5 | 2.85 | 3 | 2015-12-04 | [7 empty] | No | No |  |  |  |  | 2021-12-06
1620000401378 | 1620000401378 | Sca Hygiene Products UK Limited | Paddock Road | Paddock Road |  | Skelmersdale | Lancashire | WN8 9PD | England | 349639 | 404070 | Washway Farm GSP / Kirkby GSP GROUP | Orrell | Private Substation | 11 | Electricity North West Limited | Fossil - Gas | Engine (combustion / reciprocating) | Yes |  |  | 6.3 | [12 empty] | No | Connected | 6.3 | Data not Applicable | Data not Applicable | 8.55 | 9 | 1999-06-01 | [7 empty] | No | No |  |  |  |  | 2021-12-06
Data Not Available | 1620000588296 | Reach Plc C/O Reach Shared Services Ltd | Mirror Group Newspapers | Hollinwood Avenue | Chadderton | Oldham | Greater Manchester | OL9 8EP | England | 390138 | 402697 | Whitegate GSP | Chadderton | Hollinwood | 11 | Electricity North West Limited | Fossil - Oil | Engine (combustion / reciprocating) | Yes |  |  | 1.745 | [12 empty] | No | Connected | 1.745 | 0.57 | 0.6 | 4.75 | 5 | 2014-08-01 | [7 empty] | No | No |  |  |  |  | 2021-12-06
Data Not Available | 1600000140932 | United Utilities Water Ltd | Unit A-D, The Causeway | Oldham Broadway Business Park | Chadderton | Oldham | Greater Manchester | OL9 9XD | England | 389548.164 | 404192.651 | Whitegate GSP | Chadderton | Chadderton | 6.6 | Electricity North West Limited | Biofuel - Landfill gas | Engine (combustion / reciprocating) | Yes |  |  | 1.274 | Fossil - Gas | Engine (combustion / reciprocating) | Yes |  |  | 0.63 | [6 empty] | No | Connected | 1.904 | 0 | 0 | 0.9937 | 1.046 | 2012-11-01 | [7 empty] | No | No |  |  |  |  | 2021-12-06
1640000611646 | 1620000216121 | Marks & Spencer Plc | 7 Market Street | 7 Market Street |  | Manchester | Greater Manchester | M1 1WT | England | 383899 | 398562 | Whitegate GSP | Red Bank | Cannon St | 6.6 | Electricity North West Limited | Fossil - Oil | Engine (combustion / reciprocating) | Yes |  |  | 2.16 | [12 empty] | No | Connected | 2.16 | 1.7014 | 1.791 | 3.325 | 3.5 | 2012-08-01 | [7 empty] | No | No |  |  |  |  | 2021-12-06
Data Not Available | 1600000128484 | Greater Manchester Waste Ltd | Reliance Street | Reliance Street |  | Manchester | Greater Manchester | M40 3EZ | England | 388185 | 400997 | Whitegate GSP | Chadderton | Failsworth | 6.6 | Electricity North West Limited | Biofuel - Landfill gas | Engine (combustion / reciprocating) | Yes |  |  | 2.1 | [12 empty] | No | Connected | 2.1 | Data not Applicable | Data not Applicable | 0.855 | 0.9 | 2010-11-01 | [7 empty] | No | No |  |  |  |  | 2021-12-06
Data Not Available | 1630000750316 | Astra Zeneca UK Ltd | Blackley Computer Centre | Delaunays Road |  | Manchester | Greater Manchester | M8 4RH | England | 385078 | 402779 | Whitegate GSP | Red Bank | Blackley | 6.6 | Electricity North West Limited | Data not available | Data not available | Yes |  |  | 4 | [12 empty] | No | Connected | 4 | Data not Applicable | Data not Applicable | 1.9 | 2 | 2008-11-10 | [7 empty] | No | No |  |  |  |  | 2021-12-06
Data Not Available | Data Not Available | SUEZ Recycling and Recovery UK Ltd | Darwen Resource Recovery Park | Lower Eccleshill Road | Eccleshill | Darwen | Lancashire | BB3 0RP | England | 369333 | 424013 | Penwortham East GSP / Rochdale SGT 1 GROUP | - | - | 132 | Electricity North West Limited | Stored Energy (all stored energy irrespective of the original energy source) | Storage - Electrochemical (Batteries) | No |  |  | 49.99 | [12 empty] | No | Accepted to Connect | - | - | - | - | - | - | 52.6211 | 49.99 | 52.6211 | 0 | 0 | 2019-09-24 | 2023-03-01 | No | No |  | To Be Confirmed |  |  | 2021-12-06
1630000489927 | 1630000489918 | Infinis Energy Services Limited | Danes Moss Landfill Site 3 | Gawsworth Road | Gawsworth | Macclesfield | Cheshire | SK11 9QJ | England | 390238 | 371611 | Macclesfield 33 GSP | - | S.W. Macclesfield | 11 | Electricity North West Limited | Biofuel - Landfill gas | Engine (combustion / reciprocating) | No |  |  | 1.006 | [12 empty] | No | Connected | 1.006 | 0.97565 | 1.027 | 0.0475 | 0.05 | 2008-05-01 | [7 empty] | No | No |  |  |  |  | 2021-12-06
1620001260292 | 1620001260283 | Infinis Energy Services Limited | Danes Moss Landfill Site 2 | Congleton Road | Gawsworth | Macclesfield | Cheshire | SK11 9QP | England | 390235 | 371604 | Macclesfield 33 GSP | - | S.W. Macclesfield | 11 | Electricity North West Limited | Biofuel - Landfill gas | Engine (combustion / reciprocating) | No |  |  | 2.096 | [12 empty] | No | Connected | 2.096 | 2.774 | 2.92 | 0.038 | 0.04 | 2003-06-16 | [7 empty] | No | No |  |  |  |  | 2021-12-06
1620000335050 | 1600000177700 | Infinis Energy Services Limited | Danes Moss Landfill | Congleton Road | Gawsworth | Macclesfield | Cheshire | SK11 9QP | England | 390059 | 371646 | Macclesfield 33 GSP | - | S.W. Macclesfield | 11 | Electricity North West Limited | Biofuel - Landfill gas | Engine (combustion / reciprocating) | No |  |  | 1.967 | [12 empty] | No | Connected | 1.967 | 1.729 | 1.82 | 0.07125 | 0.075 | 1996-07-01 | [7 empty] | No | No |  |  |  |  | 2021-12-06
1640000408845 | 1640000408836 | Crook Hill Properties Ltd | Crook Hill Wind Farm | Land Gate | Shawforth | Rochdale | Greater Manchester | OL12 8XF | England | 391607 | 420199 | Rochdale SGTs 2 3 4 | Belfield | - | 33 | Electricity North West Limited | Wind | Onshore wind turbines | No |  |  | 36.3 | [12 empty] | No | Connected | 36.3 | 34.485 | 36.3 | 0.285 | 0.3 | 2014-10-01 | [7 empty] | No | No |  |  |  |  | 2021-12-06
Data Not Available | Data Not Available | AMP Energy | Coronation Power | Land of the East side of Coronation Square | Ardwick | Manchester | Greater Manchester | M12 6JL | England | 385440 | 397631 | Stalybridge GSP | Stuart St | Central Manchester | 6.6 | Electricity North West Limited | Fossil - Gas | Engine (combustion / reciprocating) | No |  |  | 5.07 | [12 empty] | No | Accepted to Connect | - | - | - | - | - | - | 5.3368 | 5.07 | 5.3368 | 0 | 0 | 2020-01-08 | 2023-03-01 | No | No |  | To Be Confirmed |  |  | 2021-12-06
Data Not Available | 1600000123919 | United Utilities Water Ltd | Cornhow WTP | Loweswater |  | Cockermouth | Cumbria | CA13 9UX | England | 314980 | 522226 | Harker ENWL SGTs 1 2 3A 4 / Hutton GSP GROUP | Stainburn & Siddick | Embleton | 0.415 | Electricity North West Limited | Fossil - Oil | Engine (combustion / reciprocating) | No |  |  | 1 | [12 empty] | No | Connected | 1 | Data not Applicable | Data not Applicable | 0.39045 | 0.411 | 2000-10-17 | [7 empty] | No | No |  |  |  |  | 2021-12-06
1640000522980 | 1640000522970 | Cooper House Renewables Limited | Cooper House Farm | Kirkham Road | Freckleton | Preston | Lancashire | PR4 1HX | England | 342254 | 430528 | Penwortham West GSP / Stanah GSP GROUP | Peel | Hall Cross | 6.6 | Electricity North West Limited | Solar | Photovoltaic | No |  |  | 4.08 | [12 empty] | No | Connected | 4.08 | 4.75 | 5 | 0.0475 | 0.05 | 2016-03-01 | [7 empty] | No | No |  |  |  |  | 2021-12-06
Data Not Available | Data Not Available | Smith Brothers Contractors | Coldhurst Street, Oldham | Coldhurst Street |  | Oldham | Greater Manchester | OL1 2BQ | England | 392473 | 405638 | Whitegate GSP | Greenhill | St Marys | 6.6 | Electricity North West Limited | Fossil - Coal gas | Engine (combustion / reciprocating) | No |  |  | 5 | [12 empty] | No | Accepted to Connect | - | - | - | - | - | - | 5 | 4.75 | 5 | 0.057 | 0.06 | 2019-04-03 | To Be Confirmed | No | No |  | To Be Confirmed |  |  | 2021-12-06
1620000297237 | 1620000297228 | Scottish Power Renewables | Coal Clough | 41, Coal Clough Lane |  | Burnley | Lancashire | BB11 4PG | England | 383040 | 432289 | Rochdale SGTs 2 3 4 | - | - | 132 | Electricity North West Limited | Wind | Onshore wind turbines | No |  |  | 16.842 | [12 empty] | No | Connected | 16.842 | 15.9999 | 16.842 | 0.19 | 0.2 | 2014-10-01 | [7 empty] | No | No |  |  |  |  | 2021-12-06
Data Not Available | Data Not Available | Scottish Power Renewables | Coal Clough | 41, Coal Clough Lane |  | Burnley | Lancashire | BB11 4PG | England | 383040 | 432289 | Rochdale SGTs 2 3 4 | - | - | 132 | Electricity North West Limited | Solar | Photovoltaic | No |  |  | 8 | [12 empty] | No | Accepted to Connect | - | - | - | - | - | - | 8.4211 | 8 | 8.4211 | 0 | 0 | 2020-01-10 | 2023-03-01 | No | No |  | To Be Confirmed |  |  | 2021-12-06
Data Not Available | 1600000134799 | Johnson Matthey Plc | Clitheroe Works | Pimlico Industrial Area | West Bradford Road | Clitheroe | Lancashire | BB7 4QB | England | 374697 | 443225 | Padiham GSP | Padiham | Ribblesdale T14 | 11 | Electricity North West Limited | Fossil - Gas | Engine (combustion / reciprocating) | No |  |  | 1.04 | [12 empty] | No | Connected | 1.04 | Data not Applicable | Data not Applicable | 7.125 | 7.5 | 2012-12-01 | [7 empty] | No | No |  |  |  |  | 2021-12-06
1620001681359 | 1620001681340 | Viridis Energy (Norgen) Limited | Clitheroe Works | Lytham Road | Clifton | Preston | Lancashire | PR4 0XE | England | 347051 | 428761 | Penwortham West GSP / Stanah GSP GROUP | Peel | - | 33 | Electricity North West Limited | Biofuel - Landfill gas | Engine (combustion / reciprocating) | No |  |  | 6.118 | [12 empty] | No | Connected | 6.118 | 6.118 | 6.44 | 0.038 | 0.04 | 2004-12-04 | [7 empty] | No | No |  |  |  |  | 2021-12-06
1620001116989 | 1620001116970 | Biffa Waste Services Limited | Clifton Hall Landfill | Lumins Lane | Clifton, Swinton | Manchester | Greater Manchester | M27 8LN | England | 379307 | 402594 | Kearsley Local 33 GSP | - | Clifton Junction | 11 | Electricity North West Limited | Biofuel - Landfill gas | Engine (combustion / reciprocating) | No |  |  | 1.46 | [12 empty] | No | Connected | 1.46 | 1.387 | 1.46 | 0.057 | 0.06 | 2012-11-01 | [7 empty] | No | No |  |  |  |  | 2021-12-06
1640000156584 | 1640000156575 | Jp Wind Ltd | Cliffs Farm | Wood Lane | Mawdesley | Ormskirk | Lancashire | L40 2RL | England | 348771 | 416188 | Penwortham West GSP / Stanah GSP GROUP | Wrightington | Hanging Bridge | 11 | Electricity North West Limited | Wind | Onshore wind turbines | No |  |  | 2.25 | [12 empty] | No | Connected | 2.25 | 2.1375 | 2.25 | 0.0475 | 0.05 | 2011-11-01 | [7 empty] | No | No |  |  |  |  | 2021-12-06
Data Not Available | Data Not Available | STOR 108 Ltd | Clegg Street (Hamilton) | Southlink Business Park |  |  | Oldham | OL4 1DE | England | 393373 | 404925 | Whitegate GSP | Greenhill | - | 33 | Electricity North West Limited | Fossil - Oil | Engine (combustion / reciprocating) | No |  |  | 20 | [12 empty] | No | Accepted to Connect | - | - | - | - | - | - | 21.0526 | 20 | 21.0526 | 0 | 0 | 2016-10-10 | 2023-03-01 | No | No |  | To Be Confirmed |  |  | 2021-12-06
1630000909747 | 1630000909738 | Ener.G Natural Power Ltd | Clayton Hall Quarry | Dawson Lane | Whittle-Le-Woods | Chorley | Lancashire | PR6 7DX | England | 356809 | 421834 | Penwortham West GSP / Stanah GSP GROUP | Leyland | Buckshaw | 11 | Electricity North West Limited | Biofuel - Landfill gas | Engine (combustion / reciprocating) | No |  |  | 1.425 | [12 empty] | No | Connected | 1.425 | 1.3538 | 1.425 | 0.038 | 0.04 | 2012-11-01 | [7 empty] | No | No |  |  |  |  | 2021-12-06
Data Not Available | Data Not Available | STOR 113 Ltd | Clayton | Blackburn Road | Blackburn Road | Accrington | Data Not Available | BB5 5JW | England | 374193 | 430367 | Padiham GSP | Huncoat | - | 33 | Electricity North West Limited | Fossil - Oil | Engine (combustion / reciprocating) | No |  |  | 20 | [12 empty] | No | Accepted to Connect | - | - | - | - | - | - | 21.0526 | 20 | 21.0526 | 0 | 0 | 2016-10-14 | 2023-03-01 | No | No |  | To Be Confirmed |  |  | 2021-12-06
Data Not Available | 1620000850938 | Virgin Media Limited | City House | Timpson Road | Roundthorn Industrial Estate | Manchester | Greater Manchester | M23 9WX | England | 380532 | 389137 | Carrington ENWL SGTs 1B 2B 4 7 | Sale | Baguley | 11 | Electricity North West Limited | Fossil - Oil | Engine (combustion / reciprocating) | No |  |  | 6.2 | [12 empty] | No | Connected | 6.2 | Data not Applicable | Data not Applicable | 3.8 | 4 | 2018-10-01 | [7 empty] | No | No |  |  |  |  | 2021-12-06
1640000565050 | 1640000565041 | Vital Energi Solutions Limited | Christies Hospice | 550 Wilmslow Road |  | Manchester | Greater Manchester | M20 4BX | England | 384813 | 392579 | Bredbury GSP | West Didsbury | Private Substation | 6.6 | Electricity North West Limited | Fossil - Gas | Engine (combustion / reciprocating) | No |  |  | 1.04 | [12 empty] | No | Connected | 1.04 | 0.7752 | 0.816 | 11.59 | 12.2 | 2004-10-04 | [7 empty] | No | No |  |  |  |  | 2021-12-06
Data Not Available | Data Not Available | Novus Solar Developments Ltd | Chamber House Farm | Rochdale Road East |  | Rochdale | Greater Manchester | OL10 1QU | England | 386611 | 411054 | Rochdale SGTs 2 3 4 | Castleton | Castleton | 6.6 | Electricity North West Limited | Solar | Photovoltaic | No |  |  | 4 | [12 empty] | No | Accepted to Connect | - | - | - | - | - | - | 4.2105 | 3.8 | 4 | 0.0285 | 0.03 | 2015-07-30 | To Be Confirmed | No | No |  | To Be Confirmed |  |  | 2021-12-06
1630000165183 | 1630000165174 | Thrive Renewables (Caton Moor) Limited | Caton Moor Wind Farm |  | Caton | Lancaster | Lancashire | LA2 9NB | England | 356531 | 464535 | Heysham GSP | Lancaster | - | 33 | Electricity North West Limited | Wind | Onshore wind turbines | No |  |  | 16 | [12 empty] | No | Connected | 16 | 15.2 | 16 | 0.038 | 0.04 | 2006-06-01 | [7 empty] | No | No |  |  |  |  | 2021-12-06
Data Not Available | Data Not Available | Hartmoor Holdings Limited | Carrington STOR | Carrington Lane | Carrington | Manchester | Manchester | M31 4QN | England | 373410 | 392927 | Carrington ENWL SGTs 1B 2B 4 7 | Carrington BSP | - | 33 | Electricity North West Limited | Fossil - Oil | Engine (combustion / reciprocating) | No |  | 0.5 | 40 | [12 empty] | No | Accepted to Connect | - | - | - | - | - | - | 42.1053 | 40 | 42.1053 | 0 | 0 | 2016-06-13 | 2022-09-01 | No | No |  | To Be Confirmed |  |  | 2021-12-06
1640000063200 | 1640000063195 | Saica Paper UK Limited | Carrington Paper Mill | Manchester Road | Carrington | Manchester | Greater Manchester | M31 4QN | England | 372430 | 391927 | Carrington ENWL SGTs 1B 2B 4 7 | - | - | 132 | Electricity North West Limited | Fossil - Gas | Engine (combustion / reciprocating) | Yes |  | 0.5 | 37.5 | [12 empty] | No | Connected | 37.5 | 37.4965 | 39.47 | 29.051 | 30.58 | 2011-08-11 | [7 empty] | No | No |  |  |  |  | 2021-12-06
Data Not Available | Data Not Available | Preston Caravans and Motorhomes | Carr Lane | Carr Lane | Farington | Leyland | Lancashire | PR25 3UD | England | 354568 | 423119 | Penwortham West GSP / Stanah GSP GROUP | Leyland | Bow Lane | 11 | Electricity North West Limited | Fossil - Gas | Engine (combustion / reciprocating) | No |  |  | 6 | [12 empty] | No | Accepted to Connect | - | - | - | - | - | - | 6 | 5.7 | 6 | To Be Confirmed | To Be Confirmed | 2017-12-25 | To Be Confirmed | No | No |  | To Be Confirmed |  |  | 2021-12-06
1640000038844 | 1640000038835 | R-Group Of Companies Limited | Carr Farm | Lodge Lane |  | Lytham St. Annes | Lancashire | FY8 5RP | England | 338874 | 428676 | Penwortham West GSP / Stanah GSP GROUP | Peel | Warton | 6.6 | Electricity North West Limited | Biofuel - Landfill gas | Engine (combustion / reciprocating) | No |  |  | 1 | [12 empty] | No | Connected | 1 | 0.7676 | 0.808 | 0.0475 | 0.05 | 2010-08-01 | [7 empty] | No | No |  |  |  |  | 2021-12-06
1620000370524 | 1620000370524 | United Utilities Water Ltd | Bury Wwtw | Crossfield Street |  | Bury | Greater Manchester | BL9 9TF | England | 380403 | 408028 | Kearsley 132 GSP | Bury | Dumers Lane | 11 | Electricity North West Limited | Solar | Photovoltaic | No |  |  | 2.8 | Biofuel - Landfill gas | Engine (combustion / reciprocating) | No |  |  | 1.064 | [6 empty] | No | Connected | 3.864 | 3.1 | 3.3 | 2.09 | 2.2 | 2020-10-08 | [7 empty] | No | No |  |  |  |  | 2021-12-06
1640000671770 | 1640000671751 | Irwell Power Limited | Bury Stor 1 | Chamberwell Street | Peel Industrial Estate | Bury | Greater Manchester | BL9 0LU | England | 380284 | 411561 | Kearsley 132 GSP | Bury | - | 33 | Electricity North West Limited | Fossil - Gas | Engine (combustion / reciprocating) | No |  |  | 16 | [12 empty] | No | Connected | 16 | 15.2 | 16 | 0.3325 | 0.35 | 2018-03-01 | [7 empty] | No | Yes |  |  |  |  | 2021-12-06
1620001170986 | 1620000068749 | James Cropper Plc | Burneside Mill |  | Burneside | Kendal | Cumbria | LA9 6PZ | England | 366523 | 399162 | Harker ENWL SGTs 1 2 3A 4 / Hutton GSP GROUP | Kendal (Parkside Rd) | Mintsfeet | 11 | Electricity North West Limited | Fossil - Gas | Engine (combustion / reciprocating) | No |  |  | 7 | [12 empty] | No | Connected | 7 | 6.65 | 7 | 10.925 | 11.5 | 1987-08-01 | [7 empty] | No | No |  |  |  |  | 2021-12-06
1640000850373 | 1640000850364 | Chadderton Generation Limited | Broadgate Chadderton Generation | Oldham Broadway Business Park | Chadderton | Oldham | Greater Manchester | OL9 9XA | England | 389179 | 403588 | Whitegate GSP | Chadderton | - | 33 | Electricity North West Limited | Fossil - Gas | Engine (combustion / reciprocating) | No |  |  | 21.052 | [12 empty] | No | Connected | 21.052 | 19 | 20 | 0.475 | 0.5 | 2019-06-01 | [7 empty] | No | No |  |  |  |  | 2021-12-06
1640000796619 | 1640000796585 | Conrad Energy (Bispham) Ltd | Bristol Avenue | Bristol Avenue |  | Blackpool | Lancashire | FY2 0JF | England | 332392 | 439689 | Penwortham West GSP / Stanah GSP GROUP | Bispham | Bispham | 33 | Electricity North West Limited | Fossil - Gas | Engine (combustion / reciprocating) | No |  |  | 20 | [12 empty] | No | Connected | 20 | 20 | 21.0526 | 0 | 0 | 2020-10-22 | [7 empty] | No | No |  |  |  |  | 2021-12-06
Data Not Available | Data Not Available | Brimrod Energy Centre Limited | Brimrod Energy Centre 20MW STOR | Corporation Road |  | Rochdale | Greater Manchester | OL11 4HJ | England | 388706 | 412844 | Rochdale SGTs 2 3 4 | Castleton | - | 33 | Electricity North West Limited | Fossil - Gas | Engine (combustion / reciprocating) | No |  |  | 20 | [12 empty] | No | Accepted to Connect | - | - | - | - | - | - | 21.0526 | 20 | 21.0526 | 0 | 0 | 2018-08-23 | 2023-03-01 | No | No |  | To Be Confirmed |  |  | 2021-12-06
1640000497171 | 1640000497162 | Prime Energy Limited | Brampton Diesel Generation | Unity Farm |  | Brampton | Cumbria | CA8 1QZ | England | 352939 | 559706 | Harker ENWL SGTs 1 2 3A 4 / Hutton GSP GROUP | Carlisle | Capontree | 11 | Electricity North West Limited | Fossil - Oil | Engine (combustion / reciprocating) | No |  |  | 6 | [12 empty] | No | Connected | 6 | 5.757 | 6.06 | 0.057 | 0.06 | 2015-09-01 | [7 empty] | No | No |  |  |  |  | 2021-12-06
1620000296312 | 1620000544457 | United Utilities Water Ltd | Bolton Wwtw | Red Rock Lane | Radcliffe | Manchester | Greater Manchester | M26 1FL | England | 376762 | 404868 | Kearsley Local 33 GSP | - | Ringley | 11 | Electricity North West Limited | Biofuel - Landfill gas | Engine (combustion / reciprocating) | No |  |  | 1.06 | [12 empty] | No | Connected | 1.06 | 1.52 | 1.6 | 1.6492 | 1.736 | 1993-06-01 | [7 empty] | No | No |  |  |  |  | 2021-12-06
Data Not Available | Data Not Available | Arlington Energy | Bolton Road North | Data Not Available | Data Not Available | Data Not Available | Data Not Available | Data Not Available | England | Data Not Available | Data Not Available | Padiham GSP | Rossendale | Stubbins | 11 | Electricity North West Limited | Fossil - Gas | Engine (combustion / reciprocating) | No |  |  | 7 | [12 empty] | No | Accepted to Connect | - | - | - | - | - | - | 7.3684 | 7 | 7.3684 | 0 | 0 | 2020-03-20 | 2023-03-01 | No | No |  | To Be Confirmed |  |  | 2021-12-06
Data Not Available | Data Not Available | STOR 141 LTD | Bog STOR (Currock Road) | Currock Road | Currock Road | Carlisle | Cumbria | CA2 5AD | England | 340212 | 555106 | Harker ENWL SGTs 1 2 3A 4 / Hutton GSP GROUP | Carlisle | - | 33 | Electricity North West Limited | Fossil - Oil | Engine (combustion / reciprocating) | No |  |  | 20 | [12 empty] | No | Accepted to Connect | - | - | - | - | - | - | 21.0526 | 20 | 21.0526 | 0 | 0 | 2016-06-20 | 2023-03-01 | No | No |  | To Be Confirmed |  | TR-01 | 2021-12-06
Data Not Available | Data Not Available | Utility Engineering Solutions Ltd | Blaguegate Works | Stanley Way |  | Skelmersdale | Lancashire | WN8 8EA | England | 346935 | 407521 | Washway Farm GSP / Kirkby GSP GROUP | Skelmersdale | Skelmersdale | 11 | Electricity North West Limited | Fossil - Gas | Engine (combustion / reciprocating) | No |  |  | 7.952 | [12 empty] | No | Accepted to Connect | - | - | - | - | - | - | 7.952 | 7.5544 | 7.952 | To Be Confirmed | To Be Confirmed | 2017-09-03 | To Be Confirmed | No | Yes |  | To Be Confirmed |  |  | 2021-12-06
1630000388801 | 1600000141839 | United Utilities Water Ltd | Blackburn WWTW | Cuerdale Lane | Samlesbury | Preston | Lancashire | PR5 0UY | England | 361701 | 429500 | Penwortham West GSP / Stanah GSP GROUP | Leyland | Higher Walton | 11 | Electricity North West Limited | Biofuel - Landfill gas | Engine (combustion / reciprocating) | No |  |  | 1.3 | Water (flowing water or head of water) | Hydro - Run of river |  |  |  | 0.1615 | [6 empty] | No | Connected | 1.4615 | 0.8645 | 0.91 | 1.2074 | 1.271 | 2007-01-01 | [7 empty] | No | No |  |  |  |  | 2021-12-06
Data Not Available | 1600000141954 | David Wilson Homes Ltd | Blackburn Royal Infirmary | Infirmary Road |  | Blackburn | Lancashire | BB2 3LR | England | 367872 | 426695 | Penwortham East GSP / Rochdale SGT 1 GROUP | Lower Darwen | Albion St | 11 | Electricity North West Limited | Data not available | Data not available | No |  |  | 1.075 | [12 empty] | No | Connected | 1.075 | Data not Applicable | Data not Applicable | 0.5225 | 0.55 | 2000-11-07 | [7 empty] | No | No |  |  |  |  | 2021-12-06
1620000828134 | 1620000828143 | Sappi (UK) Ltd | Blackburn Mill | Livesey Branch Road | Feniscowles | Blackburn | Lancashire | BB2 5HX | England | 364626 | 424786 | Penwortham East GSP / Rochdale SGT 1 GROUP | Lower Darwen | - | 132 | Electricity North West Limited | Fossil - Gas | Engine (combustion / reciprocating) | No |  |  | 78.75 | [12 empty] | No | Connected | 78.75 | 71.25 | 75 | 0.95 | 1 | 2001-05-01 | [7 empty] | No | No |  |  |  |  | 2021-12-06
Data Not Available | Data Not Available | STOR 126 LTD | Birshaw | Mossdown Raod |  | Oldham | Greater Manchester | OL2 6HS | England | 393514 | 407152 | Whitegate GSP | Royton | - | 33 | Electricity North West Limited | Fossil - Oil | Engine (combustion / reciprocating) | No |  |  | 20 | [12 empty] | No | Accepted to Connect | - | - | - | - | - | - | 21.0526 | 20 | 21.0526 | 0 | 0 | 2016-07-21 | 2023-03-01 | No | No |  | To Be Confirmed |  |  | 2021-12-06
1640000618828 | 1640000618819 | Bilsborrow Solar Project Limited | Bilsborrow PV | Moss Lane | Bilsborrow | Preston | Lancashire | PR3 0RU | England | 349954 | 438971 | Penwortham East GSP / Rochdale SGT 1 GROUP | Ribble | - | 33 | Electricity North West Limited | Solar | Photovoltaic | No |  |  | 4.992 | [12 empty] | No | Connected | 4.992 | 4.75 | 5 | 0.095 | 0.1 | 2017-03-14 | [7 empty] | No | No |  |  |  |  | 2021-12-06
1620000369315 | 1620000469047 | Novera Energy (Holdings 2) Limited | Billinge Hill Quarry Landfill | Rainford Road | Billinge | Wigan | Greater Manchester | WN5 7PG | England | 352669 | 400035 | Washway Farm GSP / Kirkby GSP GROUP | Orrell | Upholland | 11 | Electricity North West Limited | Biofuel - Landfill gas | Engine (combustion / reciprocating) | No |  |  | 1.025 | [12 empty] | No | Connected | 1.025 | 1.9 | 2 | 0.038 | 0.04 | 1993-08-01 | [7 empty] | No | No |  |  |  |  | 2021-12-06
Data Not Available | 1640000155483 | United Utilities Water Ltd | Bickerstaffe Wtw | Simonswood Lane | Bickerstaffe | Ormskirk | Lancashire | L39 0ER | England | 341963 | 403782 | Washway Farm GSP / Kirkby GSP GROUP | Skelmersdale | Ormskirk | 11 | Electricity North West Limited | Solar | Photovoltaic | No |  |  | 1.25 | [12 empty] | No | Connected | 1.25 | 0.2375 | 0.25 | 1.0583 | 1.114 | 2015-06-01 | [7 empty] | No | No |  |  |  |  | 2021-12-06
1640000546590 | 1640000546572 | Cs Bent Spur Solar Farm Ltd | Bent Spur Farm | Bent Spur Road | Kearsley | Bolton | Greater Manchester | BL4 8SJ | England | 375168 | 404112 | Kearsley Local 33 GSP | - | Ringley | 11 | Electricity North West Limited | Solar | Photovoltaic | No |  |  | 4.08 | [12 empty] | No | Connected | 4.08 | 4.75 | 5 | 0.0475 | 0.05 | 2016-03-01 | [7 empty] | No | No |  |  |  |  | 2021-12-06
1630000120378 | 1630000120369 | Infinis Energy Services Limited | Bennett Bank Landfill Site | Thwaite Flat |  | Barrow-In-Furness | Cumbria | LA14 4QH | England | 321253 | 474869 | Harker ENWL SGTs 1 2 3A 4 / Hutton GSP GROUP | Ulverston | Barrow | 11 | Electricity North West Limited | Biofuel - Landfill gas | Engine (combustion / reciprocating) | No |  |  | 3.1 | [12 empty] | No | Connected | 3.1 | 2.945 | 3.1 | 0.114 | 0.12 | 2005-12-28 | [7 empty] | No | No |  |  |  |  | 2021-12-06
Data Not Available | Data Not Available | Conrad Energy (Developments) Ltd | Belgrave | Belgrave |  | Oldham | Greater Manchester | OL8 2LZ | England | 393149 | 403437 | Whitegate GSP | Greenhill | Greenhill | 11 | Electricity North West Limited | Fossil - Gas | Engine (combustion / reciprocating) | No |  |  | 7.3 | [12 empty] | No | Accepted to Connect | - | - | - | - | - | - | 7.6842 | 7.3 | 7.6842 | 0 | 0 | 2019-05-28 | 2023-03-01 | No | No |  | To Be Confirmed |  |  | 2021-12-06
1640000598214 | 1640000598205 | Beck Burn Windfarm Limited | Beck Burn Wind Farm | Solway Moss, Mill Hill |  | Gretna | Dumfriesshire | DG16 5HU | England | 333924 | 568178 | Harker ENWL SGTs 1 2 3A 4 / Hutton GSP GROUP | Carlisle | - | 33 | Electricity North West Limited | Wind | Onshore wind turbines | No |  |  | 31.05 | [12 empty] | No | Connected | 31.05 | 29.4975 | 31.05 | 0.2375 | 0.25 | 2017-03-14 | [7 empty] | No | No |  |  |  |  | 2021-12-06
1640000590224 | 1600000173965 | United Utilities Water Ltd | Barrow Wwtw | Rampside Road |  | Barrow-In-Furness | Cumbria | LA13 0PP | England | 321960 | 468546 | Harker ENWL SGTs 1 2 3A 4 / Hutton GSP GROUP | Barrow & Sandgate | Sandgate | 11 | Electricity North West Limited | Fossil - Oil | Engine (combustion / reciprocating) | No |  |  | 1.34 | [12 empty] | No | Connected | 1.34 | 1.7575 | 1.85 | 1.7556 | 1.848 | 2018-07-01 | [7 empty] | No | No |  |  |  |  | 2021-12-06
HEYBOWMAE | HEYBOWMAE | Dong Energy | Barrow Offshore Windfarm |  |  | Barrow-In-Furness | Cumbria |  | England | 319765 | 467501 | Heysham GSP | - | - | 132 | Electricity North West Limited | Wind | Offshore wind turbines | No |  |  | 90 | [12 empty] | No | Connected | 90 | 85.5 | 90 | 9.5 | 10 | 2005-08-26 | [7 empty] | No | No |  |  |  |  | 2021-12-06
Data Not Available | Data Not Available | STOR 120 LTD | Barms Farm | Ashton Old Road | Ashton Old Road | Manchester | Manchester | SK17 7HW | England | 407114 | 375004 | Stalybridge GSP | Buxton | - | 33 | Electricity North West Limited | Fossil - Oil | Engine (combustion / reciprocating) | No |  |  | 20 | [12 empty] | No | Accepted to Connect | - | - | - | - | - | - | 21.0526 | 20 | 21.0526 | 0 | 0 | 2016-06-03 | 2023-03-01 | No | No |  | To Be Confirmed |  |  | 2021-12-06
Data Not Available | Data Not Available | STOR 125 Ltd | Barkers Farm | Moss Lane | Moss Lane | Bolton | Greater Manchester | BL6 5JB | England | 362706 | 410625 | Kearsley 132 GSP | Westhoughton | - | 33 | Electricity North West Limited | Fossil - Oil | Engine (combustion / reciprocating) | No |  |  | 20 | [12 empty] | No | Accepted to Connect | - | - | - | - | - | - | 21.0526 | 20 | 21.0526 | 0 | 0 | 2016-06-20 | 2023-03-01 | No | No |  | To Be Confirmed |  |  | 2021-12-06
1640000855308 | 1640000855292 | Bancroft Generation Limited | Bancroft Generation |  | Briercliffe | Burnley | Lancashire | BB10 3PW | England | 385552 | 433673 | Rochdale SGTs 2 3 4 | Burnley | Heasandford | 33 | Electricity North West Limited | Fossil - Oil | Engine (combustion / reciprocating) | No |  |  | 21.053 | [12 empty] | No | Connected | 21.053 | 19 | 20 | 0.475 | 0.5 | 2019-12-23 | [7 empty] | No | No |  |  |  |  | 2021-12-06
Data Not Available | Data Not Available | Applied Power Engineering | Aspatria Business Park | Park Road |  | Aspatria | Cumbria | CA7 3DP | England | 315661 | 542609 | Harker ENWL SGTs 1 2 3A 4 / Hutton GSP GROUP | Stainburn & Siddick | Aspatria | 11 | Electricity North West Limited | Fossil - Oil | Engine (combustion / reciprocating) | No |  |  | 2.5 | [12 empty] | No | Accepted to Connect | - | - | - | - | - | - | 2.5 | 2.3987 | 2.525 | To Be Confirmed | To Be Confirmed | 2017-11-01 | To Be Confirmed | No | No |  | To Be Confirmed |  |  | 2021-12-06
1620000390850 | 1620000390840 | Cannock Renewables Limited | Askam Wind Farm | Far Old Park |  | Askam-In-Furness | Cumbria | LA16 7HD | England | 323023 | 477701 | Harker ENWL SGTs 1 2 3A 4 / Hutton GSP GROUP | Ulverston | - | 33 | Electricity North West Limited | Wind | Onshore wind turbines | No |  |  | 4.62 | [12 empty] | No | Connected | 4.62 | 5.13 | 5.4 | 0.038 | 0.04 | 1999-07-13 | [7 empty] | No | No |  |  |  |  | 2021-12-06
Data Not Available | Data Not Available | STOR 128 Ltd | Ashton Old Road Generation (Ashton STOR) | Ashton Old Road | Ashton Old Road | Manchester | Manchester | OL7 0PJ | England | 392623 | 397618 | Stalybridge GSP | Droylsden | - | 33 | Electricity North West Limited | Fossil - Oil | Engine (combustion / reciprocating) | No |  |  | 20 | [12 empty] | No | Accepted to Connect | - | - | - | - | - | - | 21.0526 | 20 | 21.0526 | 0 | 0 | 2016-10-07 | 2023-03-01 | No | No |  | To Be Confirmed |  |  | 2021-12-06
Data Not Available | Data Not Available | Asda Stores Ltd | Asda CDC | XL Business Park | Statham Road, Stanley Industrial Estate | Skelmersdale | Lancashire | WN8 8EF | England | 346663 | 407419 | Washway Farm GSP / Kirkby GSP GROUP | Skelmersdale | Skelmersdale | 11 | Electricity North West Limited | Fossil - Oil | Engine (combustion / reciprocating) | No |  |  | 2.624 | [12 empty] | No | Accepted to Connect | - | - | - | - | - | - | 1.5 | 1.425 | 1.5 | 1.5932 | 1.677 | 2018-12-10 | To Be Confirmed | No | No |  | To Be Confirmed |  |  | 2021-12-06
1640000621653 | 1640000621626 | Cs Arnawood Ltd | Arna Wood Solar Farm |  | Aldcliffe | Lancaster | Lancashire | LA2 0AE | England | 346242 | 459185 | Heysham GSP | Lancaster | Burrow Beck | 11 | Electricity North West Limited | Solar | Photovoltaic | No |  |  | 4.8 | [12 empty] | No | Connected | 4.8 | 4.5125 | 4.75 | 0.019 | 0.02 | 2015-07-01 | [7 empty] | No | No |  |  |  |  | 2021-12-06
1640000199746 | 1640000199737 | Banks Renewables(Armistead Wind Farm)Ltd | Armistead Wind Farm | Gatebeck | Gatebeck | Kendal | Cumbria | LA8 0HU | England | 357347 | 486527 | Harker ENWL SGTs 1 2 3A 4 / Hutton GSP GROUP | Kendal (Parkside Rd) | - | 33 | Electricity North West Limited | Wind | Onshore wind turbines | No |  |  | 17.052 | [12 empty] | No | Connected | 17.052 | 16.1994 | 17.052 | 0.3325 | 0.35 | 2012-10-01 | [7 empty] | No | No |  |  |  |  | 2021-12-06
1640000438255 | 1640000438255 | The Casey Group Limited | Arden Quarry |  | Birch Vale | High Peak | Derbyshire | SK22 1BY | England | 402208 | 386095 | Stalybridge GSP | New Mills | Gowhole | 11 | Electricity North West Limited | Biofuel - Landfill gas | Engine (combustion / reciprocating) | No |  |  | 1.03 | [12 empty] | No | Connected | 1.03 | 0.95475 | 1.005 | 0.11875 | 0.125 | 2015-06-01 | [7 empty] | No | No |  |  |  |  | 2021-12-06
1640000524203 | 1630000656863 | United Utilities Water Ltd | Altrincham Wwtw | Sinderland Road | Broadheath | Altrincham | Cheshire | WA14 5EU | England | 376384 | 389596 | Carrington ENWL SGTs 1B 2B 4 7 | Altrincham | Broadheath | 11 | Electricity North West Limited | Solar | Photovoltaic | No |  |  | 1.1852 | [12 empty] | No | Connected | 1.1852 | Data not Applicable | Data not Applicable | 1.425 | 1.5 | 2016-03-15 | [7 empty] | No | No |  |  |  |  | 2021-12-06
Data Not Available | Data Not Available | Alkane Energy UK Ltd | Alkane, Union Road, Bolton | Union Road |  | Bolton | Greater Manchester | BL2 2HS | England | 372186 | 410492 | Kearsley 132 GSP | Bolton | Union Rd | 6.6 | Electricity North West Limited | Fossil - Coal gas | Engine (combustion / reciprocating) | No |  |  | 6 | [12 empty] | No | Accepted to Connect | - | - | - | - | - | - | 7.443 | 5.7 | 6 | 0.35625 | 0.375 | 2017-03-07 | To Be Confirmed | No | No |  | To Be Confirmed |  |  | 2021-12-06
Data Not Available | Data Not Available | STOR 114 Ltd | Aldon STOR | Aldon STOR | Poulton Industrial Estate | Poulton Le Fylde | Lancashire | FY6 8JL | England | 335953 | 438847 | Penwortham West GSP / Stanah GSP GROUP | Bispham | - | 33 | Electricity North West Limited | Fossil - Oil | Engine (combustion / reciprocating) | No |  |  | 15 | [12 empty] | No | Accepted to Connect | - | - | - | - | - | - | 15.7895 | 15 | 15.7895 | 0 | 0 | 2016-11-09 | 2023-03-01 | No | No |  | To Be Confirmed |  |  | 2021-12-06
Data Not Available | Data Not Available | Building Management Technology | Aldi Stores Ltd | Salford Road |  | Bolton | Greater Manchester | BL5 1BT | England | 369912 | 404685 | Kearsley Local 33 GSP | - | Cutacre | 11 | Electricity North West Limited | Solar | Photovoltaic | No |  |  | 4.3 | [12 empty] | No | Accepted to Connect | - | - | - | - | - | - | 4.3 | 1.995 | 2.1 | 1.615 | 1.7 | 2018-08-24 | To Be Confirmed | No | No |  | To Be Confirmed |  |  | 2021-12-06
1630000239738 | Data Not Available | Alderley Park Limited | Alderley Park CHP | Alderley Park | Nether Alderley | Macclesfield | Stockport | SK10 4TG | England | 384744 | 375620 | Macclesfield 33 GSP | - | - | 33 | Electricity North West Limited | Fossil - Gas | Engine (combustion / reciprocating) | Yes |  |  | 2.6 | [12 empty] | No | Connected | 2.6 | 2.6 | 2.7368 | 0 | 0 | 2021-06-17 | [7 empty] | No | No |  | To Be Confirmed |  |  | 2021-12-06
Data Not Available | Data Not Available | Grid Code Power | Albert Mill | Albert Mill | Station Road, Great Harwood | Blackburn | Lancashire | BB6 7FB | England | 373789 | 431981 | Padiham GSP | Huncoat | Great Harwood | 6.6 | Electricity North West Limited | Fossil - Gas | Engine (combustion / reciprocating) | No |  |  | 11 | [12 empty] | No | Accepted to Connect | - | - | - | - | - | - | 11 | 10.45 | 11 | To Be Confirmed | To Be Confirmed | 2017-11-19 | To Be Confirmed | No | No |  | To Be Confirmed |  |  | 2021-12-06
Data Not Available | Data Not Available | Electricity North West (Construction & Maintenance) Ltd | Agecroft | Agecroft Road | Billington Road | Salford | Manchester | M27 8SW | England | 369040 | 426415 | Kearsley 132 GSP | Agecroft | - | 33 | Electricity North West Limited | Fossil - Gas | Engine (combustion / reciprocating) | No |  |  | 15 | [12 empty] | No | Accepted to Connect | - | - | - | - | - | - | 15.7895 | 15 | 15.7895 | 0 | 0 | 2018-06-19 | 2022-11-25 | No | No |  | To Be Confirmed |  |  | 2022-04-05
Data Not Available | Data Not Available | Green Switch Solutions | 501 Merlin Park | Ringtail Road |  | Ormskirk | Lancashire | L40 8JY | England | 342899 | 411613 | Penwortham West GSP / Stanah GSP GROUP | Wrightington | Burscough Bridge | 11 | Electricity North West Limited | Fossil - Oil | Engine (combustion / reciprocating) | Yes |  |  | 10 | [12 empty] | No | Accepted to Connect | - | - | - | - | - | - | 10 | 9.5 | 10 | To Be Confirmed | To Be Confirmed | 2016-07-25 | To Be Confirmed | No | No |  | To Be Confirmed |  |  | 2021-12-06
Data Not Available | Data Not Available | SAS Energy - Wigan Council | Makerfield Way Depot | Makerfield Way | Ince in Makerfield | Wigan | Greater Manchester | WN2 2ER | England | 361100 | 405500 | Kearsley 132 GSP | Atherton | Hindley Green | 11 | Electricity North West Limited | Solar | Storage - Electrochemical (Batteries) | No |  |  | 7 | [12 empty] | No | Accepted to Connect | - | - | - | - | - | - | 1.269 | 7 | 0 | 1.269 | 0 | 2020-12-02 | To Be Confirmed | No | No |  | To Be Confirmed |  |  | 2021-12-06
Data Not Available | Data Not Available | Gridserve | CLD040 Blackpool East | Mythop Road |  | Blackpool | Lancashire | FY3 0DF | England | 335597 | 436190 | Penwortham West GSP / Stanah GSP GROUP | - | - | 132 | Electricity North West Limited | Solar | Storage - Electrochemical (Batteries) | No |  |  | 40 | [12 empty] | No | Accepted to Connect | - | - | - | - | - | - | 40 | 40 | 0 | 40 | 0 | 2020-12-16 | To Be Confirmed | No | No |  | To Be Confirmed |  |  | 2021-12-06
Data Not Available | Data Not Available | Power Initiatives Ltd | Bristol Ave BESS | Bristol Avenue | Bristol Avenue | Blackpool | Lancashire | FY2 0LZ | England | 332584 | 439687 | Penwortham West GSP / Stanah GSP GROUP | Bispham | - | 33 | Electricity North West Limited | Stored Energy (all stored energy irrespective of the original energy source) | Storage - Electrochemical (Batteries) | No |  |  | 25.3 | [12 empty] | No | Accepted to Connect | - | - | - | - | - | - | 25.3 | 25.3 | 26.6 | 0 | 0 | 2021-02-08 | 2022-06-01 | No | No |  | To Be Confirmed |  |  | 2021-12-06
Data Not Available | Data Not Available | AMP Energy Services Ltd | Scholes Power | Tweedale Way | Oldham | Oldham | Greater Manchester | OL9 8EH | England | 389872 | 402362 | Whitegate GSP | Chadderton | Hollinwood | 6.6 | Electricity North West Limited | Fossil - Gas | Engine (combustion / reciprocating) | No |  |  | 4.561 | [12 empty] | No | Accepted to Connect | - | - | - | - | - | - | 4.561 | 4.84 | 4.561 | 0 | 0.2 | 2021-01-29 | 2022-06-01 | No | No |  | To Be Confirmed |  |  | 2021-12-06
Data Not Available | Data Not Available | AMP Energy Services Ltd | Whitbrook Power | Land to the west side of Hanson Street | Middleton | Manchester | Greater Manchester | M24 6AG | England | 387378 | 406104 | Whitegate GSP | Chadderton | Townley St | 6.6 | Electricity North West Limited | Fossil - Gas | Engine (combustion / reciprocating) | No |  |  | 5.07 | [12 empty] | No | Accepted to Connect | - | - | - | - | - | - | 5.07 | 5.36 | 5.07 | 0 | 0.2 | 2021-02-08 | 2022-06-01 | No | No |  | To Be Confirmed |  |  | 2021-12-06
Data Not Available | Data Not Available | Anglo Renewables Ltd | Grange Farm | Grange Farm | Thames Street | Newton With Scales | Lancashire | PR4 3RS | England | 344493 | 430683 | Penwortham West GSP / Stanah GSP GROUP | Peel | - | 33 | Electricity North West Limited | Solar | Photovoltaic | No |  |  | 20 | [12 empty] | No | Accepted to Connect | - | - | - | - | - | - | 20 | 20 | 20 | 1 | 1 | 2021-03-15 | To Be Confirmed | No | No |  | To Be Confirmed |  |  | 2021-12-06
Data Not Available | Data Not Available | Lancaster Power Limited | Lancaster Power Variation | Middleton | Heysham | Lancaster | Lancashire | LA3 3JJ | England | 341625 | 459400 | Heysham GSP | - | - | 132 | Electricity North West Limited | Stored Energy (all stored energy irrespective of the original energy source) | Storage - Electrochemical (Batteries) | No |  |  | 75 | [12 empty] | No | Accepted to Connect | - | - | - | - | - | - | 75 | 75 | 75 | 75 | 75 | 2021-03-03 | To Be Confirmed | No | No |  | To Be Confirmed |  | TR-03 | 2021-12-06
Data Not Available | Data Not Available | Smith Brothers Contractors | Shoreside Stables 1 | Ringley Road | Stoneclough | Bolton | Greater Manchester | M26 1PY | England | 376108 | 405528 | Kearsley Local 33 GSP | - | Ringley | 11 | Electricity North West Limited | Stored Energy (all stored energy irrespective of the original energy source) | Storage - Electrochemical (Batteries) | No |  |  | 7 | [12 empty] | No | Accepted to Connect | - | - | - | - | - | - | 7 | 7 | 7 | 7 | 7 | 2021-03-11 | To Be Confirmed | No | No |  | To Be Confirmed |  |  | 2021-12-06
Data Not Available | Data Not Available | Energi Generation | Davies Road | Davies Road | - | Blackburn | Lancashire | BB1 3HU | England | 370750 | 428856 | Penwortham East GSP / Rochdale SGT 1 GROUP | Blackburn | - | 33 | Electricity North West Limited | Stored Energy (all stored energy irrespective of the original energy source) | Storage - Electrochemical (Batteries) | No |  |  | 25 | [12 empty] | No | Accepted to Connect | - | - | - | - | - | - | 25 | 25 | 25 | 25 | 25 | 2021-03-11 | To Be Confirmed | No | No |  | To Be Confirmed |  |  | 2021-12-06
Data Not Available | Data Not Available | Electricity North West (Construction & Maintenance) Ltd | Octagon House EC2 | 62 Hathersage Road | - | - | Manchester | M13 0FN | England | 385592 | 395922 | Bredbury GSP | Longsight | Longsight | 6.6 | Electricity North West Limited | Fossil - Gas | Engine (combustion / reciprocating) | No |  |  | 6.72 | [12 empty] | No | Accepted to Connect | - | - | - | - | - | - | 6.72 | 6.72 | 6.72 | 0.5 | 0.5 | 2021-03-10 | To Be Confirmed | No | No |  | To Be Confirmed |  |  | 2021-12-06
Data Not Available | Data Not Available | Energi Generation 2 Ltd | North Farm | North Farm | Heysham | lancaster | Lancashire | LA3 2YH | England | 342685 | 460231 | Heysham GSP | - | - | 132 | Electricity North West Limited | Stored Energy (all stored energy irrespective of the original energy source) | Storage - Electrochemical (Batteries) | No |  |  | 100 | [12 empty] | No | Accepted to Connect | - | - | - | - | - | - | 100 | 100 | 100 | 100 | 100 | 2021-03-26 | To Be Confirmed | No | No |  | To Be Confirmed |  | TR-03 | 2021-12-06
Data Not Available | Data Not Available | Leading Initiatives Ltd | Town Lane BESS | Town Lane | - | Coppul | Chorley | PR7 5HQ | England | 354213 | 413509 | Penwortham West GSP / Stanah GSP GROUP | - | - | 132 | Electricity North West Limited | Stored Energy (all stored energy irrespective of the original energy source) | Storage - Electrochemical (Batteries) | No |  |  | 35 | [12 empty] | No | Accepted to Connect | - | - | - | - | - | - | 30 | 30 | 30 | 30 | 30 | 2021-05-14 | To Be Confirmed | No | To Be Confirmed |  | To Be Confirmed |  |  | 2021-12-06
Data Not Available | Data Not Available | Ridge Clean Energy | Great Orton | Wigton | - | Cumbria | Cumbria | CA7 0JP | England | 329126 | 553852 | Harker ENWL SGTs 1 2 3A 4 / Hutton GSP GROUP | Carlisle | Wigton | 11 | Electricity North West Limited | Wind | Onshore wind turbines | No |  |  | 7 | [12 empty] | No | Accepted to Connect | - | - | - | - | - | - | 7 | 7 | 7 | 0.2 | 0.2 | 2021-05-18 | To Be Confirmed | No | To Be Confirmed |  | To Be Confirmed |  |  | 2021-12-06
Data Not Available | Data Not Available | Vattenfall Wind Power | Clifton Marsh | Land south of Preston New Road | Freckleton | Clifton | Lancashire | PR4 0XE | England | 346109 | 429398 | Penwortham West GSP / Stanah GSP GROUP | - | - | 132 | Electricity North West Limited | Solar | Photovoltaic | No |  |  | 49.9 | [12 empty] | No | Accepted to Connect | - | - | - | - | - | - | 49.9 | 49.9 | 49.9 | 0.3 | 0.3 | 2021-06-10 | To Be Confirmed | No | To Be Confirmed |  | No |  |  | 2021-12-06
Data Not Available | Data Not Available | 2G Energy Ltd | Muller Milk | Lake Road | Trafford Park | Manchester | Greater Manchester | M17 1TU | England | 379260 | 397682 | South Manchester GSP | Stretford | Mosley Rd | 6.6 | Electricity North West Limited | Stored Energy (all stored energy irrespective of the original energy source) | CHP | Yes |  |  | 3 | [12 empty] | No | Accepted to Connect | - | - | - | - | - | - | 3 | 3 | 3 | 0 | 0 | 2021-07-20 | To Be Confirmed | No | To Be Confirmed |  | No |  |  | 2021-12-06
Data Not Available | Data Not Available | Rochdale Borough Council | Chamber House | Chamber House Farm | - | Rochdale | Greater Manchester | OL10 1RL | England | 388023 | 411220 | Rochdale SGTs 2 3 4 | Castleton | TBC | 6.6 | Electricity North West Limited | Solar | Photovoltaic | No |  |  | 4.5 | [12 empty] | No | Accepted to Connect | - | - | - | - | - | - | 4.5 | 4.5 | 4.5 | 0.02 | 0.02 | 2021-04-21 | To Be Confirmed | No | To Be Confirmed |  | No |  |  | 2021-12-06
Data Not Available | Data Not Available | EcoDev Group Ltd | Vause Farm | Land Adjacent to Four Acre Wood, Vause Farm | Town Lane, Charnock Richard | Chorley | Lancashire | PR7 5HQ | England | 354310 | 413478 | Penwortham West GSP / Stanah GSP GROUP | Wrightington | - | 33 | Electricity North West Limited | Stored Energy (all stored energy irrespective of the original energy source) | Storage - Electrochemical (Batteries) | No |  |  | 20 | [12 empty] | No | Accepted to Connect | - | - | - | - | - | - | 20 | 20 | 20 | 20 | 20 | 2021-07-19 | To Be Confirmed | No | To Be Confirmed |  | No |  |  | 2021-12-06
Data Not Available | Data Not Available | Balance Power Projects Ltd | Kingsway BP BESS | Dig Gate Lane | - | Rochdale | Greater Manchester | OL16 4NR | England | 391781 | 411218 | Rochdale SGTs 2 3 4 | Bellfield | - | 33 | Electricity North West Limited | Stored Energy (all stored energy irrespective of the original energy source) | Storage - Electrochemical (Batteries) | No |  |  | 30 | [12 empty] | No | Accepted to Connect | - | - | - | - | - | - | 30 | 30 | 30 | 30 | 30 | 2021-07-15 | To Be Confirmed | No | To Be Confirmed |  | No |  |  | 2021-12-06
Data Not Available | Data Not Available | Lomas Distribution Limited | Buxton 1 Battery | Waterswallows Lane | - | Buxton | High Peak | SK17 7JP | England | 407089 | 374188 | Stalybridge GSP | Buxton | - | 33 | Electricity North West Limited | Stored Energy (all stored energy irrespective of the original energy source) | Storage - Electrochemical (Batteries) | No |  |  | 16 | [12 empty] | No | Accepted to Connect | - | - | - | - | - | - | 16 | 16 | 16 | 16 | 16 | 2021-07-06 | To Be Confirmed | No | To Be Confirmed |  | No |  |  | 2021-12-06
Data Not Available | Data Not Available | Lomas Distribution Limited | Waterswallows 1 Battery | Waterswallows Lane | - | Buxton | High Peak | SK17 7JP | England | 407151 | 374206 | Stalybridge GSP | Buxton | - | 33 | Electricity North West Limited | Stored Energy (all stored energy irrespective of the original energy source) | Storage - Electrochemical (Batteries) | No |  |  | 14 | [12 empty] | No | Accepted to Connect | - | - | - | - | - | - | 14 | 14 | 14 | 14 | 14 | 2021-07-06 | To Be Confirmed | No | To Be Confirmed |  | No |  |  | 2021-12-06
Data Not Available | Data Not Available | EUROPEAN ENERGY DEVELOPMENT LTD | Moor Isles Farm | Woodend Road | Reedley | Burnley | Lancashire | BB12 9EG | England | 382553 | 435992 | Padiham GSP | - | - | 132 | Electricity North West Limited | Stored Energy (all stored energy irrespective of the original energy source) | Storage - Electrochemical (Batteries) | No |  |  | 50 | [12 empty] | No | Accepted to Connect | - | - | - | - | - | - | 50 | 50 | 50 | 50 | 50 | 2021-08-12 | To Be Confirmed | No | To Be Confirmed |  | No |  |  | 2021-12-06
Data Not Available | Data Not Available | AMP Energy Services Limited | Poulton Power | Land on Unit 23, Cocker Lane | Poulton Industrial Estate | Poulton Le Fylde | Lancashire | FY6 8JU | England | 336037 | 439031 | Penwortham West GSP / Stanah GSP GROUP | Bispham | Poulton | 6.6 | Electricity North West Limited | Stored Energy (all stored energy irrespective of the original energy source) | Storage - Electrochemical (Batteries) | No |  |  | 7.587 | [12 empty] | No | Accepted to Connect | - | - | - | - | - | - | 7.587 | 7.587 | 7.587 | 7.587 | 7.587 | 2021-08-19 | To Be Confirmed | No | To Be Confirmed |  | No |  |  | 2021-12-06
Data Not Available | Data Not Available | Novergy Ltd | Moss Hall Lane | Cartmell Lane | Brynning with warton | Kirkham | Lancashire | FY8 4JW | England | 338462 | 429636 | Penwortham West GSP / Stanah GSP GROUP | Lytham | - | 33 | Electricity North West Limited | Stored Energy (all stored energy irrespective of the original energy source) | Storage - Electrochemical (Batteries) | No |  |  | 30 | [12 empty] | No | Accepted to Connect | - | - | - | - | - | - | 40 | 40 | 40 | 30 | 30 | 2021-08-31 | To Be Confirmed | No | To Be Confirmed |  | No |  |  | 2021-12-06
Data Not Available | Data Not Available | Centrica Business Services | Pincroft Dyeing & Printing | Adlington Works, Market Street | Adlington | Chorley | Lancashire | PR7 4HJ | England | 360053 | 412850 | Kearsley 132 GSP | Westhoughton | Crown Lane | 11 | Electricity North West Limited | Stored Energy (all stored energy irrespective of the original energy source) | CHP | Yes |  |  | 2 | [12 empty] | No | Accepted to Connect | - | - | - | - | - | - | 1.28 | 1.28 | 1.28 | 2 | 2 | 2021-07-27 | To Be Confirmed | No | To Be Confirmed |  | No |  |  | 2021-12-06
Data Not Available | Data Not Available | Avery Energy Ltd | Park Road BESS | Park Road | - | Oldham | Greater Manchester | OL13 0BW | England | 386640 | 422117 | Padiham GSP | Rossendale | Wesley Place Bacup | 6.6 | Electricity North West Limited | Stored Energy (all stored energy irrespective of the original energy source) | Storage - Electrochemical (Batteries) | No |  |  | 8 | [12 empty] | No | Accepted to Connect | - | - | - | - | - | - | 8 | 8 | 8 | 8 | 8 | 2021-08-09 | To Be Confirmed | No | To Be Confirmed |  | No |  |  | 2021-12-06
Data Not Available | Data Not Available | Arlington Energy | Royle Barn Rd BESS | Royle Barn Road | Sudden | Rochdale | Greater Manchester | OL11 3DX | England | 388157 | 410869 | Rochdale SGTs 2 3 4 | Castleton | - | 33 | Electricity North West Limited | Stored Energy (all stored energy irrespective of the original energy source) | Storage - Electrochemical (Batteries) | No |  |  | 35 | [12 empty] | No | Accepted to Connect | - | - | - | - | - | - | 35 | 35 | 35 | 35 | 35 | 2021-08-03 | To Be Confirmed | No | To Be Confirmed |  | No |  |  | 2021-12-06
Data Not Available | Data Not Available | Burneside Community Energy Ltd | Burneside Solar | Bridge Street | Burneside | Kendal | Cumbria | LA9 6PZ | England | 350535 | 495830 | Harker ENWL SGTs 1 2 3A 4 / Hutton GSP GROUP | Kendal (Parkside Rd) | Kendal | 11 | Electricity North West Limited | Solar | Photovoltaic | No |  |  | 7 | [12 empty] | No | Accepted to Connect | - | - | - | - | - | - | 7 | 7 | 7 | 7 | 7 | 2021-08-25 | To Be Confirmed | No | To Be Confirmed |  | No |  |  | 2021-12-06
Data Not Available | Data Not Available | Energi Generation 9 Ltd | Peel Road Solar Farm | East of Peel Road | - | Blackpool | Lancashire | FY4 5JU | England | 335765 | 431972 | Penwortham West GSP / Stanah GSP GROUP | Peel | - | 33 | Electricity North West Limited | Stored Energy (all stored energy irrespective of the original energy source) | Storage - Electrochemical (Batteries) | No |  |  | 20 | [12 empty] | No | Accepted to Connect | - | - | - | - | - | - | 20 | 20 | 20 | 20 | 20 | 2021-09-30 | To Be Confirmed | No | To Be Confirmed |  | No |  |  | 2021-12-06
Data Not Available | Data Not Available | Energi Generation 12 Ltd | Kidds Transport BESS | Caton Road | - | Lancaster | Lancashire | LA1 3PE | England | 348750 | 463926 | Heysham GSP | Lancaster | - | 33 | Electricity North West Limited | Stored Energy (all stored energy irrespective of the original energy source) | Storage - Electrochemical (Batteries) | No |  |  | 25 | [12 empty] | No | Accepted to Connect | - | - | - | - | - | - | 25 | 25 | 25 | 25 | 25 | 2021-10-01 | To Be Confirmed | No | To Be Confirmed |  | No |  |  | 2021-12-06
Data Not Available | Data Not Available | J&M Stuart & Son | Raby's Farm | Bilsborrow Lne | - | Preston | Lancashire | PR3 0RP | England | 352102 | 439617 | Penwortham East GSP / Rochdale SGT 1 GROUP | Blackburn | - | 132 | Electricity North West Limited | Stored Energy (all stored energy irrespective of the original energy source) | Storage - Electrochemical (Batteries) | No |  |  | 45 | [12 empty] | No | Accepted to Connect | - | - | - | - | - | - | 45 | 45 | 45 | 45 | 45 | 2021-10-13 | To Be Confirmed | No | To Be Confirmed |  | No |  |  | 2021-12-06
Data Not Available | Data Not Available | FPC Electric Land | Coal Pit Lane | Coal Pit lane | - | Atherton | Greater Manchester | M46 0RL | England | 366638 | 403483 | Kearsley 132 GSP | Atherton | - | 33 | Electricity North West Limited | Stored Energy (all stored energy irrespective of the original energy source) | Storage - Electrochemical (Batteries) | No |  |  | 30 | [12 empty] | No | Accepted to Connect | - | - | - | - | - | - | 30 | 30 | 30 | 30 | 30 | 2021-10-13 | To Be Confirmed | No | To Be Confirmed |  | No |  |  | 2021-12-06
Data Not Available | Data Not Available | FPC Electric Land | Sheffield Road | Sheffield Road | - | Hyde | Manchester | SK14 4AF | England | 395750 | 395490 | Stalybridge GSP | Hyde | - | 33 | Electricity North West Limited | Stored Energy (all stored energy irrespective of the original energy source) | Storage - Electrochemical (Batteries) | No |  |  | 42 | [12 empty] | No | Accepted to Connect | - | - | - | - | - | - | 42 | 42 | 42 | 42 | 42 | 2021-10-13 | To Be Confirmed | No | To Be Confirmed |  | No |  |  | 2021-12-06
Data Not Available | Data Not Available | FPC Electric Land | Slack Lane | Slack Lane | - | Westhoughton | Greater Manchester | BL5 3LB | England | 365768 | 407274 | Kearsley 132 GSP | Westhoughton | - | 33 | Electricity North West Limited | Stored Energy (all stored energy irrespective of the original energy source) | Storage - Electrochemical (Batteries) | No |  |  | 30 | [12 empty] | No | Accepted to Connect | - | - | - | - | - | - | 30 | 30 | 30 | 30 | 30 | 2021-10-15 | To Be Confirmed | No | To Be Confirmed |  | No |  |  | 2021-12-06
Data Not Available | Data Not Available | FLEXION ENERGY UK STORAGE LTD | Ferny Knoll Road | Land North West of Ferny Knoll Road | Rainford | St Helens | Merseyside | WA11 7TH | England | 347853 | 404268 | Washway Farm GSP / Kirkby GSP GROUP | - | - | 132 | Electricity North West Limited | Stored Energy (all stored energy irrespective of the original energy source) | Storage - Electrochemical (Batteries) | No |  |  | 49.9 | [12 empty] | No | Accepted to Connect | - | - | - | - | - | - | 49.9 | 49.9 | 49.9 | 49.9 | 49.9 | 2021-12-08 | To Be Confirmed | No | To Be Confirmed |  | No |  |  | 2022-01-14
Data Not Available | Data Not Available | Low Carbon Alliance | Shore Top Farm BESS | Shore Top Farm | Kearsley Lane | Radcliffe | Bury | M26 1FA | England | 377460 | 406004 | Kearsley 132 GSP | - | Radcliffe | 11 | Electricity North West Limited | Stored Energy (all stored energy irrespective of the original energy source) | Storage - Electrochemical (Batteries) | No |  |  | 11 | [12 empty] | No | Accepted to Connect | - | - | - | - | - | - | 11 | 11 | 11 | 11 | 11 | 2021-12-01 | To Be Confirmed | No | To Be Confirmed |  | No |  |  | 2022-01-14
Data Not Available | Data Not Available | STOR POWER Ltd | Hamilton BESS | Wellington Street |  | Oldham | Greater Manchester | OL4 1SA | England | 392960 | 404611 | Whitegate GSP | Greenhill | - | 33 | Electricity North West Limited | Stored Energy (all stored energy irrespective of the original energy source) | Storage - Electrochemical (Batteries) | No |  |  | 30 | [12 empty] | No | Accepted to Connect | - | - | - | - | - | - | 30 | 30 | 30 | 30 | 30 | 2021-12-21 | To Be Confirmed | No | To Be Confirmed |  | No |  |  | 2022-01-14
Data Not Available | Data Not Available | EUROPEAN ENERGY DEVELOPMENT LTD | Eagland Hill | New Lane | Eagland Hill | Pilling | Lancashire | PR3 6BA | England | 344282 | 444887 | Penwortham West GSP / Stanah GSP GROUP | Thornton | - | 33 | Electricity North West Limited | Solar | Photovoltaic | No |  |  | 15 | [12 empty] | No | Accepted to Connect | - | - | - | - | - | - | 15 | 15 | 15 | 15 | 15 | 2022-01-21 | To Be Confirmed | No | To Be Confirmed |  | No |  |  | 2022-02-04
Data Not Available | Data Not Available | Energi Generation 11 Ltd | Moss Side Farm | Moss Side Farm | Moss Side Lane | Wrea Green | Lancashire | FY8 4NB | England | 338418 | 431108 | Penwortham West GSP / Stanah GSP GROUP | Peel | - | 132 | Electricity North West Limited | Stored Energy (all stored energy irrespective of the original energy source) | Storage - Electrochemical (Batteries) | No |  |  | 45 | [12 empty] | No | Accepted to Connect | - | - | - | - | - | - | 45 | 45 | 45 | 45 | 45 | 2022-01-21 | To Be Confirmed | No | To Be Confirmed |  | No |  |  | 2022-02-04
Data Not Available | Data Not Available | Renepower | Archway Travel | Copse Road | - | Fleetwood | Lancashire | FY7 7NY | England | 333004 | 446936 | Penwortham West GSP / Stanah GSP GROUP | Thornton | Copse Rd | 6.6 | Electricity North West Limited | Stored Energy (all stored energy irrespective of the original energy source) | Storage - Electrochemical (Batteries) | No |  |  | 5 | [12 empty] | No | Accepted to Connect | - | - | - | - | - | - | 5 | 5 | 5 | 5 | 5 | 2022-01-25 | To Be Confirmed | No | To Be Confirmed |  | No |  |  | 2022-02-04
Data Not Available | Data Not Available | Tupa Energy Ltd | Whyndyke Solar | Preston New Road | - | Blackpool | Lancashire | FY4 4XQ | England | To be confirmed | T be confirmed | Penwortham West GSP / Stanah GSP GROUP | Peel | - | 33 | Electricity North West Limited | Solar | Photovoltaic | No |  |  | 30 | [12 empty] | No | Accepted to Connect | - | - | - | - | - | - | 30 | 30 | 30 | 30 | 30 | 2022-01-25 | To Be Confirmed | No | To Be Confirmed |  | No |  |  | 2022-02-04
Data Not Available | Data Not Available | STOR Power Developments | Fairy Lane | Fairy Lane | - | Sale | Cheshire | M33 2JT | England | 381081 | 391658 | South Manchester GSP | - | - | 132 | Electricity North West Limited | Stored Energy (all stored energy irrespective of the original energy source) | Storage - Electrochemical (Batteries) | No |  |  | 100 | [12 empty] | No | Accepted to Connect | - | - | - | - | - | - | 100 | 100 | 100 | 100 | 100 | 2022-01-21 | To Be Confirmed | No | To Be Confirmed |  | No |  |  | 2022-02-04
Data Not Available | Data Not Available | AMP Energy Services Limited | Tame Power | Tame Street | - | Stalybridge | Greater Manchester | SK15 1ST | England | 395232 | 398338 | Stalybridge GSP | Hartshead-Heyrod | Tame Valley | 6.6 | Electricity North West Limited | Stored Energy (all stored energy irrespective of the original energy source) | Engine (combustion / reciprocating) | No |  |  | 4.6 | [12 empty] | No | Accepted to Connect | - | - | - | - | - | - | 4.6 | 4.6 | 4.6 | 4.6 | 4.6 | 2022-01-20 | To Be Confirmed | No | To Be Confirmed |  | No |  |  | 2022-02-04
Data Not Available | Data Not Available | Lower 48 Energy Ltd | Lower 48 | West Moss Lane | Higher Ballam | Lytham St Annes | lancashire | FY8 4NH | England | 335592 | 430438 | Penwortham West GSP / Stanah GSP GROUP | Lytham | - | 33 | Electricity North West Limited | Stored Energy (all stored energy irrespective of the original energy source) | Storage - Electrochemical (Batteries) | No |  |  | 30 | [12 empty] | No | Accepted to Connect | - | - | - | - | - | - | 30 | 30 | 30 | 30 | 30 | 2022-01-25 | To Be Confirmed | No | To Be Confirmed |  | No |  |  | 2022-02-04
Data Not Available | Data Not Available | Queequeg Renewables ltd | Goyt Hall Farm | Harrytown | - | Romiley | Stockport | SK6 3BX | England | 392595 | 390455 | Bredbury GSP |  |  | 132 | Electricity North West Limited | Stored Energy (all stored energy irrespective of the original energy source) | Storage - Electrochemical (Batteries) | No |  |  | 40 | [12 empty] | No | Accepted to Connect | - | - | - | - | - | - | 40 | 40 | 40 | 40 | 40 | 2022-02-06 | To Be Confirmed | No | To Be Confirmed |  | No |  |  | 2022-03-07
Data Not Available | Data Not Available | O&G Group Limited | Hansen Tenement Farm | Briercliffe | - | Burnley | Lancashire | BB10 3QU | England | 387992 | 434974 | Rochdale SGTs 2 3 4 | Burnley | Burnley | 33 | Electricity North West Limited | Stored Energy (all stored energy irrespective of the original energy source) | Photovoltaic | No |  |  | 20 | [12 empty] | No | Accepted to Connect | - | - | - | - | - | - | 20 | 20 | 20 | 20 | 20 | 2022-02-02 | To Be Confirmed | No | To Be Confirmed |  | No |  |  | 2022-03-07
Data Not Available | Data Not Available | Gridserve E<EA DEPC Ltd | Manchester Airport | Semms Island | West of Styal Road | Manchester | Stockport | M22 5UB | England | 383893 | 385186 | South Manchester GSP | Moss Nook | - | 33 | Electricity North West Limited | Stored Energy (all stored energy irrespective of the original energy source) | Storage - Electrochemical (Batteries) | No |  |  | 8 | [12 empty] | No | Accepted to Connect | - | - | - | - | - | - | 8 | 8 | 8 | 8 | 8 | 2022-01-31 | To Be Confirmed | No | To Be Confirmed |  | No |  |  | 2022-03-07
Data Not Available | Data Not Available | Christies Hospital | Christies BESS | The Christie | Cotton Lane | Withington | Stockport | M20 4QE | England | 385236 | 392482 | South Manchester GSP | West Didsbury | Christie Primary | 6.6 | Electricity North West Limited | Stored Energy (all stored energy irrespective of the original energy source) | Storage - Electrochemical (Batteries) | No |  |  | 2.5 | [12 empty] | No | Accepted to Connect | - | - | - | - | - | - | 2.5 | 2.5 | 2.5 | 2.5 | 2.5 | 2022-02-16 | To Be Confirmed | No | To Be Confirmed |  | No |  |  | 2022-03-07
Data Not Available | Data Not Available | STOR Power Developments | Fairy Lane BESS | Fairy Lane | - | Sale | Cheshire | M33 2JT | England | 381291 | 391429 | South Manchester GSP | - | - | 132 | Electricity North West Limited | Stored Energy (all stored energy irrespective of the original energy source) | Storage - Electrochemical (Batteries) | No |  |  | 99.9 | [12 empty] | No | Accepted to Connect | - | - | - | - | - | - | 99.9 | 99.9 | 99.9 | 99.9 | 99.9 | 2022-02-25 | To Be Confirmed | No | To Be Confirmed |  | No |  |  | 2022-03-07
Data Not Available | Data Not Available | AMP NEnergy Services Limited | Newby Power | Land on Unit 9 | Newby Road Industrial Estate | Stockport | Manchester | SK7 5DA | England | 391737 | 386920 | Bredbury GSP | Hazel Grove | - | 11 | Electricity North West Limited | Stored Energy (all stored energy irrespective of the original energy source) | Storage - Electrochemical (Batteries) | No |  |  | 7.5 | [12 empty] | No | Accepted to Connect | - | - | - | - | - | - | 7.5 | 7.5 | 7.5 | 7.5 | 7.5 | 2022-03-03 | To Be Confirmed | No | To Be Confirmed |  | No |  |  | 2022-03-07
Data Not Available | Data Not Available | Hero Future Energies Global Limited | Sefton Rd | Land North of Sefton Road | Sefton Road |  | Wigan | WN5 8UR | England | 352742 | 404465 | Washway Farm GSP / Kirkby GSP GROUP | Orrell | - | 33 | Electricity North West Limited | Stored Energy (all stored energy irrespective of the original energy source) | Storage - Electrochemical (Batteries) | No |  |  | 20 | [12 empty] | No | Accepted to Connect | - | - | - | - | - | - | 20 | 20 | 20 | 20 | 20 | 2022-03-08 | To Be Confirmed | No | To Be Confirmed |  | No |  |  | 2022-04-05
1574000302403 | Data Not Available | Lynemouth Wind Farm | Lynemouth Wind Farm | Third House Farm | Woodhorn | Ashington | Northumberland | NE63 9YQ | England | 427728 | 589471 | Blyth 132kV | Lynemouth Windfarm | Lynemouth Windfarm Direct | 132 | Northern Powergrid (Northeast) plc | Wind | Onshore wind turbines | No |  |  | 29.925 | [12 empty] | Yes | Connected | 29.925 | 29.925 | 31.5 |  |  | 2011-11-07 | N/A | N/A | N/A |  |  | Data Not Available | [7 empty] | 2021-10-13
1574000309375 | Data Not Available | Wandylaw Windfarm | Wandylaw Windfarm | Wandylaw Wind Farm | Wandylaw | Chathill | Northumberland | NE67 5HG | England | 421011 | 616361 | Blyth 132kV | Linton | Wandylaw Windfarm | 66 | Northern Powergrid (Northeast) plc | Wind | Onshore wind turbines | No |  |  | 20.501 | [12 empty] | Yes | Connected | 20.501 | 20.501 | 21.58 |  |  | 2013-01-30 | N/A | N/A | N/A |  |  | Data Not Available | [7 empty] | 2021-10-13
1574000309384 | Data Not Available | Middlemoor Wind Farm | Middlemoor Wind Farm | Middlemoor Farmhouse | North Charlton | Chathill | Northumberland | NE67 5HP | England | 414132 | 624734 | Blyth 132kV | Linton | Middlemoor Windfarm | 66 | Northern Powergrid (Northeast) plc | Wind | Onshore wind turbines | No |  |  | 54.15 | [12 empty] | Yes | Connected | 54.15 | 54.15 | 57 |  |  | 2012-11-19 | N/A | N/A | N/A |  |  | Data Not Available | [7 empty] | 2021-10-13
1574000311045 | Data Not Available | Berwick Drift Wind Farm, Park Road | Berwick Drift Wind Farm, Park Road | Woodhorn Village | Lynemouth | Morpeth | Northumberland | NE61 5XH | England | 429715 | 590240 | Blyth 132kV | Linton | Lynemouth | 20 | Northern Powergrid (Northeast) plc | Wind | Onshore wind turbines | No |  |  | 2.299 | [12 empty] | No | Connected | 2.299 | 2.299 | 2.42 |  |  | 2013-03-28 | N/A | N/A | N/A |  |  | Data Not Available | [7 empty] | 2021-10-13
MSID_7300 | Data Not Available | Lynemouth Power Station | Lynemouth Power Station | Lynemouth Power Station | Lynemouth | Ashington | Northumberland | NE63 9NW | England | 430840 | 589763 | Blyth 132kV | Lynemouth Power | Lynemouth Power Direct | 132 | Northern Powergrid (Northeast) plc | Biomass | Steam turbine (thermal power plant) | No |  |  | 399 | [12 empty] | Yes | Connected | 380 | 380 | 420 |  |  | 2002-10-01 | N/A | N/A | N/A |  |  | Data Not Available | [7 empty] | 2021-10-13
Data Not Available | Data Not Available | Blyth Offshore Wind Farm - Remaining Buildout | Blyth Offshore Wind Farm - Remaining Buildout | Blyth Offshore Windfarm | Blyth Offshore Windfarm | Blyth | Northumberland | NE24 3AT | England | 436576 | 585012 | Blyth 66kV | Blyth 66kV | Blyth Offshore Windfarm | 66 | Northern Powergrid (Northeast) plc | Wind | Offshore Wind Turbines | No |  |  | 58.4 | [12 empty] | No | Accepted to Connect | N/A | N/A | N/A |  |  | N/A | 58.4 | 58.4 | 61.474 |  |  | 2011-02-28 | [7 empty] | 2020-11-12
Data Not Available | Data Not Available | Low Horton 40MW Solar PV | Low Horton 40MW Solar PV | LOW HORTON FARM | East Hartford | Blyth | Northumberland | NE24 4HG | England | 428256 | 579727 | Blyth 66kV | Blyth 66kV | Low Horton | 66 | Northern Powergrid (Northeast) plc | Solar | Photovoltaic | No |  |  | 40 | [12 empty] | No | Accepted to Connect | N/A | N/A | N/A |  |  | N/A | 40 | 40 | 42.105 |  |  | 2021-05-14 | [7 empty] | 2022-02-04
Data Not Available | Data Not Available | Broadway House | Broadway House | Broadway House Farm | Church Lane | Bedlington | Northumberland | NE22 5RS | England | 425884 | 580786 | Blyth 66kV | Blyth 66kV | Broadway House PV | 66 | Northern Powergrid (Northeast) plc | Solar | Photovoltaic | No |  |  | 50 | [12 empty] | No | Accepted to Connect | N/A | N/A | N/A |  |  | N/A | 49.9 | 49.9 | 52.632 |  |  | 2021-09-14 | [7 empty] | 2022-02-01
Data Not Available | Data Not Available | Burnt House 40MW Solar PV | Burnt House 40MW Solar PV | Burnt House Farm | Nedderton | Bedlington | Northumberland | NE22 6AZ | England | 423778 | 583223 | Blyth 66kV | Blyth 66kV | Burnt House | 66 | Northern Powergrid (Northeast) plc | Solar | Photovoltaic | No |  |  | 42.24 | [12 empty] | No | Accepted to Connect | N/A | N/A | N/A |  |  | N/A | 40 | 40 | 44.463 |  |  | 2021-07-14 | [7 empty] | 2022-02-04
1574000181519 | Data Not Available | Blyth Offshore Windfarm, Bath Lane Meter | Blyth Offshore Windfarm, Bath Lane Meter | Blyth Offshore Windfarm | Blyth Offshore Windfarm | Blyth | Northumberland | NE24 3AT | England | 431070 | 581632 | Blyth 66kV | Blyth 66kV | Maddison Street | 11 | Northern Powergrid (Northeast) plc | Wind | Offshore Wind Turbines | No |  |  | 3.8 | [12 empty] | No | Connected | 0.015 | 0.015 | 4 |  |  | 2000-11-28 | N/A | N/A | N/A |  |  | Data Not Available | [7 empty] | 2021-05-28
1574000240643 | Data Not Available | Brenkley Landfill | Brenkley Landfill | Brenkley Lane | Seaton Burn | Newcastle Upon Tyne | Tyne and Wear | NE13 6BT | England | 423574 | 574359 | Blyth 66kV | Blyth 66kV | Fawdon T1 | 20 | Northern Powergrid (Northeast) plc | Waste | Steam turbine (thermal power plant) | No |  |  | 2.2 | [12 empty] | No | Connected | 2.09 | 2.09 | 2.316 |  |  | 2004-01-06 | N/A | N/A | N/A |  |  | Data Not Available | [7 empty] | 2021-10-13
1574000295703 | Data Not Available | Plessey Wind Farm | Plessey Wind Farm | Merck Sharp & Dohme LTD | Shotton Lane | Cramlington | Northumberland | NE23 3JU | England | 425835 | 579181 | Blyth 66kV | Blyth 66kV | West Hartford | 11 | Northern Powergrid (Northeast) plc | Wind | Onshore wind turbines | No |  |  | 3.99 | [12 empty] | No | Connected | 3.8 | 3.8 | 4.2 |  |  | 2010-09-01 | N/A | N/A | N/A |  |  | Data Not Available | [7 empty] | 2021-10-13
1574000324461 | Data Not Available | North Steads (Formerly Blue Sky) Wind Farm | North Steads (Formerly Blue Sky) Wind Farm | North Steads Wind Farm | Widdrington | Morpeth | Northumberland | NE61 5EB | England | 424353 | 597461 | Blyth 66kV | Blyth 66kV | Widdrington Steads Windfarm | 66 | Northern Powergrid (Northeast) plc | Wind | Onshore wind turbines | No |  |  | 18.5 | [12 empty] | No | Connected | 18.5 | 18.5 | 19.474 |  |  | 2016-05-25 | N/A | N/A | N/A |  |  | 2014-06-12 | [7 empty] | 2021-10-13
1574000324470 | Data Not Available | Sisters Wind Farm | Sisters Wind Farm | Sisters Wind Farm | Widdrington | Morpeth | Northumberland | NE61 5ED | England | 425050 | 595508 | Blyth 66kV | Blyth 66kV | Widdrington Church Windfarm | 66 | Northern Powergrid (Northeast) plc | Wind | Onshore wind turbines | No |  |  | 8.2 | [12 empty] | No | Connected | 8.2 | 8.2 | 8.632 |  |  | 2016-06-13 | N/A | N/A | N/A |  |  | 2014-09-02 | [7 empty] | 2021-10-13
1574000328094 | Data Not Available | Cramlington Biomass Generation | Cramlington Biomass Generation | Aesica Pharmaceuticals | Windmill Industrial Estate | Cramlington | Northumberland | NE23 9JL | England | 430270 | 583106 | Blyth 66kV | Blyth 66kV | Cramlington Biomass | 33 | Northern Powergrid (Northeast) plc | Biomass | Steam turbine (thermal power plant) | No |  |  | 31.666 | [12 empty] | No | Connected | 31.666 | 31.666 | 33.333 |  |  | 2017-08-16 | N/A | N/A | N/A |  |  | Data Not Available | [7 empty] | 2021-10-13
1594001010515 | Data Not Available | Blyth Harbour Wind Farm | Blyth Harbour Wind Farm | Blyth Wind Farm | Blyth Harbour | Blyth | Northumberland | NE24 2AS | England | 427517 | 586462 | Blyth 66kV | Blyth 66kV | Ashington | 11 | Northern Powergrid (Northeast) plc | Wind | Onshore wind turbines | No |  |  | 3.24 | [12 empty] | No | Connected | 3.24 | 3.24 | 3.411 |  |  | 2000-11-14 | N/A | N/A | N/A |  |  | Data Not Available | [7 empty] | 2021-10-13
1594001158105 | Data Not Available | Ellington Road Landfill | Ellington Road Landfill | Ellington Landfill Site | Newmoor Road | Ashington | Northumberland | NE63 9XS | England | 427517 | 586462 | Blyth 66kV | Blyth 66kV | Ashington | 11 | Northern Powergrid (Northeast) plc | Waste | Steam turbine (thermal power plant) | No |  |  | 1.31 | [12 empty] | No | Connected | 1.31 | 1.31 | 1.379 |  |  | 1999-12-30 | N/A | N/A | N/A |  |  | 2015-05-18 | [7 empty] | 2021-10-13
MSID_7333 | Data Not Available | Blyth Offshore Windfarm - Currently Installed | Blyth Offshore Windfarm - Currently Installed | Blyth Offshore Windfarm | Blyth Offshore Windfarm | Blyth | Northumberland | NE24 3AT | England | 436576 | 585012 | Blyth 66kV | Blyth 66kV | Blyth Offshore Windfarm | 66 | Northern Powergrid (Northeast) plc | Wind | Offshore Wind Turbines | No |  |  | 41.5 | [12 empty] | No | Connected | 41.5 | 41.5 | 43.684 |  |  | 2017-04-28 | N/A | N/A | N/A |  |  | 2011-02-28 | [7 empty] | 2021-05-28
1594001132161 | 1574000251627 | Seghill Landfill Site Generator | Seghill Landfill Site Generator | Suez Recycling | Seghill | Cramlington | Northumberland | NE23 7DY | England | 429771 | 574655 | Blyth 66kV | Blyth 66kV | Seghill | 11 | Northern Powergrid (Northeast) plc | Waste | Steam turbine (thermal power plant) | No |  |  | 3.943 | [12 empty] | No | Connected | 3.8 | 3.8 | 4.151 |  |  | 2004-11-01 | N/A | N/A | N/A |  |  | Data Not Available | [7 empty] | 2021-10-13
1574000308682 | 1574000308691 | Wingates (Windylaw) Wind Farm | Wingates (Windylaw) Wind Farm | Windylaw Windfarm | Longhorsley | Morpeth | Northumberland | NE65 8RL | England | 420931 | 585449 | Blyth 66kV | Blyth 66kV | Morpeth | 20 | Northern Powergrid (Northeast) plc | Wind | Onshore wind turbines | No |  |  | 15 | [12 empty] | No | Connected | 14.393 | 14.393 | 15.789 |  |  | 2013-02-26 | N/A | N/A | N/A |  |  | Data Not Available | [7 empty] | 2021-10-13
1574000305886 | 1574000305895 | Green Rigg Wind Farm | Green Rigg Wind Farm | Green Rigg Fell | Birtley | Hexham | Northumberland | NE48 3JJ | England | 389545 | 568613 | Fourstones 20kV | Fourstones 20kV | Fourstones 20kV Direct | 20 | Northern Powergrid (Northeast) plc | Wind | Onshore wind turbines | No |  |  | 34.2 | [12 empty] | No | Connected | 34.2 | 34.2 | 36 |  |  | 2012-05-11 | N/A | N/A | N/A |  |  | Data Not Available | [7 empty] | 2021-10-13
Data Not Available | Data Not Available | Ray Wind Farm Additional BESS | Ray Wind Farm Additional BESS | Ray Wind Farm | Kirkwhelpington | Hexham | Northumberland | NE19 2RJ | England | 395683 | 588504 | Fourstones 33kV | Fourstones 33kV | Ray Fell Windfarm | 33 | Northern Powergrid (Northeast) plc | Stored Energy (all stored energy irrespective of the original energy source) | Storage - Electrochemical (Batteries) | No |  |  | 20 | [12 empty] | No | Accepted to Connect | N/A | N/A | N/A |  |  | N/A | 20 | 20 | 21.053 |  |  | 2020-10-22 | [7 empty] | 2021-10-13
1574000327286 | Data Not Available | Ray Windfarm, Kirkwhelpington (Ray Fell Windfarm) | Ray Windfarm, Kirkwhelpington (Ray Fell Windfarm) | Ray Windfarm | Farm Kirkwhelpington | Kirkwhelpington | Northumberland | NE19 2RJ | England | 395646 | 586355 | Fourstones 33kV | Fourstones 33kV | Ray Fell Windfarm | 33 | Northern Powergrid (Northeast) plc | Wind | Onshore wind turbines | No |  |  | 54.4 | [12 empty] | No | Connected | 54.4 | 54.4 | 57.263 |  |  | 2016-11-01 | N/A | N/A | N/A |  |  | Data Not Available | [7 empty] | 2021-10-13
Data Not Available | Data Not Available | Worset Lane Generation | Worset Lane Generation | Land at Worset Lane | Hart Village | Hartlepool | County Durham | TS27 3BL | England | 445993 | 533644 | Hartmoor | Hartmoor | Worset Lane Generation | 66 | Northern Powergrid (Northeast) plc | Fossil - Gas | Engine (combustion / reciprocating) | No |  |  | 49.894 | [12 empty] | No | Accepted to Connect | N/A | N/A | N/A |  |  | N/A | 49.894 | 49.894 | 52.52 |  |  | 2017-06-29 | [7 empty] | 2021-10-14
Data Not Available | Data Not Available | Red Gap Windfarm BESS | Red Gap Windfarm BESS | Red Gap Wind Farm | Elwick | Hartlepool | Country Durham | TS27 3HH | England | 444403 | 529185 | Hartmoor | Hartmoor | Hartmoor 66/20kV | 20 | Northern Powergrid (Northeast) plc | Stored Energy (all stored energy irrespective of the original energy source) | Storage - Electrochemical (Batteries) | No |  |  | 1.25 | [12 empty] | No | Accepted to Connect | N/A | N/A | N/A |  |  | N/A | 1.25 | 1.25 | 1.316 |  |  | 2018-11-01 11:26 | [7 empty] | 2021-10-13
Data Not Available | Data Not Available | Chapel Lane Diesel - non exporting backup only | Chapel Lane Diesel - non exporting backup only | Chapel Lane North | Wynyard | Billingham | Country Durham | TS22 5TH | England | 444650 | 527066 | Hartmoor | Hartmoor | Wynyard | 11 | Northern Powergrid (Northeast) plc | Fossil - Gas | Engine (combustion / reciprocating) | No |  |  | 18.5263 | [12 empty] | No | Accepted to Connect | N/A | N/A | N/A |  |  | N/A | 0 | 0 | 19.501 |  |  | 2018-12-12 12:12 | [7 empty] | 2021-10-14
Data Not Available | Data Not Available | Hulam Farm PV | Hulam Farm PV | Hulam Farm | Castle Eden | Hartlepool | County Durham | TS27 4SA | England | 444013 | 536788 | Hartmoor | Hartmoor | Hulam Farm PV | 66 | Northern Powergrid (Northeast) plc | Solar | Photovoltaic | No |  |  | 49.999 | [12 empty] | No | Accepted to Connect | N/A | N/A | N/A |  |  | N/A | 49.999 | 49.999 | 52.631 |  |  | 2019-10-10 | [7 empty] | 2020-11-12
Data Not Available | Data Not Available | Whelley Hill Farm PV | Whelley Hill Farm PV | Whelley Hill Farm | Hart | Hartlepool | County Durham | TS27 3BH | England | 444914 | 533881 | Hartmoor | Hartmoor | Whelley Hill PV | 66 | Northern Powergrid (Northeast) plc | Solar | Photovoltaic | No |  |  | 25 | [12 empty] | No | Accepted to Connect | N/A | N/A | N/A |  |  | N/A | 25 | 25 | 26.316 |  |  | 2020-03-27 | [7 empty] | 2020-11-12
Data Not Available | Data Not Available | Sheraton Hall Solar PV | Sheraton Hall Solar PV | SOLAR PARK | SHERATON | Hartlepool | Country Durham | TS274RD | England | 445788 | 534359 | Hartmoor | Hartmoor | Sheraton Solar | 66 | Northern Powergrid (Northeast) plc | Solar | Photovoltaic | No |  |  | 42 | [12 empty] | No | Accepted to Connect | N/A | N/A | N/A |  |  | N/A | 40 | 40 | 44.211 |  |  | 2020-12-15 | [7 empty] | 2021-06-17
Data Not Available | Data Not Available | West House Farm | West House Farm | West House Farm | Fishburn | Fishburn | County Durham | DL17 9DY | England | 434425 | 533009 | Hartmoor | Hartmoor | West House Farm | 66 | Northern Powergrid (Northeast) plc | Solar | Photovoltaic | No |  |  | 41.4 | [12 empty] | No | Accepted to Connect | N/A | N/A | N/A |  |  | N/A | 41.4 | 41.4 | 43.579 |  |  | 2021-12-03 | [7 empty] | 2022-02-04
1574000243324 | Data Not Available | Hartlepool University Hospital | Hartlepool University Hospital | Hartlepool University Hospital | Holdforth Road | Hartlepool | County Durham | TS24 9AH | England | 450748 | 533791 | Hartmoor | Hartmoor | Amberton Road | 11 | Northern Powergrid (Northeast) plc | Fossil - Gas | Engine (combustion / reciprocating) | No |  |  | 2 | [12 empty] | No | Connected | 1.9 | 1.9 | 2.105 |  |  | 2003-11-03 | N/A | N/A | N/A |  |  | Data Not Available | [7 empty] | 2021-10-14
1574000297710 | Data Not Available | High Haswell Wind Farm | High Haswell Wind Farm | High Haswell Wind Farm | Durham Lane | Haswell | Country Durham | DH6 2BD | England | 440530 | 540420 | Hartmoor | Hartmoor | Peterlee West | 11 | Northern Powergrid (Northeast) plc | Wind | Onshore wind turbines | No |  |  | 3.8 | [12 empty] | No | Connected | 3.8 | 3.8 | 4 |  |  | 2011-02-21 | N/A | N/A | N/A |  |  | Data Not Available | [7 empty] | 2021-10-13
1574000237924 | 1574000237933 | High Volts Wind Farm | High Volts Wind Farm | Potters Farm | Elwick | Hartlepool | County Durham | TS27 3ED | England | 445309 | 533301 | Hartmoor | Hartmoor | Hartmoor 66/20kV | 20 | Northern Powergrid (Northeast) plc | Wind | Onshore wind turbines | No |  |  | 7.838 | [12 empty] | No | Connected | 7.363 | 7.363 | 8.251 |  |  | 2003-06-20 | N/A | N/A | N/A |  |  | Data Not Available | [7 empty] | 2021-10-13
1574000280390 | 1574000280405 | High Swainston Windfarm | High Swainston Windfarm | High Swainston Wind Farm | Wynyard | Billingham | Country Durham | TS22 5NS | England | 440191 | 530379 | Hartmoor | Hartmoor | Wynyard | 11 | Northern Powergrid (Northeast) plc | Wind | Onshore wind turbines | No |  |  | 13.4 | [12 empty] | No | Connected | 12.065 | 12.065 | 14.105 |  |  | 2007-11-21 | N/A | N/A | N/A |  |  | Data Not Available | [7 empty] | 2021-10-13
1574000295331 | 1574000295322 | Haswell Moor Wind Farm | Haswell Moor Wind Farm | Haswell Moor Wind Farm | Haswell Moor | Haswell | Country Durham | DH6 2BD | England | 440530 | 540420 | Hartmoor | Hartmoor | Peterlee West | 11 | Northern Powergrid (Northeast) plc | Wind | Onshore wind turbines | No |  |  | 10 | [12 empty] | No | Connected | 9.938 | 9.938 | 10.526 |  |  | 2010-09-21 | N/A | N/A | N/A |  |  | Data Not Available | [7 empty] | 2021-10-13
1574000326956 | 1574000326965 | Red Gap Moor Wind Farm | Red Gap Moor Wind Farm | Red Gap Moor Wind Farm | Elwick | Hartlepool | Country Durham | TS27 3HH | England | 444942 | 529363 | Hartmoor | Hartmoor | Wynyard | 11 | Northern Powergrid (Northeast) plc | Wind | Onshore wind turbines | No |  |  | 12.5 | [12 empty] | No | Connected | 14.25 | 14.25 | 13.158 |  |  | 2016-11-24 | N/A | N/A | N/A |  |  | 2015-07-01 | [7 empty] | 2021-10-13
Data Not Available | Data Not Available | Peterlee Generation 1, Davy Drive | Peterlee Generation 1, Davy Drive | Peterlee Generation 1 | Northwest Industrial Estate | Peterlee | Country Durham | SR8 2JF | England | 441102 | 541853 | Hawthorn Pit Grid | Hawthorn Pit Grid | Peterlee Industrial | 11 | Northern Powergrid (Northeast) plc | Fossil - Gas | Steam turbine (thermal power plant) | Yes |  |  | 4 | [12 empty] | No | Accepted to Connect | N/A | N/A | N/A |  |  | N/A | 3.8 | 3.8 | 4.211 |  |  | 2017-12-28 | [7 empty] | 2021-10-13
Data Not Available | Data Not Available | Non-Exporting PV, Lumley Treatment Works | Non-Exporting PV, Lumley Treatment Works | Lumley Treatment Works | Great Lumley | Chester Le Street | Country Durham | DH3 4HG | England | 430211 | 549224 | Hawthorn Pit Grid | Hawthorn Pit Grid | Houghton | 11 | Northern Powergrid (Northeast) plc | Solar | Photovoltaic | No |  |  | 1.6 | [12 empty] | No | Accepted to Connect | N/A | N/A | N/A |  |  | N/A | 0 | 0 | 1.684 |  |  | 2018-10-31 | [7 empty] | 2020-11-12
Data Not Available | Data Not Available | Murton Solar Farm | Murton Solar Farm | Murton Solar Farm | Murton Solar Farm | Murton | County Durham | DH6 2TX | England | 438242 | 545709 | Hawthorn Pit Grid | Hawthorn Pit Grid | Murton Solar Farm | 66 | Northern Powergrid (Northeast) plc | Solar | Photovoltaic | No |  |  | 45 | [12 empty] | No | Accepted to Connect | N/A | N/A | N/A |  |  | N/A | 45 | 45 | 47.368 |  |  | 2020-01-15 | [7 empty] | 2020-11-12
Data Not Available | Data Not Available | Mill Hill Gas | Mill Hill Gas | Land Adjacent to Mill Hill | Land Adjacent to Mill Hill | Peterlee | County Durham | SR8 2JF | England | 441102 | 541853 | Hawthorn Pit Grid | Hawthorn Pit Grid | Peterlee Industrial | 66 | Northern Powergrid (Northeast) plc | Fossil - Gas | Engine (combustion / reciprocating) | No |  |  | 40.9 | [12 empty] | No | Accepted to Connect | N/A | N/A | N/A |  |  | N/A | 35 | 35 | 43.053 |  |  | 2021-06-22 | [7 empty] | 2022-02-07
Data Not Available | Data Not Available | Hawthorn Pit BESS | Hawthorn Pit BESS | Land to the South of Hawthorn Pit Substation | Land to the South of Hawthorn Pit Substation | Murton | County Durham | SR7 9DR | England | 438560 | 545871 | Hawthorn Pit Grid | Hawthorn Pit BESS | Hawthorn Pit BESS Direct | 132 | Northern Powergrid (Northeast) plc | Stored Energy (all stored energy irrespective of the original energy source) | Storage - Electrochemical (Batteries) | No |  |  | 49.9 | [12 empty] | No | Accepted to Connect | N/A | N/A | N/A |  |  | N/A | 49.9 | 49.9 | 52.526 |  |  | 2021-05-19 | [7 empty] | 2022-02-04
1574000227795 | Data Not Available | High Sharperley Wind Farm | High Sharperley Wind Farm | High Sharperley Wind Farm | Seaton Burn | Seaham | Country Durham | SR7 | England | 438560 | 545871 | Hawthorn Pit Grid | Hawthorn Pit Grid | Hawthorn Pit | 20 | Northern Powergrid (Northeast) plc | Wind | Onshore wind turbines | No |  |  | 2.47 | [12 empty] | No | Connected | 2.375 | 2.375 | 2.6 |  |  | 2002-11-20 | N/A | N/A | N/A |  |  | Data Not Available | [7 empty] | 2021-10-13
1574000263144 | Data Not Available | Biffa Waste | Biffa Waste | Houghton Le Spring Landfill Site | Houghton Quarry | Houghton Le Spring | Tyne and Wear | DH4 4AV | England | 433116 | 550274 | Hawthorn Pit Grid | Hawthorn Pit Grid | Houghton | 11 | Northern Powergrid (Northeast) plc | Waste | Steam turbine (thermal power plant) | No |  |  | 1.9 | [12 empty] | No | Connected | 1.9 | 1.9 | 2 |  |  | 2005-11-02 | N/A | N/A | N/A |  |  | Data Not Available | [7 empty] | 2021-10-13
1574000308901 | Data Not Available | South Sharpley Wind Farm | South Sharpley Wind Farm | South Sharpley Wind Farm | South Sharpley Wind Farm | Seaham | Country Durham | SR7 0NH | England | 438560 | 545871 | Hawthorn Pit Grid | Hawthorn Pit Grid | Hawthorn Pit | 20 | Northern Powergrid (Northeast) plc | Wind | Onshore wind turbines | No |  |  | 5.89 | [12 empty] | No | Connected | 5.928 | 5.928 | 6.2 |  |  | 2012-09-27 | N/A | N/A | N/A |  |  | Data Not Available | [7 empty] | 2021-10-13
1574000316052 | Data Not Available | Rainton House Office | Rainton House Office | Rainton House Office | Cygnet Way | Houghton Le Spring | Tyne and Wear | DH4 5QZ | England | 433097 | 548818 | Hawthorn Pit Grid | Hawthorn Pit Grid | Houghton | 11 | Northern Powergrid (Northeast) plc | Fossil - Gas | Steam turbine (thermal power plant) | Yes |  |  | 1.995 | [12 empty] | No | Connected | 1.995 | 1.995 | 2.1 |  |  | 2014-02-18 | N/A | N/A | N/A |  |  | Data Not Available | [7 empty] | 2021-10-13
1574000324842 | Data Not Available | Caterpillar Solar Farm | Caterpillar Solar Farm | Durham Road | Easington Village | Peterlee | Country Durham | SR8 3UJ | England | 440403 | 542219 | Hawthorn Pit Grid | Hawthorn Pit Grid | Peterlee Industrial | 11 | Northern Powergrid (Northeast) plc | Solar | Photovoltaic | No |  |  | 5 | [12 empty] | No | Connected | 4.974 | 4.974 | 5.263 |  |  | 2016-03-10 | N/A | N/A | N/A |  |  | Data Not Available | [7 empty] | 2021-05-28
1574000229890 | 1574000229905 | Harehills Wind Farm | Harehills Wind Farm | Harehill Wind Farm | Haswell Plough | Haswell | Country Durham | DH6 2BA | England | 438560 | 545871 | Hawthorn Pit Grid | Hawthorn Pit Grid | Hawthorn Pit | 20 | Northern Powergrid (Northeast) plc | Wind | Onshore wind turbines | No |  |  | 5.225 | [12 empty] | No | Connected | 5.225 | 5.225 | 5.5 |  |  | 2010-04-01 | N/A | N/A | N/A |  |  | Data Not Available | [7 empty] | 2021-10-13
1574000292154 | 1574000292163 | Great Eppleton Wind Farm | Great Eppleton Wind Farm | Great Eppleton Wind Farm | Hetton-Le-Hole | Houghton Le Spring | Country Durham | DH5 9NL | England | 441328 | 546940 | Hawthorn Pit Grid | Hawthorn Pit Grid | Stoney Cut | 20 | Northern Powergrid (Northeast) plc | Wind | Onshore wind turbines | No |  |  | 7.79 | [12 empty] | No | Connected | 7.79 | 7.79 | 8.2 |  |  | 2009-12-14 | N/A | N/A | N/A |  |  | Data Not Available | [7 empty] | 2021-10-13
Data Not Available | Data Not Available | Alne Material Recycling Facility | Alne Material Recycling Facility | Alne Materials Recycling Facility | Forest Lane | Alne | North Yorkshire | YO61 1TU | England | 452115 | 466091 | Knaresborough | Husthwaite | Husthwaite 33/11kV | 11 | Northern Powergrid (Northeast) plc | Waste | Steam turbine (thermal power plant) | No |  |  | 2 | [12 empty] | No | Accepted to Connect | N/A | N/A | N/A |  |  | N/A | 2 | 2 | 2.105 |  |  | 2018-02-05 | [7 empty] | 2021-10-13
Data Not Available | Data Not Available | High Cayton Solar | High Cayton Solar | High Calyon | Lands at High Cayton | Harrogate | North Yorkshire | HG3 3NB | England | 428813 | 462957 | Knaresborough | High Cayton Solar | High Cayton Solar Direct | 132 | Northern Powergrid (Northeast) plc | Solar | Photovoltaic | No |  |  | 49 | [12 empty] | No | Accepted to Connect | N/A | N/A | N/A |  |  | N/A | 49 | 49 | 51.579 |  |  | 2017-11-09 | [7 empty] | 2020-11-12
Data Not Available | Data Not Available | Boscar Grange Hybrid Generation | Boscar Grange Hybrid Generation | Boscar Grange Farm | Thirsk Road | Easingwold | North Yorkshire | YO61 3NQ | England | 450247 | 472323 | Knaresborough | Husthwaite | Boscar Grange Generation | 33 | Northern Powergrid (Northeast) plc | Fossil - Gas | Engine (combustion / reciprocating) | No |  |  | 27 | [12 empty] | No | Connected | 27 | 27 | 28.421 |  |  | 2019-10-16 | N/A | N/A | N/A |  |  | 2018-01-22 | [7 empty] | 2021-10-14
Data Not Available | Data Not Available | Humbertoth PV | Humbertoth PV | Humbertoth Farm | Husthwaite | Humbertooth PV | North Yorkshire | YO61 4PN | England | 450334 | 473684 | Knaresborough | Husthwaite | Humbertooth PV | 33 | Northern Powergrid (Northeast) plc | Solar | Photovoltaic | No |  |  | 44.59 | [12 empty] | No | Accepted to Connect | N/A | N/A | N/A |  |  | N/A | 44.59 | 44.59 | 46.937 |  |  | 2020-07-17 | [7 empty] | 2020-11-12
Data Not Available | Data Not Available | Low Moor Solar & BESS | Low Moor Solar & BESS | LOW MOOR LANE | SCOTTON | KNARESBOROUGH | North Yorkshire | HG5 9JB | England | 433548 | 460491 | Knaresborough | Low Moor Lane | Low Moor Lane Direct | 132 | Northern Powergrid (Northeast) plc | Solar | Photovoltaic | No |  |  | 99.75 | [12 empty] | No | Accepted to Connect | N/A | N/A | N/A |  |  | N/A | 49.9 | 49.9 | 105 |  |  | 2020-09-08 | [7 empty] | 2020-11-12
Data Not Available | Data Not Available | Woolpots Farm PV | Woolpots Farm PV | Woolpots Farm | Husthwaite | York | North Yorkshire | YO61 4PJ | England | 451034 | 474177 | Knaresborough | Husthwaite | Woolpots Farm PV | 33 | Northern Powergrid (Northeast) plc | Solar | Photovoltaic | No |  |  | 49.9 | [12 empty] | No | Accepted to Connect | N/A | N/A | N/A |  |  | N/A | 49.9 | 49.9 | 52.526 |  |  | 2020-10-28 | [7 empty] | 2021-01-12
Data Not Available | Data Not Available | South West of Station Lane | South West of Station Lane | South West of Station Lane | Burton Leonard | Harrogate | North Yorkshire | HG3 3R | England | 431335 | 464437 | Knaresborough | Wormald Green 132/11kV | Wormald Green 132/11kV Direct | 11 | Northern Powergrid (Northeast) plc | Stored Energy (all stored energy irrespective of the original energy source) | Storage - Electrochemical (Batteries) | No |  |  | 6 | [12 empty] | No | Accepted to Connect | N/A | N/A | N/A |  |  | N/A | 6 | 6 | 6.316 |  |  | 2020-07-30 | [7 empty] | 2021-10-13
Data Not Available | Data Not Available | Extension to South West of Station Lane | Extension to South West of Station Lane | South West of Station Lane | Burton Leonard | Harrogate | North Yorkshire | HG3 3R | England | 431335 | 464437 | Knaresborough | Wormald Green 132/11kV | Wormald Green 132/11kV Direct | 11 | Northern Powergrid (Northeast) plc | Stored Energy (all stored energy irrespective of the original energy source) | Storage - Electrochemical (Batteries) | No |  |  | 2 | [12 empty] | No | Accepted to Connect | N/A | N/A | N/A |  |  | N/A | 2 | 2 | 2.105 |  |  | 2020-10-22 | [7 empty] | 2021-10-13
Data Not Available | Data Not Available | Reed Boardall Cold Storage | Reed Boardall Cold Storage | Reed Boardall Cold Storage | Bar Lane | York | North Yorkshire | YO51 9NN | England | 439026 | 466014 | Knaresborough | Wormald Green 132/33kV | Roecliffe Industrial | 11 | Northern Powergrid (Northeast) plc | Fossil - Gas | Steam turbine (thermal power plant) | Yes |  |  | 2 | [12 empty] | No | Accepted to Connect | N/A | N/A | N/A |  |  | N/A | 0 | 0 | 2.105 |  |  | 2021-07-29 | [7 empty] | 2021-10-13
Data Not Available | Data Not Available | Hopewell House Hybrid Solar/BESS | Hopewell House Hybrid Solar/BESS | Hopewell House Farm | Hay-A-Park | Knaresborough | North Yorkshire | HG5 0SN | England | 437459 | 458513 | Knaresborough | Hopewell House | Hopewell House Direct | 132 | Northern Powergrid (Northeast) plc | Solar | Photovoltaic | No |  |  | 100.6 | [12 empty] | No | Accepted to Connect | N/A | N/A | N/A |  |  | N/A | 99.9 | 99.9 | 105.895 |  |  | 2021-05-12 | [7 empty] | 2021-11-11
Data Not Available | Data Not Available | Leyton Lees Hybrid Solar/BESS | Leyton Lees Hybrid Solar/BESS | Leyton Lees | Mains Lane | Harrogate | North Yorkshire | HG3 3QJ | England | 432076 | 465614 | Knaresborough | Wormald Green 132/33kV | Leyton Hybrid | 33 | Northern Powergrid (Northeast) plc | Solar | Photovoltaic | No |  |  | 44.2 | [12 empty] | No | Accepted to Connect | N/A | N/A | N/A |  |  | N/A | 43 | 43 | 46.526 |  |  | 2021-07-29 | [7 empty] | 2021-11-11
1574000260320 | Data Not Available | Allerton Landfill (Grafton Generation) | Allerton Landfill (Grafton Generation) | Landfill Generation Site | Allerton Park | Knaresborough | North Yorkshire | HG5 0SE | England | 441243 | 458027 | Knaresborough | Wormald Green 132/33kV | Coneythorpe | 11 | Northern Powergrid (Northeast) plc | Waste | Steam turbine (thermal power plant) | No |  |  | 1.425 | [12 empty] | No | Connected | 1.425 | 1.425 | 1.5 |  |  | 2016-01-01 | N/A | N/A | N/A |  |  | Data Not Available | [7 empty] | 2021-10-13
1574000275033 | Data Not Available | Knabs Ridge Wind Farm | Knabs Ridge Wind Farm | Knabs Ridge Wind Farm | Pennypot Lane | Harrogate | North Yorkshire | HG3 2SE | England | 423314 | 455605 | Knaresborough | Harrogate 132/33kV | Knabs Ridge | 33 | Northern Powergrid (Northeast) plc | Wind | Onshore wind turbines | No |  |  | 15.2 | [12 empty] | No | Connected | 16.055 | 16.055 | 16 |  |  | 2010-04-01 | N/A | N/A | N/A |  |  | Data Not Available | [7 empty] | 2021-10-13
1574000323529 | Data Not Available | Harrogate District Hospital | Harrogate District Hospital | Harrogate District Hospital | Lancaster Park Road | Harrogate | North Yorkshire | HG2 7SX | England | 431637 | 455366 | Knaresborough | Harrogate 132/33kV | Starbeck | 11 | Northern Powergrid (Northeast) plc | Fossil - Gas | Steam turbine (thermal power plant) | Yes |  |  | 1.425 | [12 empty] | No | Connected | 0.4 | 0.4 | 1.5 |  |  | 2016-04-01 | N/A | N/A | N/A |  |  | Data Not Available | [7 empty] | 2021-10-13
1574000323885 | Data Not Available | Eldmire Ings Farm | Eldmire Ings Farm | Eldmire Ings Farm | Sessay | Thirsk | North Yorkshire | YO7 3NT | England | 442513 | 474249 | Knaresborough | Husthwaite | Sessay Bridge | 11 | Northern Powergrid (Northeast) plc | Solar | Photovoltaic | No |  |  | 3.563 | [12 empty] | No | Connected | 3.563 | 3.563 | 3.751 |  |  | 2015-11-30 | N/A | N/A | N/A |  |  | Data Not Available | [7 empty] | 2021-05-28
1574000324727 | Data Not Available | Easingwold 2 | Easingwold 2 | Easingwold PV Solar Park Thirsk Road | Easingwold | York | North Yorkshire | YO61 3NJ | England | 451803 | 470642 | Knaresborough | Husthwaite | Husthwaite 33/11kV | 11 | Northern Powergrid (Northeast) plc | Solar | Photovoltaic | No |  |  | 4.8 | [12 empty] | No | Connected | 3.99 | 3.99 | 5.053 |  |  | 2016-02-22 | N/A | N/A | N/A |  |  | Data Not Available | [7 empty] | 2021-05-28
1574000327090 | Data Not Available | Thormanby Mill Farm, Thormanby, York, YO61 4NN | Thormanby Mill Farm, Thormanby, York, YO61 4NN | 0 | 0 | 0 | 0 | YO61 4NN | England | 449407 | 475049 | Knaresborough | Husthwaite | Husthwaite 33/11kV | 11 | Northern Powergrid (Northeast) plc | 0 | 0 | No |  |  | 2 | [12 empty] | No | Connected | 2 | 2 | 2.105 |  |  | N/A | N/A | N/A | N/A |  |  | Data Not Available | [7 empty] | 2021-10-13
1574000327505 | Data Not Available | Allerton Park Waste-to-Energy Scheme | Allerton Park Waste-to-Energy Scheme | Allerton Waste Rcycling Park | Allerton Park | Knaresorough | North Yorkshire | HG5 0SD | England | 441340 | 459761 | Knaresborough | Wormald Green 132/33kV | Allerton Waste | 33 | Northern Powergrid (Northeast) plc | Waste | Steam turbine (thermal power plant) | No |  |  | 31.1 | [12 empty] | No | Connected | 31.1 | 31.1 | 32.737 |  |  | 2017-04-09 | N/A | N/A | N/A |  |  | Data Not Available | [7 empty] | 2021-10-13
1580001208250 | Data Not Available | Extension to Alne Material Recycling | Extension to Alne Material Recycling | Alne Materials Recycling Facility | Forest Lane | York | North Yorkshire | YO61 1TU | England | 452115 | 466091 | Knaresborough | Husthwaite | Husthwaite 33/11kV | 11 | Northern Powergrid (Northeast) plc | Fossil - Gas | Steam turbine (thermal power plant) | Yes |  |  | 3 | [12 empty] | No | Accepted to Connect | N/A | N/A | N/A |  |  | N/A | 3 | 3 | 3.158 |  |  | 2021-10-07 | [7 empty] | 2022-02-01
1574000222031 | 1570100267156 | Allerton Park Landfill Site | Allerton Park Landfill Site | Allerton Park Landfill Site | Allerton Park | Knaresorough | North Yorkshire | HG5 0SD | England | 440598 | 459874 | Knaresborough | Wormald Green 132/33kV | Coneythorpe | 11 | Northern Powergrid (Northeast) plc | Waste | Steam turbine (thermal power plant) | No |  |  | 3.61 | [12 empty] | No | Connected | 3.61 | 3.61 | 3.8 |  |  | 2008-04-01 | N/A | N/A | N/A |  |  | Data Not Available | [7 empty] | 2021-10-13
Data Not Available | Data Not Available | Redcar W2E | Redcar W2E | Redcar Bulk Terminal | Redcar Bulk Terminal | Redcar | North Yorkshire | TS10 5NX | England | 455760 | 527197 | Lackenby | Lackenby | Redcar W2E | 66 | Northern Powergrid (Northeast) plc | Waste | Steam turbine (thermal power plant) | No |  |  | 49.999 | [12 empty] | No | Accepted to Connect | N/A | N/A | N/A |  |  | N/A | 49.999 | 49.999 | 52.631 |  |  | 2019-10-01 | [7 empty] | 2021-10-13
Data Not Available | Data Not Available | Guisborough Estate 39.6MW Solar PV | Guisborough Estate 39.6MW Solar PV | GISBOROUGH ESTATE SOLAR PV FARM | OFF REDCAR ROAD | GUISBOROUGH | North Yorkshire | TS14 6RJ | England | 460509 | 518620 | Lackenby | Lackenby | Guisborough Estate | 66 | Northern Powergrid (Northeast) plc | Solar | Photovoltaic | No |  |  | 39.6 | [12 empty] | No | Accepted to Connect | N/A | N/A | N/A |  |  | N/A | 39.6 | 39.6 | 41.684 |  |  | 2020-05-05 | [7 empty] | 2021-08-12
1574000324639 | Data Not Available | Solar Farm Adj Howlbeck Farm | Solar Farm Adj Howlbeck Farm | Land Adjacent to Howlbeck Farm | Wilton Lane | Guisborough | North Yorkshire | TS14 6QX | England | 460309 | 516333 | Lackenby | Lackenby | Guisborough T1 T2 | 11 | Northern Powergrid (Northeast) plc | Solar | Photovoltaic | No |  |  | 3.8 | [12 empty] | No | Connected | 3.8 | 3.8 | 4 |  |  | 2016-02-22 | N/A | N/A | N/A |  |  | Data Not Available | [7 empty] | 2021-05-28
1574000324693 | Data Not Available | Kilton Thorpe Turbine | Kilton Thorpe Turbine | Kilton Hall Farm | Brotton | Saltburn By The Sea | North Yorkshire | TS12 2TY | England | 470007 | 518251 | Lackenby | Lackenby | Carlin How T3 T4 | 11 | Northern Powergrid (Northeast) plc | Wind | Onshore wind turbines | No |  |  | 1.5 | [12 empty] | No | Connected | 1.5 | 1.5 | 1.579 |  |  | 2016-03-15 | N/A | N/A | N/A |  |  | Data Not Available | [7 empty] | 2021-10-13
1574000327063 | Data Not Available | Biogas Generator | Biogas Generator | Biogass Generation | Imperial Avenue | Middlesbrough | North Yorkshire | TS6 6BA | England | 452830 | 521113 | Lackenby | Lackenby | Spencerbeck | 11 | Northern Powergrid (Northeast) plc | Waste | Steam turbine (thermal power plant) | No |  |  | 5.1 | [12 empty] | No | Connected | 5.1 | 5.1 | 5.368 |  |  | 2016-09-01 | N/A | N/A | N/A |  |  | Data Not Available | [7 empty] | 2021-10-13
1574000330289 | Data Not Available | Tees Dock Landfill Site | Tees Dock Landfill Site | Tees Dock Landfill Site | Tees Dock Road | Middlesbrough | North Yorkshire | TS6 6TN | England | 455058 | 521042 | Lackenby | Lackenby | Grangetown | 11 | Northern Powergrid (Northeast) plc | Waste | Steam turbine (thermal power plant) | No |  |  | 1.097 | [12 empty] | No | Connected | 1.097 | 1.097 | 1.155 |  |  | 2017-10-30 | N/A | N/A | N/A |  |  | 2017-05-02 | [7 empty] | 2021-10-13
1574000332667 | Data Not Available | Cleveland Potash Ltd BESS | Cleveland Potash Ltd BESS | Boulby Mine | Loftus | Saltburn By The Sea | North Yorkshire | TS13 4UZ | England | 476261 | 518248 | Lackenby | Lackenby | Cleveland Potash | 11 | Northern Powergrid (Northeast) plc | Stored Energy (all stored energy irrespective of the original energy source) | Storage - Electrochemical (Batteries) | No |  |  | 6 | [12 empty] | No | Connected | 6 | 6 | 6.316 |  |  | 2019-11-07 | N/A | N/A | N/A |  |  | 2016-03-11 | [7 empty] | 2021-10-13
1574100206382 | Data Not Available | Cleveland Potash Generation | Cleveland Potash Generation | Boulby Mine | Loftus | Saltburn By The Sea | North Yorkshire | TS13 4UZ | England | 476261 | 518248 | Lackenby | Lackenby | Cleveland Potash | 66 | Northern Powergrid (Northeast) plc | Fossil - Gas | Steam turbine (thermal power plant) | Yes |  |  | 22 | [12 empty] | No | Connected | 22 | 22 | 23.158 |  |  | 2002-05-21 | N/A | N/A | N/A |  |  | Data Not Available | [7 empty] | 2021-10-13
1574000303940 | 1574000303959 | Teesside Windfarm Ltd | Teesside Windfarm Ltd | Tod Point Road | Warrenby | Redcarr | North Yorkshire | TS10 5AU | England | 458346 | 525087 | Lackenby | Lackenby | Warrenby Generation | 66 | Northern Powergrid (Northeast) plc | Wind | Offshore Wind Turbines | No |  |  | 62 | [12 empty] | No | Connected | 62.1 | 62.1 | 65.263 |  |  | 2013-06-01 | N/A | N/A | N/A |  |  | Data Not Available | [7 empty] | 2021-05-28
1574000330410 | 1574000330429 | Generation Connection, Bolklow Road | Generation Connection, Bolklow Road | Corncroft Mews | Grangetown | Middlesbrough | North Yorkshire | TS6 7HJ | England | 455695 | 521437 | Lackenby | Lackenby | Grangetown | 11 | Northern Powergrid (Northeast) plc | Fossil - Gas | Engine (combustion / reciprocating) | No |  |  | 12 | [12 empty] | No | Connected | 12 | 12 | 12.632 |  |  | N/A | N/A | N/A | N/A |  |  | 2017-01-17 | [7 empty] | 2021-10-14
1570100161440 | 1592001141543 | Northumbrian Water Ltd | Northumbrian Water Ltd | Northumbrian Water LTD | Bran Sands | Middlesbrough | North Yorkshire | TS6 6UE | England | 456803 | 524107 | Lackenby | Lackenby | Bran Sands | 11 | Northern Powergrid (Northeast) plc | Solar | Photovoltaic | No |  |  | 13.224 | [12 empty] | No | Connected | 9 | 9 | 13.92 |  |  | 2000-10-20 | N/A | N/A | N/A |  |  | Data Not Available | [7 empty] | 2021-05-28
Data Not Available | Data Not Available | Quorn Foods | Quorn Foods | Quorn Foods Station Road | Stokesley | Middlesbrough | North Yorkshire | TS9 7AB | England | 452914 | 507195 | Norton | Bowesfield | Stokesley | 11 | Northern Powergrid (Northeast) plc | Fossil - Gas | Steam turbine (thermal power plant) | Yes |  |  | 2 | [12 empty] | No | Accepted to Connect | N/A | N/A | N/A |  |  | N/A | 0 | 0 | 2.105 |  |  | 2016-11-10 10:49 | [7 empty] | 2021-10-13
Data Not Available | Data Not Available | Memorial and Greenbank Hospital Energy Centre | Memorial and Greenbank Hospital Energy Centre | Darlington Memorial Hospital | Hollyhurst Road | Darlington | County Durham | DL3 6HX | England | 428282 | 515257 | Norton | Darlington North | Darlington West | 11 | Northern Powergrid (Northeast) plc | Fossil - Gas | Steam turbine (thermal power plant) | Yes |  |  | 2.5 | [12 empty] | No | Connected | 2.5 | 2.5 | 2.632 |  |  | Data Not Available | N/A | N/A | N/A |  |  | Data Not Available | [7 empty] | 2021-10-13
Data Not Available | Data Not Available | RAF Leeming Standby Generation? | RAF Leeming Standby Generation? | RAF Leeming | Leeming Bar | Northallerton | North Yorkshire | DL7 9AJ | England | 428953 | 490445 | Norton | Leeming Bar | Leeming RAF | 11 | Northern Powergrid (Northeast) plc | Fossil - Gas | Engine (combustion / reciprocating) | No |  |  | 12.5 | [12 empty] | No | Connected | 0 | 0 | 13.158 |  |  | Data Not Available | N/A | N/A | N/A |  |  | Data Not Available | [7 empty] | 2021-10-14
Data Not Available | Data Not Available | Network Rail Hutton Bonville | Network Rail Hutton Bonville | Network Rail | Hutton Bonville | Northallerton | North Yorkshire | DL7 0NS | England | 433656 | 500384 | Norton | Hutton Bonville Rail | Hutton Bonville Rail Direct | 132 | Northern Powergrid (Northeast) plc | Fossil - Gas | Engine (combustion / reciprocating) | No |  |  | 2 | [12 empty] | No | Accepted to Connect | N/A | N/A | N/A |  |  | N/A | 2 | 2 | 2.105 |  |  | 2017-05-02 | [7 empty] | 2021-10-14
Data Not Available | Data Not Available | Broken Scar WTW PV | Broken Scar WTW PV | Broken Scar Treatment Works | Coniscliffe Road | Darlington | Country Durham | DL3 8TF | England | 425630 | 514050 | Norton | Darlington Central | Darlington 33/11kV | 11 | Northern Powergrid (Northeast) plc | Solar | Photovoltaic | No |  |  | 3.1 | [12 empty] | No | Accepted to Connect | N/A | N/A | N/A |  |  | N/A | 3.1 | 3.1 | 3.263 |  |  | 2018-11-02 10:23 | [7 empty] | 2020-11-12
Data Not Available | Data Not Available | South Lowfield PV | South Lowfield PV | Lowfield Hall | Kirby Fleetham | Northallerton | North Yorkshire | DL7 0SB | England | 428769 | 494604 | Norton | Leeming Bar | South lowfield PV | 33 | Northern Powergrid (Northeast) plc | Solar | Photovoltaic | No |  |  | 40 | [12 empty] | No | Accepted to Connect | N/A | N/A | N/A |  |  | N/A | 40 | 40 | 42.105 |  |  | 2019-07-01 | [7 empty] | 2020-11-12
Data Not Available | Data Not Available | Hell Hole & Low Middlefield Farms | Hell Hole & Low Middlefield Farms | Hell Hole Farm | Thorpe Thewles | Stockton-On-Tees | County Durham | TS21 3LH | England | 439601 | 523855 | Norton | Hell Hole Farm | Hell Hole Farm Direct | 132 | Northern Powergrid (Northeast) plc | Solar | Photovoltaic | No |  |  | 80 | [12 empty] | No | Accepted to Connect | N/A | N/A | N/A |  |  | N/A | 80 | 80 | 84.211 |  |  | 2019-11-25 | [7 empty] | 2020-11-12
Data Not Available | Data Not Available | Skeeby Solar | Skeeby Solar | Land south of Skeeby Substation | Skeeby | Skeeby Solar | North Yorkshire | DL10 5DP | England | 419380 | 502554 | Norton | Skeeby | Skeeby Solar | 33 | Northern Powergrid (Northeast) plc | Solar | Photovoltaic | No |  |  | 39 | [12 empty] | No | Accepted to Connect | N/A | N/A | N/A |  |  | N/A | 39 | 39 | 41.053 |  |  | 2020-06-09 | [7 empty] | 2020-11-12
Data Not Available | Data Not Available | West House Hybrid PV % BESS | West House Hybrid PV % BESS | WEST HOUSE FARM | HAM HALL LANE | NORTHALLERTON | North Yorkshire | DL7 0RQ | England | 429566 | 491733 | Norton | Leeming Bar | West House PV | 33 | Northern Powergrid (Northeast) plc | Solar | Photovoltaic | No |  |  | 39 | [12 empty] | No | Accepted to Connect | N/A | N/A | N/A |  |  | N/A | 39 | 39 | 41.053 |  |  | 2020-10-06 | [7 empty] | 2020-11-12
Data Not Available | Data Not Available | Whessoe PV | Whessoe PV | Whessoe | Whessoe | Darlington | County Durham | DL3 0UY | England | 427129 | 518696 | Norton | Darlington North | Whessoe PV | 33 | Northern Powergrid (Northeast) plc | Solar | Photovoltaic | No |  |  | 40 | [12 empty] | No | Accepted to Connect | N/A | N/A | N/A |  |  | N/A | 40 | 40 | 42.105 |  |  | 2020-08-21 | [7 empty] | 2020-11-12
Data Not Available | Data Not Available | Whinfield PV | Whinfield PV | WHINFIELD HOUSE FARM | BRAFFERTON | DARLINGTON | County Durham | DL1 3LE | England | 430525 | 522044 | Norton | Darlington North | Whinfield House PV | 33 | Northern Powergrid (Northeast) plc | Solar | Photovoltaic | No |  |  | 22.99 | [12 empty] | No | Accepted to Connect | N/A | N/A | N/A |  |  | N/A | 22.8 | 22.8 | 24.2 |  |  | 2020-07-14 | [7 empty] | 2020-11-12
Data Not Available | Data Not Available | New Road WEP | New Road WEP | CF Fertiliser Industrial Complex | New Road | Billingham | Country Durham | TS23 1XT | England | 447891 | 521875 | Norton | North Tees | New Road WEP | 66 | Northern Powergrid (Northeast) plc | Waste | Steam turbine (thermal power plant) | No |  |  | 25 | [12 empty] | No | Accepted to Connect | N/A | N/A | N/A |  |  | N/A | 25 | 25 | 26.316 |  |  | 2020-07-06 | [7 empty] | 2021-10-13
Data Not Available | Data Not Available | Cassel CHP (LUCITE) | Cassel CHP (LUCITE) | CASSEL WORKS | NEW ROAD | BILLINGHAM | County Durham | TS23 1LE | England | 446961 | 521754 | Norton | North Tees | Lucite | 66 | Northern Powergrid (Northeast) plc | Fossil - Gas | Steam turbine (thermal power plant) | Yes |  |  | 25 | [12 empty] | No | Accepted to Connect | N/A | N/A | N/A |  |  | N/A | 3 | 3 | 26.316 |  |  | 2020-06-03 | [7 empty] | 2021-10-13
Data Not Available | Data Not Available | California Hybrid Solar & BESS | California Hybrid Solar & BESS | CALIFORNIA FARM | CARLTON | STOCKTON-ON-TEES | County Durham | TS21 1ED | England | 440144 | 521471 | Norton | California Farm | California Farm Direct | 132 | Northern Powergrid (Northeast) plc | Stored Energy (all stored energy irrespective of the original energy source) | Storage - Electrochemical (Batteries) | No |  |  | 150 | [12 empty] | No | Accepted to Connect | N/A | N/A | N/A |  |  | N/A | 99.99 | 99.99 | 157.895 |  |  | 2020-04-29 | [7 empty] | 2021-10-13
Data Not Available | Data Not Available | Swan House PV | Swan House PV | SWAN HOUSE FARM | SWAN HOUSE FARM | DARLINGTON | County Durham | DL2 2XN | England | 425471 | 519938 | Norton | Darlington North | Swan House PV | 33 | Northern Powergrid (Northeast) plc | Solar | Photovoltaic | No |  |  | 39 | [12 empty] | No | Accepted to Connect | N/A | N/A | N/A |  |  | N/A | 39 | 39 | 41.053 |  |  | 2020-11-18 | [7 empty] | 2020-12-11
Data Not Available | Data Not Available | Burdon Grange BESS | Burdon Grange BESS | Burdon Grange | Bishopton Lane | Darlington | Country Durham | DL1 3JR | England | 433117 | 519413 | Norton | Darlington Central | Burdon Grange BESS | 33 | Northern Powergrid (Northeast) plc | Stored Energy (all stored energy irrespective of the original energy source) | Storage - Electrochemical (Batteries) | No |  |  | 25 | [12 empty] | No | Accepted to Connect | N/A | N/A | N/A |  |  | N/A | 25 | 25 | 26.316 |  |  | 2020-12-21 | [7 empty] | 2021-10-13
Data Not Available | Data Not Available | Skeeby Ph2 | Skeeby Ph2 | Land south of Skeeby Substation | Skeeby | Skeeby Solar | North Yorkshire | DL10 5DP | England | 419380 | 502554 | Norton | Skeeby | HESL Solar | 33 | Northern Powergrid (Northeast) plc | Solar | Photovoltaic | No |  |  | 39.33 | [12 empty] | No | Accepted to Connect | N/A | N/A | N/A |  |  | N/A | 39.33 | 39.33 | 41.4 |  |  | 2021-01-25 | [7 empty] | 2021-03-24
Data Not Available | Data Not Available | Yafforth Farm PV | Yafforth Farm PV | Willow Tree Farm | Thrintoft | Northallerton | North Yorkshire | DL7 0QA | England | 433203 | 496092 | Norton | Yafforth Farm | Yafforth Farm Direct | 132 | Northern Powergrid (Northeast) plc | Solar | Photovoltaic | No |  |  | 49.5 | [12 empty] | No | Accepted to Connect | N/A | N/A | N/A |  |  | N/A | 39.6 | 39.6 | 52.105 |  |  | 2021-02-23 | [7 empty] | 2021-06-17
Data Not Available | Data Not Available | High Meadows 2 | High Meadows 2 | High Meadows 2 | Letch Lane | Stockton-On-Tees | County Durham | TS21 1EE | England | 440639 | 521520 | Norton | Norton 132/11kV | Norton 132/11kV Direct | 11 | Northern Powergrid (Northeast) plc | Solar | Photovoltaic | No |  |  | 8.58 | [12 empty] | No | Accepted to Connect | N/A | N/A | N/A |  |  | N/A | 8.58 | 8.58 | 9.032 |  |  | 2021-04-16 | [7 empty] | 2021-06-17
Data Not Available | Data Not Available | KP CHP | KP CHP | KP Snacks Teesside | Macklin Avenue | Billingham | County Durham | TS23 4DU | England | 447588 | 524017 | Norton | North Tees | North Tees T1 T2 | 11 | Northern Powergrid (Northeast) plc | Fossil - Gas | Steam turbine (thermal power plant) | Yes |  |  | 1.56 | [12 empty] | No | Accepted to Connect | N/A | N/A | N/A |  |  | N/A | 1.56 | 1.56 | 1.642 |  |  | 2021-06-04 | [7 empty] | 2021-10-13
Data Not Available | Data Not Available | Bowesfield Flexible Energy Park | Bowesfield Flexible Energy Park | Bowesfield Flexible Energy Park | Bowesfield Crescent | Stockton-On-Tees | County Durham | TS18 3QX | England | 444236 | 517047 | Norton | Bowesfield | Bowesfield 33/11kV | 11 | Northern Powergrid (Northeast) plc | Fossil - Gas | Steam turbine (thermal power plant) | Yes |  |  | 7.67 | [12 empty] | No | Accepted to Connect | N/A | N/A | N/A |  |  | N/A | 7.67 | 7.67 | 8.074 |  |  | 2021-06-29 | [7 empty] | 2021-10-13
Data Not Available | Data Not Available | Low Brockholme Farm | Low Brockholme Farm | Yafforth | Low Brockholme Farm | Chester Le Street | North Yorkshire | DL7 0AJ | England | 431736 | 497766 | Norton | Low Brockholme | Low Brockholme Direct | 132 | Northern Powergrid (Northeast) plc | Solar | Photovoltaic | No |  |  | 26.4 | [12 empty] | No | Accepted to Connect | N/A | N/A | N/A |  |  | N/A | 26.4 | 26.4 | 27.789 |  |  | 2021-07-01 | [7 empty] | 2021-08-12
Data Not Available | Data Not Available | Middlefield Farm | Middlefield Farm | Middlefield Farm | Thorpe Thewles | Stockton-On-Tees | County Durham | TS21 3LF | England | 441171 | 523108 | Norton | Middlefield Farm | Middlefield Farm Direct | 132 | Northern Powergrid (Northeast) plc | Stored Energy (all stored energy irrespective of the original energy source) | Storage - Electrochemical (Batteries) | No |  |  | 75 | [12 empty] | No | Accepted to Connect | N/A | N/A | N/A |  |  | N/A | 75 | 75 | 78.947 |  |  | 2021-07-08 | [7 empty] | 2021-10-13
Data Not Available | Data Not Available | Skutterskelfe Solar | Skutterskelfe Solar | White House Farm | Skutterskelfe | Hutton Rudby | North Yorkshire | TS15 0JP | England | 448273 | 507453 | Norton | Bowesfield | Skutterskelfe Solar | 33 | Northern Powergrid (Northeast) plc | Solar | Photovoltaic | No |  |  | 21 | [12 empty] | No | Accepted to Connect | N/A | N/A | N/A |  |  | N/A | 18 | 18 | 22.105 |  |  | 2021-07-14 | [7 empty] | 2021-09-14
Data Not Available | Data Not Available | Tees Valley Energy Recovery | Tees Valley Energy Recovery | Grangetown Prairie | Land east of John Boyle Road and west of Tees Dock | Grangetown | North Yorkshire | TS6 6TY | England | 454349 | 521594 | Norton | North Tees | Tees Valley Energy | 66 | Northern Powergrid (Northeast) plc | Fossil - Gas | Steam turbine (thermal power plant) | No |  |  | 49.9 | [12 empty] | No | Accepted to Connect | N/A | N/A | N/A |  |  | N/A | 42 | 42 | 52.526 |  |  | 2021-06-01 | [7 empty] | 2021-10-13
Data Not Available | Data Not Available | Norton Back Lane | Norton Back Lane | Land north of Norton Back Lane | Sadberge | Darlington | County Durham | DL2 1ST | England | 434788 | 517174 | Norton | Norton Back Lane | Norton Back Lane Direct | 132 | Northern Powergrid (Northeast) plc | Solar | Photovoltaic | No |  |  | 50.19 | [12 empty] | No | Accepted to Connect | N/A | N/A | N/A |  |  | N/A | 49.9 | 49.9 | 52.832 |  |  | 2021-06-29 | [7 empty] | 2021-09-14
Data Not Available | Data Not Available | Ketton Solar | Ketton Solar | KETTON FARM | CATHAM MUNDEVILLE | DARLINGTON | County Durham | DL1 3LJ | England | 430429 | 519865 | Norton | Ketton Solar | Ketton Solar Direct | 132 | Northern Powergrid (Northeast) plc | Solar | Photovoltaic | No |  |  | 52 | [12 empty] | No | Accepted to Connect | N/A | N/A | N/A |  |  | N/A | 49.9 | 49.9 | 54.737 |  |  | 2021-07-20 | [7 empty] | 2021-09-14
Data Not Available | Data Not Available | Roughley (Hambleton) PV | Roughley (Hambleton) PV | Off A1(M) | Hambleton | Hambleton | North Yorkshire | DL7 9LW | England | 426537 | 493291 | Norton | Leeming Bar | Roughley PV | 33 | Northern Powergrid (Northeast) plc | Solar | Photovoltaic | No |  |  | 36 | [12 empty] | No | Accepted to Connect | N/A | N/A | N/A |  |  | N/A | 24 | 24 | 37.895 |  |  | 2021-09-08 | [7 empty] | 2021-09-14
Data Not Available | Data Not Available | Broken Scar WTW | Broken Scar WTW | Broken Scar Treatment Works | Coniscliffe Road | Darlington | County Durham | DL3 8TF | England | 425630 | 514050 | Norton | Darlington Central | Darlington 33/11kV | 11 | Northern Powergrid (Northeast) plc | Solar | Photovoltaic | No |  |  | 3.4 | [12 empty] | No | Accepted to Connect | N/A | N/A | N/A |  |  | N/A | 3.4 | 3.4 | 3.579 |  |  | 2021-08-12 | [7 empty] | 2021-11-11
Data Not Available | Data Not Available | Mill Lane Solar PV | Mill Lane Solar PV | Mill Lane | Whitton | Stockton | County Durham | TS21 1LJ | England | 437933 | 522367 | Norton | Mill Lane | Mill Lane Direct | 132 | Northern Powergrid (Northeast) plc | Solar | Photovoltaic | No |  |  | 180 | [12 empty] | No | Accepted to Connect | N/A | N/A | N/A |  |  | N/A | 180 | 180 | 189.474 |  |  | 2021-05-10 | [7 empty] | 2022-02-04
Data Not Available | Data Not Available | Skeeby Ph1 Hybrid | Skeeby Ph1 Hybrid | LAND SOUTH OF | NPG SKEEBY SUBSTATION | RICHMOND | County Durham | DL10 5DP | England | 419380 | 502554 | Norton | Skeeby | Skeeby Solar | 33 | Northern Powergrid (Northeast) plc | Solar | Photovoltaic | No |  |  | 50 | [12 empty] | No | Accepted to Connect | N/A | N/A | N/A |  |  | N/A | 39 | 39 | 52.632 |  |  | 2021-09-01 | [7 empty] | 2022-02-01
1507432349996 | Data Not Available | Jan Bezemer And Sons Ltd | Jan Bezemer And Sons Ltd | Cleveland Nusery Station Road | Stokesley | Middlesbrough | North Yorkshire | TS9 7AA | England | 453129 | 507979 | Norton | Bowesfield | Stokesley | 11 | Northern Powergrid (Northeast) plc | Fossil - Gas | Steam turbine (thermal power plant) | Yes |  |  | 3.8 | [12 empty] | No | Connected | 3.8 | 3.8 | 4 |  |  | 2000-09-11 | N/A | N/A | N/A |  |  | Data Not Available | [7 empty] | 2021-10-13
1574000281472 | Data Not Available | Cowpen Bewley Landfill Site | Cowpen Bewley Landfill Site | Cowpen Bewley Landfill Site | Cowpen Bewley | Billingham | County Durham | TS23 4HS | England | 449691 | 525551 | Norton | North Tees | North Tees T3 T4 | 11 | Northern Powergrid (Northeast) plc | Waste | Steam turbine (thermal power plant) | No |  |  | 2.185 | [12 empty] | No | Connected | 2.185 | 2.185 | 2.3 |  |  | 2017-02-14 | N/A | N/A | N/A |  |  | 2017-02-14 | [7 empty] | 2021-10-13
1574000285644 | Data Not Available | SITA UK - Haverton-North Tees (Line 3) | SITA UK - Haverton-North Tees (Line 3) | Sita IBA Recycling Plant | Haverton Hill Road | Billingham | County Durham | TS23 1PY | England | 447926 | 522594 | Norton | North Tees | Haverton Incinerator | 66 | Northern Powergrid (Northeast) plc | Waste | Steam turbine (thermal power plant) | No |  |  | 10 | [12 empty] | No | Connected | 11.4 | 11.4 | 10.526 |  |  | 2010-02-28 | N/A | N/A | N/A |  |  | Data Not Available | [7 empty] | 2021-10-13
1574000297844 | Data Not Available | Augean PLC | Augean PLC | Port Clarance | Huntsman Drive | Stockton-On-Tees | County Durham | TS2 1UE | England | 451301 | 522462 | Norton | North Tees | North Tees T3 T4 | 11 | Northern Powergrid (Northeast) plc | Solar | Photovoltaic | No |  |  | 4.75 | [12 empty] | No | Connected | 0.475 | 0.475 | 5 |  |  | 2010-11-19 | N/A | N/A | N/A |  |  | Data Not Available | [7 empty] | 2021-05-28
1574000306374 | Data Not Available | Seamer Windfarm | Seamer Windfarm | Seamer Wind Farm | Seamer Road | Hilton | North Yorkshire | TS15 0JY | England | 448139 | 511207 | Norton | Bowesfield | Seamer Wind Farm | 33 | Northern Powergrid (Northeast) plc | Wind | Onshore wind turbines | No |  |  | 10.26 | [12 empty] | No | Connected | 10.26 | 10.26 | 10.8 |  |  | 2012-03-07 | N/A | N/A | N/A |  |  | Data Not Available | [7 empty] | 2021-10-13
1574000308405 | Data Not Available | SITA UK - Haverton-North Tees (Lines 1 & 2) | SITA UK - Haverton-North Tees (Lines 1 & 2) | Sita IBA Recycling Plant | Haverton Hill Road | Billingham | County Durham | TS23 1PY | England | 447926 | 522594 | Norton | North Tees | Cleveland Incinerator | 66 | Northern Powergrid (Northeast) plc | Waste | Steam turbine (thermal power plant) | No |  |  | 20 | [12 empty] | No | Connected | 26.6 | 26.6 | 21.053 |  |  | 2013-04-30 | N/A | N/A | N/A |  |  | Data Not Available | [7 empty] | 2021-10-13
1574000312011 | Data Not Available | Emerald Biogas | Emerald Biogas | Emerald Bigoas | Whinbank Road | Newton Aycliffe | County Durham | DL5 6AY | England | 427455 | 523497 | Norton | Darlington North | Heighington | 11 | Northern Powergrid (Northeast) plc | Waste | Steam turbine (thermal power plant) | No |  |  | 2.28 | [12 empty] | No | Connected | 2.28 | 2.28 | 2.4 |  |  | 2013-02-22 | N/A | N/A | N/A |  |  | Data Not Available | [7 empty] | 2021-10-13
1574000317561 | Data Not Available | Biogas Generation Plant | Biogas Generation Plant | Biogas Generation Plant | Forty Foot Road | Middlesbrough | County Durham | TS2 1HG | England | 448834 | 521051 | Norton | North Tees | Faraday Street | 11 | Northern Powergrid (Northeast) plc | Waste | Steam turbine (thermal power plant) | No |  |  | 4.921 | [12 empty] | No | Connected | 4.921 | 4.921 | 5.18 |  |  | 2014-03-25 | N/A | N/A | N/A |  |  | Data Not Available | [7 empty] | 2021-10-13
1574000318101 | Data Not Available | R and R Ice Creams CHP Generation [No HH Data] | R and R Ice Creams CHP Generation [No HH Data] | Plews Way | Leeming Bar Industrial Estate | Northallerton | North Yorkshire | DL7 9UL | England | 428449 | 490074 | Norton | Leeming Bar | Bedale | 11 | Northern Powergrid (Northeast) plc | Fossil - Gas | Steam turbine (thermal power plant) | Yes |  |  | 4 | [12 empty] | No | Connected | 0 | 0 | 4.211 |  |  | Data Not Available | N/A | N/A | N/A |  |  | Data Not Available | [7 empty] | 2021-10-13
1574000323184 | Data Not Available | Clapham Lodge Biogas | Clapham Lodge Biogas | Clapham Lodge Biogas | Leeming | Northallerton | North Yorkshire | DL7 9LY | England | 430011 | 488592 | Norton | Leeming Bar | Bedale | 11 | Northern Powergrid (Northeast) plc | Waste | Steam turbine (thermal power plant) | No |  |  | 1.425 | [12 empty] | No | Connected | 1.425 | 1.425 | 1.5 |  |  | 2016-01-04 | N/A | N/A | N/A |  |  | Data Not Available | [7 empty] | 2021-10-13
1574000323690 | Data Not Available | School Aycliffe Solar Park | School Aycliffe Solar Park | School Aycliffe PV Solar Park | School Aycliffe | Newton Aycliffe | County Durham | DL5 6QE | England | 426467 | 523735 | Norton | Darlington North | Newton Aycliffe South | 11 | Northern Powergrid (Northeast) plc | Solar | Photovoltaic | No |  |  | 3.75 | [12 empty] | No | Connected | 3.75 | 3.75 | 3.947 |  |  | 2015-11-23 | N/A | N/A | N/A |  |  | Data Not Available | [7 empty] | 2021-05-28
1574000324781 | Data Not Available | Stripe Solar Limted | Stripe Solar Limted | East Appleton Farm | East Appleton | Richmond | North Yorkshire | DL10 7QW | England | 423083 | 495804 | Norton | Leeming Bar | East Appleton North | 33 | Northern Powergrid (Northeast) plc | Solar | Photovoltaic | No |  |  | 4.5 | [12 empty] | No | Connected | 4.5 | 4.5 | 4.737 |  |  | 2016-03-14 | N/A | N/A | N/A |  |  | Data Not Available | [7 empty] | 2021-05-28
1574000324790 | Data Not Available | East Appleton Solar | East Appleton Solar | East Appleton Farm | East Appleton | Richmond | North Yorkshire | DL10 7QW | England | 423083 | 495804 | Norton | Leeming Bar | East Appleton North | 33 | Northern Powergrid (Northeast) plc | Solar | Photovoltaic | No |  |  | 4.5 | [12 empty] | No | Connected | 4.5 | 4.5 | 4.737 |  |  | 2016-03-14 | N/A | N/A | N/A |  |  | Data Not Available | [7 empty] | 2021-05-28
1574000325429 | Data Not Available | Lambs Hill Wind Farm | Lambs Hill Wind Farm | Lambs Hill Wind Farm | Stillington | Stockton-On-Tees | County Durham | TS21 1JX | England | 436917 | 523129 | Norton | Norton 132/11kV | Norton 132/11kV Direct | 11 | Northern Powergrid (Northeast) plc | Wind | Onshore wind turbines | No |  |  | 7.79 | [12 empty] | No | Connected | 7.79 | 7.79 | 8.2 |  |  | 2016-09-05 | N/A | N/A | N/A |  |  | Data Not Available | [7 empty] | 2021-10-13
1574000327198 | Data Not Available | Rise Carr BESS (CLNR) | Rise Carr BESS (CLNR) | Rise Carr Primary Substation | Percy Road | Darlington | County Durham | DL3 0RX | England | 428629 | 516908 | Norton | Darlington North | Rise Carr | 6 | Northern Powergrid (Northeast) plc | Stored Energy (all stored energy irrespective of the original energy source) | Storage - Electrochemical (Batteries) | No |  |  | 2.5 | [12 empty] | No | Connected | 2.5 | 2.5 | 2.632 |  |  | 2016-10-10 | N/A | N/A | N/A |  |  | 2014-01-01 | [7 empty] | 2021-10-13
1574000327987 | Data Not Available | Hunger Hill Farm Solar Generation | Hunger Hill Farm Solar Generation | Hunger Hill Farm | Middleton St. George | Darlington | County Durham | DL2 1DP | England | 433433 | 512546 | Norton | Darlington Central | Darlington East | 11 | Northern Powergrid (Northeast) plc | Solar | Photovoltaic | No |  |  | 5 | [12 empty] | No | Connected | 5 | 5 | 5.263 |  |  | 2017-03-01 | N/A | N/A | N/A |  |  | 2016-08-02 11:57 | [7 empty] | 2021-05-28
1574000328067 | Data Not Available | Sand Hutton Solar Generation | Sand Hutton Solar Generation | Sandhutton Solar Farm | Carlton Miniott | Thirsk | North Yorkshire | YO7 4NH | England | 438895 | 482255 | Norton | Leeming Bar | Thirsk | 11 | Northern Powergrid (Northeast) plc | Solar | Photovoltaic | No |  |  | 5 | [12 empty] | No | Connected | 5 | 5 | 5.263 |  |  | 2017-03-01 | N/A | N/A | N/A |  |  | 2016-07-29 12:20 | [7 empty] | 2021-05-28
1574000328076 | Data Not Available | Broom Close and Ainderby House Farms | Broom Close and Ainderby House Farms | Ainderby House Farm | Ainderby Steeple | Northallerton | North Yorkshire | DL7 9PZ | England | 433741 | 492561 | Norton | Leeming Bar | Northallerton | 11 | Northern Powergrid (Northeast) plc | Solar | Photovoltaic | No |  |  | 9.25 | [12 empty] | No | Connected | 9.25 | 9.25 | 9.737 |  |  | 2017-02-18 | N/A | N/A | N/A |  |  | Data Not Available | [7 empty] | 2021-05-28
1574000328299 | Data Not Available | TATA Beverages Generation | TATA Beverages Generation | Durham Lane | Eaglescliffe | Stockton-On-Tees | County Durham | TS16 0PS | England | 441601 | 515268 | Norton | Bowesfield | Urlay Nook | 11 | Northern Powergrid (Northeast) plc | Solar | Photovoltaic | No |  |  | 3.7 | [12 empty] | No | Connected | 3.7 | 3.7 | 3.895 |  |  | 2017-03-19 | N/A | N/A | N/A |  |  | 2017-04-03 | [7 empty] | 2021-05-28
1574000328810 | Data Not Available | Moor House Wind Farm | Moor House Wind Farm | Moor House Wind Farm | Sadberge | Darlington | County Durham | DL2 1SN | England | 432196 | 519355 | Norton | Darlington North | Moor House Windfarm | 33 | Northern Powergrid (Northeast) plc | Wind | Onshore wind turbines | No |  |  | 12.3 | [12 empty] | No | Connected | 12.3 | 12.3 | 12.947 |  |  | 2017-08-14 | N/A | N/A | N/A |  |  | Data Not Available | [7 empty] | 2021-10-13
1574000329344 | Data Not Available | Billingham Tioxide 6MW gas Gen | Billingham Tioxide 6MW gas Gen | Billingham Tioxide Green Section | Haverton Hill Road | Billingham | Country Durham | TS23 1PS | England | 447410 | 521649 | Norton | North Tees | North Tees T3 T4 | 11 | Northern Powergrid (Northeast) plc | Fossil - Oil | Engine (combustion / reciprocating) | No |  |  | 6 | [12 empty] | No | Connected | 6 | 6 | 6.316 |  |  | 2017-10-25 | N/A | N/A | N/A |  |  | 2017-02-01 | [7 empty] | 2021-10-13
1574000329423 | Data Not Available | Cummins Engine Company | Cummins Engine Company | Cummins Engine CO. | Yarm Road | Darlington | Country Durham | DL1 4PW | England | 431975 | 513935 | Norton | Darlington Central | Darlington East | 11 | Northern Powergrid (Northeast) plc | Fossil - Gas | Engine (combustion / reciprocating) | No |  |  | 2.5 | [12 empty] | No | Connected | 2.5 | 2.5 | 2.632 |  |  | N/A | N/A | N/A | N/A |  |  | 2020-12-03 | [7 empty] | 2021-10-14
1594001006893 | Data Not Available | 33kV Feeder Ineos Hydro Polymers | 33kV Feeder Ineos Hydro Polymers | Hydro Polymers | School Lane | Newton Aycliffe | County Durham | DL5 6EA | England | 426914 | 523969 | Norton | Darlington North | Newton Aycliffe South | 11 | Northern Powergrid (Northeast) plc | Fossil - Gas | Engine (combustion / reciprocating) | No |  |  | 4.655 | [12 empty] | No | Connected | 5.296 | 5.296 | 4.9 |  |  | 2000-10-31 | N/A | N/A | N/A |  |  | Data Not Available | [7 empty] | 2021-10-14
1594001061973 | Data Not Available | Bitmac Ltd | Bitmac Ltd | PO Box 8 Port Clarence Works | Port Clarence Road | Middlesbrough | County Durham | TS2 1SD | England | 451287 | 521462 | Norton | North Tees | North Tees T3 T4 | 11 | Northern Powergrid (Northeast) plc | Fossil - Gas | Engine (combustion / reciprocating) | No |  |  | 2.375 | [12 empty] | No | Connected | 1.188 | 1.188 | 2.5 |  |  | 2001-02-15 | N/A | N/A | N/A |  |  | Data Not Available | [7 empty] | 2021-10-14
1594001073116 | Data Not Available | SITA UK - Haverton-North Tees (Lines 4 & 5) | SITA UK - Haverton-North Tees (Lines 4 & 5) | Sita IBA Recycling Plant | Haverton Hill Road | Billingham | County Durham | TS23 1PY | England | 447926 | 522594 | Norton | North Tees | Haverton Generation | 66 | Northern Powergrid (Northeast) plc | Waste | Steam turbine (thermal power plant) | No |  |  | 20 | [12 empty] | No | Connected | 23.75 | 23.75 | 21.053 |  |  | 2000-04-25 | N/A | N/A | N/A |  |  | Data Not Available | [7 empty] | 2021-10-13
1594001108248 | Data Not Available | 11kV Feeder, Ineos Hydro Polymers | 11kV Feeder, Ineos Hydro Polymers | Hydro Polymers | School Lane | Newton Aycliffe | County Durham | DL5 6EA | England | 428180 | 524112 | Norton | Darlington North | Newton Aycliffe South | 11 | Northern Powergrid (Northeast) plc | Fossil - Gas | Engine (combustion / reciprocating) | No |  |  | 3.653 | [12 empty] | No | Connected | 3.653 | 3.653 | 3.845 |  |  | 2000-06-29 | N/A | N/A | N/A |  |  | Data Not Available | [7 empty] | 2021-10-14
1594001111037 | Data Not Available | North Tees Health NHS Trust | North Tees Health NHS Trust | North Tees General | Hardwick | Stockton-On-Tees | County Durham | TS19 8PE | England | 442317 | 521037 | Norton | Norton 132/11kV | Norton 132/11kV Direct | 11 | Northern Powergrid (Northeast) plc | Fossil - Gas | Steam turbine (thermal power plant) | Yes |  |  | 1 | [12 empty] | No | Connected | 0.285 | 0.285 | 1.053 |  |  | 2000-10-31 | N/A | N/A | N/A |  |  | Data Not Available | [7 empty] | 2021-10-13
1574000328173 | 1574000328164 | Solar Farm and Battery | Solar Farm and Battery | Carlton Village | Carlton | Stockton-On-Tees | County Durham | TS21 1EA | England | 439408 | 521794 | Norton | Norton 132/11kV | Norton 132/11kV Direct | 11 | Northern Powergrid (Northeast) plc | Solar | Photovoltaic | No |  |  | 5.415 | [12 empty] | No | Connected | 5.415 | 5.415 | 5.7 |  |  | 2017-03-17 | N/A | N/A | N/A |  |  | Data Not Available | [7 empty] | 2021-05-28
1574000328252 | 1574000328261 | Solar Farm and Battery | Solar Farm and Battery | Low Burntoft Farm | Wolviston | Billingham | County Durham | TS22 5PD | England | 445975 | 528163 | Norton | North Tees | Billingham Marsh House | 11 | Northern Powergrid (Northeast) plc | Solar | Photovoltaic | No |  |  | 5.415 | [12 empty] | No | Connected | 5.415 | 5.415 | 5.7 |  |  | 2017-03-17 | N/A | N/A | N/A |  |  | 2016-07-05 11:33 | [7 empty] | 2021-05-28
1574000328270 | 1574000328280 | Solar Farm and Battery | Solar Farm and Battery | Dalton Back Lane | Claxton | Billingham | County Durham | TS22 5PW | England | 447036 | 526750 | Norton | North Tees | Billingham Marsh House | 11 | Northern Powergrid (Northeast) plc | Solar | Photovoltaic | No |  |  | 5.415 | [12 empty] | No | Connected | 5.415 | 5.415 | 5.7 |  |  | 2017-03-17 | N/A | N/A | N/A |  |  | Data Not Available | [7 empty] | 2021-05-28
Data Not Available | Data Not Available | Sunderland Royal Hospital | Sunderland Royal Hospital | Sunderland Royal Hospital | Kayll Road | Sunderland | Tyne and Wear | SR4 7TP | England | 438413 | 555883 | Offerton | Offerton | Mount Road | 11 | Northern Powergrid (Northeast) plc | Fossil - Gas | Steam turbine (thermal power plant) | Yes |  |  | 1.2 | [12 empty] | No | Connected | 1.2 | 1.2 | 1.263 |  |  | Data Not Available | N/A | N/A | N/A |  |  | 2016-06-17 | [7 empty] | 2021-10-13
1570000137559 | Data Not Available | Barclays, 5 Admiralty Way | Barclays, 5 Admiralty Way | Admiral Way | Doxford International Business Park | Sunderland | Tyne and Wear | SR3 3XW | England | 436187 | 552061 | Offerton | Offerton | Offerton 33/11kV | 11 | Northern Powergrid (Northeast) plc | Fossil - Gas | Engine (combustion / reciprocating) | No |  |  | 1.9 | [12 empty] | No | Connected | 0 | 0 | 2 |  |  | Data Not Available | N/A | N/A | N/A |  |  | Data Not Available | [7 empty] | 2021-10-14
Data Not Available | Data Not Available | Naburn Sewage Switch Non-Exporting Generation | Naburn Sewage Switch Non-Exporting Generation | Naburn | Land off the B1222 | York | North Yorkshire | Y019 4RN | England | 462825 | 450764 | Osbaldwick | Melrosegate | York University | 11 | Northern Powergrid (Northeast) plc | Fossil - Gas | Engine (combustion / reciprocating) | No |  |  | 1.25 | [12 empty] | No | Connected | 0 | 0 | 1.316 |  |  | Data Not Available | N/A | N/A | N/A |  |  | Data Not Available | [7 empty] | 2021-10-14
Data Not Available | Data Not Available | University of York, Heslington East Campus | University of York, Heslington East Campus | University of York | Heslington East Campus | Heslington | North Yorkshire | Y010 5DD | England | 462825 | 450764 | Osbaldwick | Melrosegate | York University | 11 | Northern Powergrid (Northeast) plc | Fossil - Gas | Steam turbine (thermal power plant) | Yes |  |  | 3 | [12 empty] | No | Connected | 3 | 3 | 3.158 |  |  | Data Not Available | N/A | N/A | N/A |  |  | Data Not Available | [7 empty] | 2021-10-13
Data Not Available | Data Not Available | R/O Smartex BESS | R/O Smartex BESS | R/O Smartex | Showfield Lane | Malton | North Yorkshire | YO17 6BT | England | 478255 | 472949 | Osbaldwick | Malton Grid | Malton | 11 | Northern Powergrid (Northeast) plc | Stored Energy (all stored energy irrespective of the original energy source) | Storage - Electrochemical (Batteries) | No |  |  | 5 | [12 empty] | No | Accepted to Connect | N/A | N/A | N/A |  |  | N/A | 5 | 5 | 5.263 |  |  | 2017-01-30 | [7 empty] | 2021-10-13
Data Not Available | Data Not Available | Central Science Laboratory Sand Hutton Standby Generation | Central Science Laboratory Sand Hutton Standby Generation | Land Research Centre | Land Research Centre | Sand Hutton | North Yorkshire | YO41 1LZ | England | 467586 | 457967 | Osbaldwick | Melrosegate | Huntington New Lane | 11 | Northern Powergrid (Northeast) plc | Fossil - Oil | Engine (combustion / reciprocating) | No |  |  | 5 | [12 empty] | No | Connected | 0 | 0 | 5.263 |  |  | Data Not Available | N/A | N/A | N/A |  |  | Data Not Available | [7 empty] | 2021-10-13
Data Not Available | Data Not Available | York Potash - Sirius | York Potash - Sirius | Woodsmiths Site | Sneaton | Whitby | North Yorkshire | YO22 5HZ | England | 489771 | 505939 | Osbaldwick | Malton Grid | Whitby T2 | 11 | Northern Powergrid (Northeast) plc | Stored Energy (all stored energy irrespective of the original energy source) | Storage - Electrochemical (Batteries) | No |  |  | 23 | [12 empty] | No | Accepted to Connect | N/A | N/A | N/A |  |  | N/A | 4 | 4 | 24.211 |  |  | 2019-02-21 | [7 empty] | 2021-10-13
Data Not Available | Data Not Available | York University 10MVA Demand 2MW CHP | York University 10MVA Demand 2MW CHP | Heslington East Campus | Innovation Close | Heslington | North Yorkshire | YO10 5ZF | England | 462778 | 450815 | Osbaldwick | Melrosegate | York University | 11 | Northern Powergrid (Northeast) plc | Fossil - Gas | Steam turbine (thermal power plant) | Yes |  |  | 2 | [12 empty] | No | Accepted to Connect | N/A | N/A | N/A |  |  | N/A | 2 | 2 | 2.105 |  |  | 2020-03-11 | [7 empty] | 2021-10-13
Data Not Available | Data Not Available | Hull Road BESS | Hull Road BESS | Hull Road | 0 | York | North Yorkshire | YO19 5HE | England | 465453 | 451856 | Osbaldwick | Osbaldwick | Hull Road BESS | 66 | Northern Powergrid (Northeast) plc | Stored Energy (all stored energy irrespective of the original energy source) | Storage - Electrochemical (Batteries) | No |  |  | 49.9 | [12 empty] | No | Accepted to Connect | N/A | N/A | N/A |  |  | N/A | 49.9 | 49.9 | 52.526 |  |  | 2020-07-06 | [7 empty] | 2021-10-13
Data Not Available | Data Not Available | Seamer Moor PV | Seamer Moor PV | Seamer PV | 0 | Scarborough | North Yorkshire | YO12 4NE | England | 501967 | 484569 | Osbaldwick | Scarborough Grid | Seamer Moor PV | 33 | Northern Powergrid (Northeast) plc | Solar | Photovoltaic | No |  |  | 23 | [12 empty] | No | Accepted to Connect | N/A | N/A | N/A |  |  | N/A | 23 | 23 | 24.211 |  |  | 2020-08-18 | [7 empty] | 2020-11-12
Data Not Available | Data Not Available | Knapton Quarry | Knapton Quarry | Knapton Quarry | East Knapton | Malton | North Yorkshire | YO17 8JA | England | 489370 | 475748 | Osbaldwick | Malton Grid | Yedingham | 11 | Northern Powergrid (Northeast) plc | Fossil - Gas | Steam turbine (thermal power plant) | Yes |  |  | 9.9 | [12 empty] | No | Accepted to Connect | N/A | N/A | N/A |  |  | N/A | 9.9 | 9.9 | 10.421 |  |  | 2020-08-21 | [7 empty] | 2021-10-13
Data Not Available | Data Not Available | Low Bohemia Farm | Low Bohemia Farm | Plainville Lane | Wigginton | York | North Yorkshire | YO32 2RG | England | 457768 | 459893 | Osbaldwick | Low Bohemia BESS | Low Bohemia BESS Direct | 132 | Northern Powergrid (Northeast) plc | Stored Energy (all stored energy irrespective of the original energy source) | Storage - Electrochemical (Batteries) | No |  |  | 49.999 | [12 empty] | No | Accepted to Connect | N/A | N/A | N/A |  |  | N/A | 49.999 | 49.999 | 52.631 |  |  | 2021-01-15 | [7 empty] | 2021-10-13
Data Not Available | Data Not Available | Norton Bacon Factory | Norton Bacon Factory | Karro Food Group | Hugden Way | Malton | North Yorkshire | Y017 9HQ | England | 478699 | 472456 | Osbaldwick | Malton Grid | Malton | 11 | Northern Powergrid (Northeast) plc | Fossil - Gas | Steam turbine (thermal power plant) | Yes |  |  | 2.5 | [12 empty] | No | Accepted to Connect | N/A | N/A | N/A |  |  | N/A | 0 | 0 | 2.632 |  |  | 2021-02-05 | [7 empty] | 2021-10-13
Data Not Available | Data Not Available | Old Malton Solar PV and BESS | Old Malton Solar PV and BESS | Land Adjacent to Old Malton Substation | Old Malton | Malton | North Yorkshire | YO17 6RT | England | 479861 | 474629 | Osbaldwick | Malton Grid | Harmony BESS | 66 | Northern Powergrid (Northeast) plc | Solar | Photovoltaic | No |  |  | 49.9 | [12 empty] | No | Accepted to Connect | N/A | N/A | N/A |  |  | N/A | 49.9 | 49.9 | 52.526 |  |  | 2021-02-10 | [7 empty] | 2021-06-17
Data Not Available | Data Not Available | Grimston Bar Vehicle Charging Station / PV-Batt | Grimston Bar Vehicle Charging Station / PV-Batt | Charging Point | Grimston Bar | York | North Yorkshire | YO19 5LA | England | 464589 | 451534 | Osbaldwick | Melrosegate | Melrosegate 33/11kV | 11 | Northern Powergrid (Northeast) plc | Solar | Photovoltaic | No |  |  | 6 | [12 empty] | No | Accepted to Connect | N/A | N/A | N/A |  |  | N/A | 6 | 6 | 6.316 |  |  | 2020-10-29 | [7 empty] | 2021-06-17
Data Not Available | Data Not Available | Knapton Hybrid | Knapton Hybrid | Knapton Generating Station | East Knapton | East Knapton | North Yorkshire | YO17 8JF | England | 488738 | 477660 | Osbaldwick | Knapton Generation | Knapton Generation Direct | 132 | Northern Powergrid (Northeast) plc | Solar | Photovoltaic | No |  |  | 80 | [12 empty] | No | Accepted to Connect | N/A | N/A | N/A |  |  | N/A | 80 | 80 | 84.211 |  |  | 2021-06-02 | [7 empty] | 2022-01-11
Data Not Available | Data Not Available | Scarborough Solar | Scarborough Solar | 137 | Scalby Road | Scarborough | North Yorkshire | YO12 4RB | England | 501634 | 483820 | Osbaldwick | Scarborough Grid | Scarborough Solar | 33 | Northern Powergrid (Northeast) plc | Solar | Photovoltaic | No |  |  | 65 | [12 empty] | No | Accepted to Connect | N/A | N/A | N/A |  |  | N/A | 64 | 64 | 68.421 |  |  | 2021-12-03 | [7 empty] | 2022-01-13
Data Not Available | Data Not Available | Manor Farm Solar | Manor Farm Solar | Manor Farm Solar | Skipwith Road | Scarborough | North Yorkshire | YO19 6EQ | England | 465049 | 441907 | Osbaldwick | Manor Farm | Manor Farm Direct | 132 | Northern Powergrid (Northeast) plc | Solar | Photovoltaic | No |  |  | 53.9 | [12 empty] | No | Accepted to Connect | N/A | N/A | N/A |  |  | N/A | 49.9 | 49.9 | 56.737 |  |  | 2021-11-10 | [7 empty] | 2022-01-13
Data Not Available | Data Not Available | York District Hospital | York District Hospital | York Hospital | Wigginton Road | York | North Yorkshire | YO31 8HE | England | 460961 | 452088 | Osbaldwick | Melrosegate | Foss Islands | 11 | Northern Powergrid (Northeast) plc | Fossil - Gas | Steam turbine (thermal power plant) | Yes |  |  | 1.161 | [12 empty] | No | Connected | 1.161 | 1.161 | 1.222 |  |  | N/A | N/A | N/A | N/A |  |  | 0 | [7 empty] | 2022-01-13
1574000173011 | Data Not Available | Seamer Carr Landfill Site | Seamer Carr Landfill Site | Seamer Carr Landfill Site | Dunslow Road | Scarborough | North Yorkshire | YO11 3UT | England | 503458 | 483631 | Osbaldwick | Scarborough Grid | Scarborough 33/11kV | 11 | Northern Powergrid (Northeast) plc | Waste | Steam turbine (thermal power plant) | No |  |  | 1.5 | [12 empty] | No | Connected | 1.5 | 1.5 | 1.579 |  |  | 2000-07-27 | N/A | N/A | N/A |  |  | Data Not Available | [7 empty] | 2021-10-13
1574000323608 | Data Not Available | Mill Hill Farm | Mill Hill Farm | Mill Hill Farm | Farlington | York | North Yorkshire | YO60 6QN | England | 463696 | 466792 | Osbaldwick | Malton Grid | Sheriff Hutton | 11 | Northern Powergrid (Northeast) plc | Solar | Photovoltaic | No |  |  | 3.99 | [12 empty] | No | Connected | 3.99 | 3.99 | 4.2 |  |  | 2015-12-02 | N/A | N/A | N/A |  |  | Data Not Available | [7 empty] | 2021-05-28
1574000329098 | Data Not Available | Recycling Plant | Recycling Plant | Dunslow Road | Seamer | Scarborough | North Yorkshire | Y012 4QA | England | 504410 | 483550 | Osbaldwick | Scarborough Grid | Eastfield | 11 | Northern Powergrid (Northeast) plc | Stored Energy (all stored energy irrespective of the original energy source) | Storage - Electrochemical (Batteries) | No |  |  | 2.85 | [12 empty] | No | Connected | 2.85 | 2.85 | 3 |  |  | N/A | N/A | N/A | N/A |  |  | 2017-06-12 | [7 empty] | 2021-10-13
1594000000038 | Data Not Available | Third Energy UK Gas Ltd | Third Energy UK Gas Ltd | Knapton Generating Station | East Knapton | Malton | North Yorkshire | YO17 8JF | England | 488742 | 477057 | Osbaldwick | Knapton Generation | Knapton Generation Direct | 132 | Northern Powergrid (Northeast) plc | Fossil - Gas | Engine (combustion / reciprocating) | No |  |  | 39.9 | [12 empty] | No | Connected | 39.425 | 39.425 | 42 |  |  | 1999-12-03 | N/A | N/A | N/A |  |  | Data Not Available | [7 empty] | 2021-10-14
1594001036578 | Data Not Available | Nestle UK Ltd (Haxby Road) | Nestle UK Ltd (Haxby Road) | Rowntree 1 | Haxby Road | York | North Yorkshire | YO1 1XY | England | 460741 | 453798 | Osbaldwick | Melrosegate | Haxby Road T1 T4 | 33 | Northern Powergrid (Northeast) plc | Fossil - Gas | Engine (combustion / reciprocating) | No |  |  | 9.975 | [12 empty] | No | Connected | 8.55 | 8.55 | 10.5 |  |  | 2001-04-23 | N/A | N/A | N/A |  |  | Data Not Available | [7 empty] | 2021-10-14
Data Not Available | Data Not Available | New Farm Estate | New Farm Estate | Ouse Moor Road | Ouse Moor Road | York | North Yorkshire | YO26 6HU | England | 454360 | 454905 | Poppleton | Poppleton | New Farm | 33 | Northern Powergrid (Northeast) plc | Solar | Photovoltaic | No |  |  | 32.6 | [12 empty] | No | Accepted to Connect | N/A | N/A | N/A |  |  | N/A | 32.6 | 32.6 | 34.316 |  |  | 2021-10-07 | [7 empty] | 2021-11-11
Data Not Available | Data Not Available | Hessay Solar PV | Hessay Solar PV | Land At | Shirbutt Lane | Hessay | North Yorkshire | YO26 8JT | England | 452959 | 453201 | Poppleton | Poppleton | Hessay Solar | 33 | Northern Powergrid (Northeast) plc | Solar | Photovoltaic | No |  |  | 40 | [12 empty] | No | Accepted to Connect | N/A | N/A | N/A |  |  | N/A | 40 | 40 | 42.105 |  |  | 2021-04-19 | [7 empty] | 2022-02-04
Data Not Available | Data Not Available | Overton Grange (Road) | Overton Grange (Road) | Overton Road | Overton Road | York | North Yorkshire | YO30 1YL | England | 455558 | 455743 | Poppleton | Poppleton | Overton Grange | 33 | Northern Powergrid (Northeast) plc | Solar | Photovoltaic | No |  |  | 39.96 | [12 empty] | No | Accepted to Connect | N/A | N/A | N/A |  |  | N/A | 39.96 | 39.96 | 42.063 |  |  | 2021-10-05 | [7 empty] | 2022-02-04
1574000286921 | Data Not Available | Wind Turbine | Wind Turbine | Harewood Whin | Rufforth | York | North Yorkshire | YO23 3RR | England | 454475 | 451635 | Poppleton | Poppleton | Gale Lane | 11 | Northern Powergrid (Northeast) plc | Wind | Onshore wind turbines | No |  |  | 3.325 | [12 empty] | No | Connected | 5 | 5 | 3.5 |  |  | 2009-04-30 | N/A | N/A | N/A |  |  | Data Not Available | [7 empty] | 2021-10-13
1594050634101 | Data Not Available | Yorwaste Ltd | Yorwaste Ltd | Harewood Whin | Rufforth | York | North Yorkshire | YO23 3 | England | 457398 | 450694 | Poppleton | Poppleton | Gale Lane | 11 | Northern Powergrid (Northeast) plc | Fossil - Gas | Engine (combustion / reciprocating) | No |  |  | 1.9 | [12 empty] | No | Connected | 2.85 | 2.85 | 2 |  |  | 2000-11-10 | N/A | N/A | N/A |  |  | Data Not Available | [7 empty] | 2021-10-14
Data Not Available | Data Not Available | Seal Sands HRS Biomass | Seal Sands HRS Biomass | Seneca Global Energy | Seal Sands Road | Seal Sands | Country Durham | TS2 1UB | England | 452919 | 523912 | Saltholme | Seal Sands HRS Biomass | Seal Sands HRS Biomass Direct | 132 | Northern Powergrid (Northeast) plc | Fossil - Gas | Steam turbine (thermal power plant) | Yes |  |  | 40 | [12 empty] | No | Accepted to Connect | N/A | N/A | N/A |  |  | N/A | 40 | 40 | 42.105 |  |  | 2019-02-16 | [7 empty] | 2021-10-13
Data Not Available | Data Not Available | Toffts Road Steam - Saltholme | Toffts Road Steam - Saltholme | Tofts Road West | Tofts Farm Industrial Estate West Brenda | Hartlepool | Country Durham | TS25 2BQ | England | 451147 | 528042 | Saltholme | Toffts Road Steam | Toffts Road Steam Direct | 132 | Northern Powergrid (Northeast) plc | Fossil - Gas | Steam turbine (thermal power plant) | Yes |  |  | 49.999 | [12 empty] | No | Accepted to Connect | N/A | N/A | N/A |  |  | N/A | 49.999 | 49.999 | 52.631 |  |  | 2019-09-06 | [7 empty] | 2021-10-13
Data Not Available | Data Not Available | Growhow UK Ltd (Billingham) | Growhow UK Ltd (Billingham) | PO Box 81 | How Grow UK LOTD | Billingham | County Durham | TS23 1XT | England | 449281 | 523654 | Saltholme | Billingham Synthetic | Billingham Synthetic Direct | 132 | Northern Powergrid (Northeast) plc | Waste | Steam turbine (thermal power plant) | No |  |  | 27.2 | [12 empty] | No | Accepted to Connect | N/A | N/A | N/A |  |  | N/A | 27.2 | 27.2 | 28.632 |  |  | 2020-07-10 | [7 empty] | 2021-10-13
Data Not Available | Data Not Available | Seal Organics 4 x 1MW (Non-Exporting) | Seal Organics 4 x 1MW (Non-Exporting) | Fine Organics | Seal Sands | Middlesbrough | Country Durham | TS2 1UB | England | 452919 | 523912 | Saltholme | Seal Sands | Tees Industrial T1 T2 | 11 | Northern Powergrid (Northeast) plc | Fossil - Gas | Steam turbine (thermal power plant) | Yes |  |  | 4 | [12 empty] | No | Connected | 0 | 0 | 4.211 |  |  | 2016-05-30 | N/A | N/A | N/A |  |  | 0 | [7 empty] | 2022-02-02
1574000199083 | Data Not Available | Phillips Petroleum Cogeneration Plant (Seal Sands) | Phillips Petroleum Cogeneration Plant (Seal Sands) | Phillips Petroleum Teesside Operations | Seal Sands | Middlesbrough | County Durham | TS2 1UH | England | 453296 | 524887 | Saltholme | Seal Sands | Phillips Petroleum | 66 | Northern Powergrid (Northeast) plc | Fossil - Gas | Engine (combustion / reciprocating) | No |  |  | 76 | [12 empty] | Yes | Connected | 47.405 | 47.405 | 80 |  |  | 2012-04-30 | N/A | N/A | N/A |  |  | Data Not Available | [7 empty] | 2021-10-14
1574000315040 | Data Not Available | Air Products | Air Products | Huntsman Drive | Port Clarence | Middlesbrough | County Durham | TS2 1TT | England | 452418 | 523072 | Saltholme | North Bank Generation | North Bank Generation Direct | 132 | Northern Powergrid (Northeast) plc | Waste | Steam turbine (thermal power plant) | No |  |  | 35.15 | [12 empty] | No | Accepted to Connect | N/A | N/A | N/A |  |  | N/A | 35.15 | 35.15 | 37 |  |  | Data Not Available | [7 empty] | 2021-10-13
1574000327773 | Data Not Available | Tees Valley Nursery | Tees Valley Nursery | Tees Valley Nursery | The Moat | Billingham | County Durham | TS23 4HR | England | 448333 | 524640 | Saltholme | Greatham | Greatham Direct | 11 | Northern Powergrid (Northeast) plc | Fossil - Gas | Steam turbine (thermal power plant) | Yes |  |  | 6.574 | [12 empty] | No | Connected | 6.574 | 6.574 | 6.92 |  |  | 2017-01-27 | N/A | N/A | N/A |  |  | Data Not Available | [7 empty] | 2021-10-13
1574000328049 | Data Not Available | Hartlepool Anaerobic Digester | Hartlepool Anaerobic Digester | Hartlepool AD | Brenda Road | Hartlepool | County Durham | TS25 2BW | England | 451411 | 528315 | Saltholme | Greatham | Greatham Direct | 11 | Northern Powergrid (Northeast) plc | Waste | Steam turbine (thermal power plant) | No |  |  | 5.1 | [12 empty] | No | Connected | 5.1 | 5.1 | 5.368 |  |  | 2017-03-13 | N/A | N/A | N/A |  |  | 2016-07-28 15:54 | [7 empty] | 2021-10-13
1574000328420 | Data Not Available | Teesside Renewable Energy Plant (Port Clarence Biomass) | Teesside Renewable Energy Plant (Port Clarence Biomass) | Teeside Renewable Energy Plant | Huntsman Drive | Middlesbrough | North Yorkshire | TS2 1UE | England | 451767 | 522167 | Saltholme | Port Clarence Biomass | Port Clarence Biomass Direct | 132 | Northern Powergrid (Northeast) plc | Biomass | Steam turbine (thermal power plant) | No |  |  | 49 | [12 empty] | No | Connected | 49 | 49 | 51.579 |  |  | 2018-08-10 | N/A | N/A | N/A |  |  | 2014-11-12 | [7 empty] | 2021-10-13
1594000000047 | Data Not Available | Viking Power Station | Viking Power Station | Seal Sands Power Station | Seal Sands Road | Stockton-On-Tees | County Durham | TS1 2NR | England | 451658 | 523832 | Saltholme | Seal Sands | Viking Power | 66 | Northern Powergrid (Northeast) plc | Fossil - Gas | Steam turbine (thermal power plant) | Yes |  |  | 61.75 | [12 empty] | Yes | Connected | 47.5 | 47.5 | 65 |  |  | 2000-06-06 | N/A | N/A | N/A |  |  | Data Not Available | [7 empty] | 2021-10-13
1594001055250 | Data Not Available | Growhow UK Ltd (Billingham) | Growhow UK Ltd (Billingham) | PO Box 81 | How Grow UK LOTD | Billingham | County Durham | TS23 1XT | England | 449281 | 523654 | Saltholme | Billingham Synthetic | Billingham Synthetic Direct | 132 | Northern Powergrid (Northeast) plc | Fossil - Gas | Engine (combustion / reciprocating) | No |  |  | 21.85 | [12 empty] | No | Connected | 7.6 | 7.6 | 23 |  |  | 2001-05-02 | N/A | N/A | N/A |  |  | Data Not Available | [7 empty] | 2021-10-14
1594001108239 | Data Not Available | Amoco Cats Terminal | Amoco Cats Terminal | Amoco Cats Terminal | Seal Sands | Middlesbrough | County Durham | TS2 1UB | England | 452919 | 523912 | Saltholme | Seal Sands | Tees Industrial T3 T4 | 11 | Northern Powergrid (Northeast) plc | Other | Other | No |  |  | 4.4 | [12 empty] | Yes | Connected | 1.5 | 1.5 | 4.632 |  |  | 2000-10-03 | N/A | N/A | N/A |  |  | Data Not Available | [7 empty] | 2021-10-13
1594001005774 | 1574000216135 | Ineos Nitriles (UK) Ltd | Ineos Nitriles (UK) Ltd | Seal Sands | PO Box 62 | Middlesbrough | County Durham | TS2 1TX | England | 453047 | 523682 | Saltholme | Seal Sands | BASF SW | 66 | Northern Powergrid (Northeast) plc | Fossil - Gas | Steam turbine (thermal power plant) | Yes |  |  | 82.4 | [12 empty] | Yes | Connected | 48.45 | 48.45 | 86.737 |  |  | 2000-05-08 | N/A | N/A | N/A |  |  | Data Not Available | [7 empty] | 2021-10-13
1574200335241 | 1580001713590 | Saltholme Gas North | Saltholme Gas North | RSPB Saltholme | Cowpen Bewley Road | Billingham | County Durham | TS23 4EX | England | 449057 | 523422 | Saltholme | Saltholme Gas North | Saltholme Gas North Direct | 132 | Northern Powergrid (Northeast) plc | Fossil - Gas | Engine (combustion / reciprocating) | No |  |  | 49.95 | [12 empty] | No | Connected | 49.95 | 49.95 | 52.579 |  |  | 2021-01-29 | N/A | N/A | N/A |  |  | 2018-11-20 12:17 | [7 empty] | 2021-10-14
1574200335250 | 1580001713605 | Saltholme Gas South | Saltholme Gas South | RSPB Saltholme | Cowpen Bewley Road | Billingham | County Durham | TS23 4EX | England | 449057 | 523422 | Saltholme | Saltholme Gas South | Saltholme Gas South Direct | 132 | Northern Powergrid (Northeast) plc | Fossil - Gas | Engine (combustion / reciprocating) | No |  |  | 49.95 | [12 empty] | No | Connected | 49.95 | 49.95 | 52.579 |  |  | 2021-01-29 | N/A | N/A | N/A |  |  | 2018-11-20 12:17 | [7 empty] | 2021-10-14
MSID_7354 | 1580001528130 | Port of Tyne BESS | Port of Tyne BESS | Port of Tyne | Jarrow Road (A185) | South Shields | Tyne and Wear | NE34 9PS | England | 434846 | 564768 | South Shields | South Shields | Jarrow Road BESS | 33 | Northern Powergrid (Northeast) plc | Stored Energy (all stored energy irrespective of the original energy source) | Storage - Electrochemical (Batteries) | No |  |  | 35 | [12 empty] | No | Connected | 35 | 35 | 36.842 |  |  | 2017-06-02 | N/A | N/A | N/A |  |  | 2016-06-13 | [7 empty] | 2021-10-13
1594000000029 | Data Not Available | Kielder Hydro-Electric Plant | Kielder Hydro-Electric Plant | Kielder Reservior | Falstone | Nexham | Northumberland | NE48 1BB | England | 370956 | 587989 | Spadeadam 33kV | Spadeadam 33kV | Kielder Hydro | 33 | Northern Powergrid (Northeast) plc | Water (flowing water or head of water) | Hydro - Reservoir (not pumped) | No |  |  | 5.3 | [12 empty] | No | Connected | 5.3 | 5.3 | 5.579 |  |  | 2000-11-10 | N/A | N/A | N/A |  |  | Data Not Available | [7 empty] | 2021-10-13
Data Not Available | Data Not Available | Bluestone Farm PV | Bluestone Farm PV | BLUESTONE FARM | LOWLANDS | BISHOP AUCKLAND | County Durham | DL13 5AW | England | 413547 | 525252 | Spennymoor GSP | Toronto | Bluestone Farm PV | 66 | Northern Powergrid (Northeast) plc | Solar | Photovoltaic | No |  |  | 42.75 | [12 empty] | No | Accepted to Connect | N/A | N/A | N/A |  |  | N/A | 40 | 40 | 45 |  |  | 2021-04-06 | [7 empty] | 2021-06-17
Data Not Available | Data Not Available | Thinford Storage BESS | Thinford Storage BESS | Thinford Storage | East Howle Farm | Ferryhill | County Durham | DL17 8SA | England | 429195 | 533909 | Spennymoor GSP | Thinford BESS | Thinford BESS Direct | 132 | Northern Powergrid (Northeast) plc | Stored Energy (all stored energy irrespective of the original energy source) | Storage - Electrochemical (Batteries) | No |  |  | 104.4 | [12 empty] | No | Accepted to Connect | N/A | N/A | N/A |  |  | N/A | 99.9 | 99.9 | 109.895 |  |  | 2021-06-14 | [7 empty] | 2021-10-13
Data Not Available | Data Not Available | Holmside Hall PV | Holmside Hall PV | Land lying to the North East of | Holmside Hall | Durham | County Durham | DH7 0DT | England | 420618 | 549594 | Spennymoor GSP | Potter House | Holmside Hall | 66 | Northern Powergrid (Northeast) plc | Solar | Photovoltaic | No |  |  | 27 | [12 empty] | No | Accepted to Connect | N/A | N/A | N/A |  |  | N/A | 27 | 27 | 28.421 |  |  | 2021-07-09 | [7 empty] | 2021-08-12
Data Not Available | Data Not Available | East Howle 40MW Solar PV | East Howle 40MW Solar PV | Land at East Howle Farm | Little Chilton Farm | Chilton | County Durham | DL178RH | England | #VALUE! | #VALUE! | Spennymoor GSP | East Howle Solar | East Howle Solar Direct | 132 | Northern Powergrid (Northeast) plc | Solar | Photovoltaic | No |  |  | 41.8 | [12 empty] | No | Accepted to Connect | N/A | N/A | N/A |  |  | N/A | 40 | 40 | 44 |  |  | 2021-10-12 | [7 empty] | 2021-11-11
Data Not Available | Data Not Available | Binchester Solar PV | Binchester Solar PV | Binchester Farm | Binchester Farm | Bishop Auckland | County Durham | DL14 8DQ | England | 421159 | 532856 | Spennymoor GSP | Binchester | Binchester Direct | 132 | Northern Powergrid (Northeast) plc | Solar | Photovoltaic | No |  |  | 43.1 | [12 empty] | No | Accepted to Connect | N/A | N/A | N/A |  |  | N/A | 43.1 | 43.1 | 45.368 |  |  | 2021-08-09 | [7 empty] | 2022-02-04
Data Not Available | Data Not Available | Hett Moor Farm Solar PV | Hett Moor Farm Solar PV | Hett Moor Farm | Thinford Road | Metal Bridge | County Durham | DH6 5LJ | England | 428857 | 535305 | Spennymoor GSP | Spennymoor | Hett Moor Solar | 66 | Northern Powergrid (Northeast) plc | Solar | Photovoltaic | No |  |  | 46.55 | [12 empty] | No | Accepted to Connect | N/A | N/A | N/A |  |  | N/A | 44.4 | 44.4 | 49 |  |  | 2021-08-01 | [7 empty] | 2022-02-04
Data Not Available | Data Not Available | Toronto Hybrid Solar & BESS | Toronto Hybrid Solar & BESS | Hunwick Hall | Redbarns Farm | BISHOP AUCKLAND | County Durham | DL14 7RJ | England | 419277 | 531137 | Spennymoor GSP | Toronto | Toronto Hybrid | 66 | Northern Powergrid (Northeast) plc | Solar | Photovoltaic | No |  |  | 26 | [12 empty] | No | Accepted to Connect | N/A | N/A | N/A |  |  | N/A | 26 | 26 | 27.368 |  |  | 2021-07-19 | [7 empty] | 2022-02-04
Data Not Available | Data Not Available | Addison Road Hybrid Solar PV &BESS | Addison Road Hybrid Solar PV &BESS | Land around Toronto BSP | Addison Road | BISHOP AUCKLAND | County Durham | DL14 7SQ | England | 419952 | 531510 | Spennymoor GSP | Toronto | Addison Road Hybrid | 66 | Northern Powergrid (Northeast) plc | Solar | Photovoltaic | No |  |  | 27.2 | [12 empty] | No | Accepted to Connect | N/A | N/A | N/A |  |  | N/A | 26 | 26 | 28.632 |  |  | 2021-09-10 | [7 empty] | 2022-02-04
Data Not Available | Data Not Available | Dragonville Estate Solar PV | Dragonville Estate Solar PV | 8 to 11 | Dragonville Estate | Durham | County Durham | DH1 2YN | England | 429865 | 542682 | Spennymoor GSP | Potter House | Belmont | 11 | Northern Powergrid (Northeast) plc | Solar | Photovoltaic | No |  |  | 1.88 | [12 empty] | No | Accepted to Connect | N/A | N/A | N/A |  |  | N/A | 1.72 | 1.72 | 1.979 |  |  | 2021-07-26 | [7 empty] | 2022-02-07
Data Not Available | Data Not Available | Bowbank House Solar PV | Bowbank House Solar PV | Land By | Bowbank House | Spennymoor | County Durham | DL16 7HY | England | 426238 | 531443 | Spennymoor GSP | Spennymoor | Bowbank House PV | 66 | Northern Powergrid (Northeast) plc | Solar | Photovoltaic | No |  |  | 63 | [12 empty] | No | Accepted to Connect | N/A | N/A | N/A |  |  | N/A | 47 | 47 | 66.316 |  |  | 2021-12-07 | [7 empty] | 2022-02-04
Data Not Available | Data Not Available | Sikbereen Solar Farm | Sikbereen Solar Farm | Land Near | Spennymoor Substation | Ferryhill | County Durham | DL17 8SA | England | 429195 | 533909 | Spennymoor GSP | Sikbereen Solar | Sikbereen Solar Direct | 132 | Northern Powergrid (Northeast) plc | Solar | Photovoltaic | No |  |  | 104 | [12 empty] | No | Accepted to Connect | N/A | N/A | N/A |  |  | N/A | 99.9 | 99.9 | 109.474 |  |  | 2021-12-07 | [7 empty] | 2022-02-04
1574000201495 | Data Not Available | Tow Law Wind Farm | Tow Law Wind Farm | Tow Law Wind Farm | Tow Law | Bishop Auckland | County Durham | DL13 4SE | England | 418908 | 536132 | Spennymoor GSP | Spennymoor | Brancepeth | 20 | Northern Powergrid (Northeast) plc | Wind | Onshore wind turbines | No |  |  | 2.85 | [12 empty] | No | Connected | 2.85 | 2.85 | 3 |  |  | 2001-09-25 | N/A | N/A | N/A |  |  | Data Not Available | [7 empty] | 2021-10-13
1574000201500 | Data Not Available | High Hedley Wind Farm | High Hedley Wind Farm | High Hedley Hope Wind Farm | Tow Law | Bishop Auckland | County Durham | DL13 4ES | England | 418908 | 536132 | Spennymoor GSP | Spennymoor | Brancepeth | 20 | Northern Powergrid (Northeast) plc | Wind | Onshore wind turbines | No |  |  | 2.85 | [12 empty] | No | Connected | 2.85 | 2.85 | 3 |  |  | 2001-09-25 | N/A | N/A | N/A |  |  | Data Not Available | [7 empty] | 2021-10-13
1574000283070 | Data Not Available | Hedleyhope Generation | Hedleyhope Generation | High Hedley Hope Wind Farm | Tow Law | Bishop Auckland | County Durham | DL13 4PR | England | 418908 | 536132 | Spennymoor GSP | Spennymoor | Brancepeth | 20 | Northern Powergrid (Northeast) plc | Wind | Onshore wind turbines | No |  |  | 4.94 | [12 empty] | No | Connected | 4.94 | 4.94 | 5.2 |  |  | 2001-09-25 | N/A | N/A | N/A |  |  | Data Not Available | [7 empty] | 2021-10-13
1574000283080 | Data Not Available | Langley Wind Farm | Langley Wind Farm | Langley Wind Farm | Landley Lane | Burnhope | County Durham | DH7 0EE | England | 420072 | 546943 | Spennymoor GSP | Potter House | Potter House T1 T3 | 20 | Northern Powergrid (Northeast) plc | Wind | Onshore wind turbines | No |  |  | 7.6 | [12 empty] | No | Connected | 7.6 | 7.6 | 8 |  |  | 2008-04-18 | N/A | N/A | N/A |  |  | Data Not Available | [7 empty] | 2021-10-13
1574000283381 | Data Not Available | Wind Farm | Wind Farm | Southern Law Wind Farm | Trimdon Grange | Trimdon Station | County Durham | TS29 6NR | England | 436084 | 535812 | Spennymoor GSP | Spennymoor | Fishburn | 20 | Northern Powergrid (Northeast) plc | Wind | Onshore wind turbines | No |  |  | 4.94 | [12 empty] | No | Connected | 4.94 | 4.94 | 5.2 |  |  | 2008-05-09 | N/A | N/A | N/A |  |  | Data Not Available | [7 empty] | 2021-10-13
1574000283735 | Data Not Available | Stonefoot Wind Farm | Stonefoot Wind Farm | Inkerman Road | Tow Law | Bishop Auckland | County Durham | DL13 4HG | England | 412298 | 540795 | Spennymoor GSP | Toronto | Stonefoot Windfarm | 66 | Northern Powergrid (Northeast) plc | Wind | Onshore wind turbines | No |  |  | 23.75 | [12 empty] | No | Connected | 22.8 | 22.8 | 25 |  |  | 2009-04-30 | N/A | N/A | N/A |  |  | Data Not Available | [7 empty] | 2021-10-13
1574000286294 | Data Not Available | Todhills Landfill Site | Todhills Landfill Site | Todhills Landfill Site | Newfield | Bishop Auckland | County Durham | DL14 8BQ | England | 420512 | 534102 | Spennymoor GSP | Toronto | Toronto 66/20kV | 20 | Northern Powergrid (Northeast) plc | Other | Other | No |  |  | 1.9 | [12 empty] | No | Connected | 1.9 | 1.9 | 2 |  |  | 2008-11-26 | N/A | N/A | N/A |  |  | Data Not Available | [7 empty] | 2021-10-13
1574000286977 | Data Not Available | Broom Hill Wind Farm | Broom Hill Wind Farm | Broom Hill Wind Farm | Stanley | Crook | County Durham | DL15 9QR | England | 415521 | 538771 | Spennymoor GSP | Spennymoor | Meadowfield | 11 | Northern Powergrid (Northeast) plc | Wind | Onshore wind turbines | No |  |  | 7.6 | [12 empty] | No | Connected | 7.6 | 7.6 | 8 |  |  | 2009-01-23 | N/A | N/A | N/A |  |  | Data Not Available | [7 empty] | 2021-10-13
1574000298500 | Data Not Available | Chilton Biomass Wood Pellet Burner | Chilton Biomass Wood Pellet Burner | Wood Pellet Energy | Chilton Industrial Estate | Ferryhill | County Durham | DL17 0PF | England | 428664 | 534685 | Spennymoor GSP | Spennymoor | Chilton Generation | 66 | Northern Powergrid (Northeast) plc | Biomass | Steam turbine (thermal power plant) | No |  |  | 15.794 | [12 empty] | No | Connected | 16 | 16 | 16.625 |  |  | 2011-07-31 | N/A | N/A | N/A |  |  | Data Not Available | [7 empty] | 2021-10-13
1574000300985 | Data Not Available | Glaxo Smith Kline | Glaxo Smith Kline | Glaxo Smith Kline | Harmire Road | Barnard Castle | County Durham | DL12 8DT | England | 405708 | 517662 | Spennymoor GSP | Toronto | Harmire Bridge | 20 | Northern Powergrid (Northeast) plc | Other | Other | No |  |  | 1.425 | [12 empty] | No | Connected | 1.425 | 1.425 | 1.5 |  |  | 2011-05-13 | N/A | N/A | N/A |  |  | Data Not Available | [7 empty] | 2021-10-13
1574100217490 | Data Not Available | Bolam Generation | Bolam Generation | Bolam Quarry | Bolam | Darlington | County Durham | DL2 2UP | England | 419431 | 522421 | Spennymoor GSP | Spennymoor | Skerneside | 20 | Northern Powergrid (Northeast) plc | Other | Other | No |  |  | 1.188 | [12 empty] | No | Connected | 1.188 | 1.188 | 1.251 |  |  | 2002-05-30 | N/A | N/A | N/A |  |  | Data Not Available | [7 empty] | 2021-10-13
1594001141110 | Data Not Available | Coxhoe Waste Disposal Site | Coxhoe Waste Disposal Site | Coxhoe Waste Disposal Site | Coxhoe Quarry | Coxhoe | County Durham | DH6 4 | England | 436531 | 533441 | Spennymoor GSP | Spennymoor | Fishburn | 0.4 | Northern Powergrid (Northeast) plc | Waste | Steam turbine (thermal power plant) | No |  |  | 4 | [12 empty] | No | Connected | 3.8 | 3.8 | 4.211 |  |  | 2000-10-31 | N/A | N/A | N/A |  |  | Data Not Available | [7 empty] | 2021-10-13
1574000295847 | 1574000295856 | Butterwick Moor Wind Farm | Butterwick Moor Wind Farm | Butterwick Moor | Sedgefield | Stockton-On-Tees | County Durham | TS21 3ER | England | 436531 | 533441 | Spennymoor GSP | Spennymoor | Fishburn | 20 | Northern Powergrid (Northeast) plc | Wind | Onshore wind turbines | No |  |  | 19 | [12 empty] | No | Connected | 17.86 | 17.86 | 20 |  |  | 2010-10-30 | N/A | N/A | N/A |  |  | Data Not Available | [7 empty] | 2021-10-13
1574000300985 | 1592008879751 | Glaxosmith Barnard Solar | Glaxosmith Barnard Solar | Harmire Road | Harmire Road | Barnard Castle | County Durham | DL12 8DT | England | 405708 | 517662 | Spennymoor GSP | Toronto | Harmire Bridge | 20 | Northern Powergrid (Northeast) plc | Solar | Photovoltaic | No |  |  | 12.75 | [12 empty] | No | Accepted to Connect | N/A | N/A | N/A |  |  | N/A | 7 | 7 | 13.421 |  |  | 2021-05-27 | [7 empty] | 2021-06-17
Data Not Available | Data Not Available | Derwenthaugh Eco Park - HV Gas | Derwenthaugh Eco Park - HV Gas | Derwenthaugh Eco Park | Derwenthaugh Road | Swallwell | Tyne and Wear | NE16 3BJ | England | 419932 | 562891 | Stella North | Newburn Haugh | Newburn Haugh Direct | 11 | Northern Powergrid (Northeast) plc | Fossil - Gas | Engine (combustion / reciprocating) | No |  |  | 10 | [12 empty] | No | Accepted to Connect | N/A | N/A | N/A |  |  | N/A | 10 | 10 | 10.526 |  |  | 2019-01-01 | [7 empty] | 2021-10-14
Data Not Available | Data Not Available | Lemington BESS | Lemington BESS | Land Near | A6085 | Newcastle Upon Tyne | Tyne and Wear | NE15 8SX | England | 418327 | 564406 | Stella North | Lemington BESS | Lemington BESS Direct | 132 | Northern Powergrid (Northeast) plc | Stored Energy (all stored energy irrespective of the original energy source) | Storage - Electrochemical (Batteries) | No |  |  | 54 | [12 empty] | No | Accepted to Connect | N/A | N/A | N/A |  |  | N/A | 49.9 | 49.9 | 56.842 |  |  | 2021-07-21 | [7 empty] | 2022-02-04
Data Not Available | Data Not Available | Dewley Hill SPV | Dewley Hill SPV | Land at Dewley Hill | North Walbottle Road | Newcastle Upon Tyne | Tyne and Wear | NE5 1QH | England | 417890 | 567753 | Stella North | Blucher | Newcastle Airport | 33 | Northern Powergrid (Northeast) plc | Solar | Photovoltaic | No |  |  | 21.07 | [12 empty] | No | Accepted to Connect | N/A | N/A | N/A |  |  | N/A | 20.9 | 20.9 | 22.179 |  |  | 2021-11-11 | [7 empty] | 2022-02-04
Data Not Available | Data Not Available | Sherburn Tower Solar PV & BESS | Sherburn Tower Solar PV & BESS | Sherburn Tower Farm | Ashtree Lane | Gateshead | Tyne and Wear | NE39 1AG | England | 416022 | 559679 | Stella North | Dunston | Sherburn Solar | 66 | Northern Powergrid (Northeast) plc | Solar | Photovoltaic | No |  |  | 31.35 | [12 empty] | No | Accepted to Connect | N/A | N/A | N/A |  |  | N/A | 30 | 30 | 33 |  |  | 2021-12-01 | [7 empty] | 2022-02-04
Data Not Available | Data Not Available | Dewley Hill Hybrid BESS & SPV | Dewley Hill Hybrid BESS & SPV | Dewley Park House | Dewley Hill | Newcastle Upon Tyne | Tyne and Wear | NE15 9RE | England | 416005 | 568034 | Stella North | Dewley Hill | Dewley Hill Direct | 132 | Northern Powergrid (Northeast) plc | Solar | Photovoltaic | No |  |  | 150 | [12 empty] | No | Accepted to Connect | N/A | N/A | N/A |  |  | N/A | 149.9 | 149.9 | 157.895 |  |  | 2022-01-10 | [7 empty] | 2022-02-04
1574000218044 | Data Not Available | Queen Victoria Royal Infirmary | Queen Victoria Royal Infirmary | Royal Victoria Infirmary | Queen Victoria Road | Newcastle Upon Tyne | Tyne and Wear | NE1 4LP | England | 424579 | 565302 | Stella North | Barrack Road | University | 11 | Northern Powergrid (Northeast) plc | Fossil - Gas | Steam turbine (thermal power plant) | Yes |  |  | 12 | [12 empty] | No | Connected | 12 | 12 | 12.632 |  |  | 2019-12-02 14:11 | N/A | N/A | N/A |  |  | 2018-04-06 | [7 empty] | 2021-10-13
1574000287410 | Data Not Available | Path Head Generation | Path Head Generation | Site Landfill Site | Path Head | Blaydon-On-Tyne | Tyne and Wear | NE21 4SP | England | 417149 | 563405 | Stella North | Dunston | Blaydon Burn | 11 | Northern Powergrid (Northeast) plc | Fossil - Gas | Engine (combustion / reciprocating) | No |  |  | 2.85 | [12 empty] | No | Connected | 2.86 | 2.86 | 3 |  |  | 2009-03-31 | N/A | N/A | N/A |  |  | Data Not Available | [7 empty] | 2021-10-14
1574000311950 | Data Not Available | Blaydon Quarry Landfill Site | Blaydon Quarry Landfill Site | Blaydon Landfill Site | Lead Road | Blaydon-On-Tyne | Tyne and Wear | NE21 4SW | England | 415595 | 562167 | Stella North | Dunston | Blaydon Burn | 11 | Northern Powergrid (Northeast) plc | Waste | Steam turbine (thermal power plant) | No |  |  | 2.09 | [12 empty] | No | Connected | 2.09 | 2.09 | 2.2 |  |  | 2013-02-18 | N/A | N/A | N/A |  |  | Data Not Available | [7 empty] | 2021-10-13
1574000231268 | 1574000218044 | Royal Victoria Infirmary | Royal Victoria Infirmary | RVI Hospital | Queen Victoria Road | Newcastle Upon Tyne | Tyne and Wear | NE1 4LP | England | 424579 | 565302 | Stella North | Barrack Road | University | 11 | Northern Powergrid (Northeast) plc | Fossil - Gas | Engine (combustion / reciprocating) | No |  |  | 10.925 | [12 empty] | No | Connected | 4.275 | 4.275 | 11.5 |  |  | 2002-05-08 | N/A | N/A | N/A |  |  | Data Not Available | [7 empty] | 2021-10-14
1574000253800 | 1574000263599 | Burnhills Quarry Landfill Site | Burnhills Quarry Landfill Site | Burnhills Quarry Landfill Site | Barlow Road | Blaydon-On-Tyne | Tyne and Wear | NE21 6JU | England | 417601 | 563167 | Stella North | Dunston | Blaydon Burn | 11 | Northern Powergrid (Northeast) plc | Waste | Steam turbine (thermal power plant) | No |  |  | 5.225 | [12 empty] | No | Connected | 5.225 | 5.225 | 5.5 |  |  | 2010-04-30 | N/A | N/A | N/A |  |  | Data Not Available | [7 empty] | 2021-10-13
Data Not Available | Data Not Available | Newcastle Battery Storage | Newcastle Battery Storage | Bridge Road | Blaydon On Tyne | Gateshead | Tyne and Wear | NE21 4NT | England | 417213 | 564454 | Stella South | Newcastle BESS | Newcastle BESS Direct | 132 | Northern Powergrid (Northeast) plc | Stored Energy (all stored energy irrespective of the original energy source) | Storage - Electrochemical (Batteries) | No |  |  | 99.8 | [12 empty] | No | Accepted to Connect | N/A | N/A | N/A |  |  | N/A | 99.8 | 99.8 | 105.053 |  |  | 2020-06-19 | [7 empty] | 2021-10-13
Data Not Available | Data Not Available | Morrow Edge Solar | Morrow Edge Solar | Burnhope PV Solar Park | Morrow Edge Farm | Durham | Country Durham | DH7 0DS | England | 419332 | 549327 | Stella South | Annfield | Morrow Edge Solar | 66 | Northern Powergrid (Northeast) plc | Solar | Photovoltaic | No |  |  | 45 | [12 empty] | No | Accepted to Connect | N/A | N/A | N/A |  |  | N/A | 45 | 45 | 47.368 |  |  | 0 | [7 empty] | 2021-02-11
Data Not Available | Data Not Available | Parsons Road | Parsons Road | Parsons Road | Parsons Road | Washington | Tyne and Wear | NE37 1EQ | England | 429321 | 557606 | Stella South | Harraton | Harraton Direct | 11 | Northern Powergrid (Northeast) plc | Fossil - Gas | Engine (combustion / reciprocating) | No |  |  | 1 | [12 empty] | No | Accepted to Connect | N/A | N/A | N/A |  |  | N/A | 1 | 1 | 1.053 |  |  | 2021-11-01 | [7 empty] | 2022-02-07
Data Not Available | Data Not Available | Crookgate Bank Farm | Crookgate Bank Farm | LOBLEYHILL ROAD | LOBLEYHILL ROAD | Newcastle Upon Tyne | Tyne and Wear | NE16 6DL | England | 418495 | 556841 | Stella South | Crookgate Bank Farm | Crookgate Bank Farm Direct | 132 | Northern Powergrid (Northeast) plc | Solar | Photovoltaic | No |  |  | 48 | [12 empty] | No | Accepted to Connect | N/A | N/A | N/A |  |  | N/A | 45 | 45 | 50.526 |  |  | 2021-04-06 | [7 empty] | 2022-02-04
Data Not Available | Data Not Available | Moor Leaze Solar PV | Moor Leaze Solar PV | LITTLE EPPLETON FARM | LITTLE EPPLETON FARM | HETTON | Tyne and Wear | DH7 0EG | England | 417555 | 548188 | Stella South | Moor Leaze Solar | Moor Leaze Solar Direct | 132 | Northern Powergrid (Northeast) plc | Solar | Photovoltaic | No |  |  | 41.8 | [12 empty] | No | Accepted to Connect | N/A | N/A | N/A |  |  | N/A | 40 | 40 | 44 |  |  | 2021-06-10 | [7 empty] | 2022-02-04
Data Not Available | Data Not Available | Coalburns BESS | Coalburns BESS | Lead Road | Coalburns | Ryton | Tyne and Wear | NE40 4JO | England | 412189 | 560512 | Stella South | Coalburns | Coalburns BESS | 66 | Northern Powergrid (Northeast) plc | Stored Energy (all stored energy irrespective of the original energy source) | Storage - Electrochemical (Batteries) | No |  |  | 50 | [12 empty] | No | Accepted to Connect | N/A | N/A | N/A |  |  | N/A | 41.5 | 41.5 | 52.632 |  |  | 2022-03-01 | [7 empty] | 2022-02-04
Data Not Available | Data Not Available | Highfield Lodge (Whittonstall) SPV & BESS | Highfield Lodge (Whittonstall) SPV & BESS | Land at Highfield Lodge | Whittonstall | Consett | County Durham | DH8 9LQ | England | 406535 | 555782 | Stella South | Coalburns | Highfield Lodge Hybrid | 66 | Northern Powergrid (Northeast) plc | Solar | Photovoltaic | No |  |  | 52.5 | [12 empty] | No | Accepted to Connect | N/A | N/A | N/A |  |  | N/A | 44.65 | 44.65 | 55.263 |  |  | 2022-12-16 | [7 empty] | 2022-02-04
1507507549988 | Data Not Available | Kirkheaton Wind Ltd | Kirkheaton Wind Ltd | West Farm | Kirkheaton | Newcastle Upon Tyne | Tyne and Wear | NE19 2DQ | England | 410436 | 563372 | Stella South | Coalburns | West Wylam | 20 | Northern Powergrid (Northeast) plc | Wind | Onshore wind turbines | No |  |  | 1.52 | [12 empty] | No | Connected | 1.52 | 1.52 | 1.6 |  |  | 2000-05-15 | N/A | N/A | N/A |  |  | Data Not Available | [7 empty] | 2021-10-13
1574000184973 | Data Not Available | St Bedes Landfill Site | St Bedes Landfill Site | Station Lane | Birtley | Chester Le Street | County Durham | DH2 1AJ | England | 426379 | 556010 | Stella South | Ravensworth | Birtley Grove 66/20kV | 20 | Northern Powergrid (Northeast) plc | Other | Other | No |  |  | 3.42 | [12 empty] | No | Connected | 3.04 | 3.04 | 3.6 |  |  | 2001-01-15 | N/A | N/A | N/A |  |  | Data Not Available | [7 empty] | 2021-10-13
1574000311295 | Data Not Available | Wind Farm | Wind Farm | Boundary Lane | Whittonstall | Consett | County Durham | DH8 9LQ | England | 411695 | 551090 | Stella South | Annfield | Consett | 20 | Northern Powergrid (Northeast) plc | Wind | Onshore wind turbines | No |  |  | 5.89 | [12 empty] | No | Connected | 5.843 | 5.843 | 6.2 |  |  | 2013-01-08 | N/A | N/A | N/A |  |  | Data Not Available | [7 empty] | 2021-10-13
1574000318459 | Data Not Available | Rotary Way | Rotary Way | Bio Gas | Rotary Way | Consett | County Durham | DH8 7ND | England | 411860 | 551208 | Stella South | Annfield | Consett | 20 | Northern Powergrid (Northeast) plc | Biomass | Steam turbine (thermal power plant) | No |  |  | 1 | [12 empty] | No | Connected | 1 | 1 | 1.053 |  |  | 2014-06-04 | N/A | N/A | N/A |  |  | Data Not Available | [7 empty] | 2021-10-13
1574000319504 | Data Not Available | Hexham Biodigester | Hexham Biodigester | Mcarthur Forest Services | Ferry Road | Hexham | Northumberland | NE46 4JW | England | 394147 | 564754 | Stella South | Coalburns | Hexham | 20 | Northern Powergrid (Northeast) plc | Biomass | Steam turbine (thermal power plant) | No |  |  | 2.5 | [12 empty] | No | Connected | 2.5 | 2.5 | 2.632 |  |  | 2014-08-13 | N/A | N/A | N/A |  |  | Data Not Available | [7 empty] | 2021-10-13
1574000327338 | Data Not Available | Greencroft Solar | Greencroft Solar | Greencroft Solar S/S | Greencroft | Stanley | County Durham | DH9 7XR | England | 416992 | 550310 | Stella South | Annfield | Annfield 66/20kV | 20 | Northern Powergrid (Northeast) plc | Solar | Photovoltaic | No |  |  | 4.15 | [12 empty] | No | Connected | 4.15 | 4.15 | 4.368 |  |  | 2016-12-31 | N/A | N/A | N/A |  |  | Data Not Available | [7 empty] | 2020-07-09
1574000229871 | 1574000229880 | Holmside Hall Wind Farm | Holmside Hall Wind Farm | Holmside Hall Wind Farm | Turbine 1 Holmside | Burnhope | County Durham | DH7 0DT | England | 420046 | 550329 | Stella South | Annfield | Annfield 66/20kV | 20 | Northern Powergrid (Northeast) plc | Wind | Onshore wind turbines | No |  |  | 5.225 | [12 empty] | No | Connected | 5.225 | 5.225 | 5.5 |  |  | 2010-04-30 | N/A | N/A | N/A |  |  | Data Not Available | [7 empty] | 2021-10-13
1574000303328 | 1574000303550 | Kiln Pit Hill | Kiln Pit Hill | Wind Farm | Kiln Pit Hill | Consett | County Durham | DH8 9SL | England | 411695 | 551090 | Stella South | Annfield | Consett | 20 | Northern Powergrid (Northeast) plc | Wind | Onshore wind turbines | No |  |  | 13.11 | [12 empty] | No | Connected | 13.3 | 13.3 | 13.8 |  |  | 2011-09-27 | N/A | N/A | N/A |  |  | Data Not Available | [7 empty] | 2021-10-13
1574000311658 | 1574000318440 | Lanchester Wine Cellars | Lanchester Wine Cellars | Greencroft Industrial Estate | Annfield Plain | Stanley | County Durham | DH9 7XP | England | 415914 | 550776 | Stella South | Annfield | Annfield 66/20kV | 11 | Northern Powergrid (Northeast) plc | Wind | Onshore wind turbines | No |  |  | 1 | [12 empty] | No | Connected | 1 | 1 | 1.053 |  |  | 2013-03-31 | N/A | N/A | N/A |  |  | Data Not Available | [7 empty] | 2021-10-13
Data Not Available | Data Not Available | Benton Rail Regen Braking | Benton Rail Regen Braking | Benton | Network Rail Feeder | Newcastle Upon Tyne | Tyne and Wear | NE12 9SL | England | 428247 | 568723 | Tynemouth | Benton Rail | Benton Rail Direct | 25 | Northern Powergrid (Northeast) plc | Other | Other | No |  |  | 2 | [12 empty] | No | Accepted to Connect | N/A | N/A | N/A |  |  | N/A | 2 | 2 | 2.105 |  |  | 2019-02-08 | [7 empty] | 2021-10-13
Data Not Available | Data Not Available | Howdon STW CHP | Howdon STW CHP | Howdon STW | Northumnderland Dock | Wallsend | Tyne and Wear | NE28 0PB | England | 433891 | 566418 | Tynemouth | Flatworth | Howdon | 11 | Northern Powergrid (Northeast) plc | Fossil - Gas | Steam turbine (thermal power plant) | Yes |  |  | 6 | [12 empty] | No | Connected | 6 | 6 | 6.316 |  |  | 2019-11-01 | N/A | N/A | N/A |  |  | 2019-09-16 14:51 | [7 empty] | 2021-10-13
Data Not Available | Data Not Available | High Flatworth BESS | High Flatworth BESS | HIGH FLATWORTH | HIGH FLATWORTH | North Shields | Tyne and Wear | NE29 7UZ | England | 433165 | 567756 | Tynemouth | Flatworth | High Flatworth BESS | 33 | Northern Powergrid (Northeast) plc | Stored Energy (all stored energy irrespective of the original energy source) | Storage - Electrochemical (Batteries) | No |  |  | 19 | [12 empty] | No | Accepted to Connect | N/A | N/A | N/A |  |  | N/A | 17.5 | 17.5 | 20 |  |  | 2021-05-06 | [7 empty] | 2022-02-04
Data Not Available | Data Not Available | Flatworth BESS | Flatworth BESS | Land to the North and East of Flatworth Substation | HIGH FLATWORTH | North Shields | Tyne and Wear | NE29 7SU | England | 433139 | 567602 | Tynemouth | Flatworth | Flatworth BESS | 33 | Northern Powergrid (Northeast) plc | Stored Energy (all stored energy irrespective of the original energy source) | Storage - Electrochemical (Batteries) | No |  |  | 50 | [12 empty] | No | Accepted to Connect | N/A | N/A | N/A |  |  | N/A | 49.9 | 49.9 | 52.632 |  |  | 2021-12-08 | [7 empty] | 2022-02-04
1574000307917 | Data Not Available | STOR, Green Frog Ltd | STOR, Green Frog Ltd | Green Frog Power 214 LTD | High Flatworth | North Shields | Tyne and Wear | NE29 7SU | England | 433139 | 567602 | Tynemouth | Flatworth | Flatworth STOR Generation | 33 | Northern Powergrid (Northeast) plc | Fossil - Gas | Engine (combustion / reciprocating) | No |  |  | 20 | [12 empty] | No | Connected | 22.876 | 22.876 | 21.053 |  |  | 2013-04-01 | N/A | N/A | N/A |  |  | Data Not Available | [7 empty] | 2021-10-14
1594001007708 | Data Not Available | Chirex, Dudley, Cramlington | Chirex, Dudley, Cramlington | Chirex | Dudley | Cramlington | Northumberland | NE23 7QG | England | 425690 | 574293 | Tynemouth | Gosforth | Killingworth | 11 | Northern Powergrid (Northeast) plc | Fossil - Gas | Engine (combustion / reciprocating) | No |  |  | 5.7 | [12 empty] | No | Connected | 5.7 | 5.7 | 6 |  |  | 2000-01-21 | N/A | N/A | N/A |  |  | 1900-01-01 | [7 empty] | 2021-10-14
1594001111792 | Data Not Available | North Tyneside General Hospital | North Tyneside General Hospital | North Tyneside General Hospital | Rake Lane | North Shields | Tyne and Wear | NE29 8NH | England | 434141 | 570299 | Tynemouth | Chirton Grange | Billy Mill | 11 | Northern Powergrid (Northeast) plc | Other | Other | No |  |  | 1.1 | [12 empty] | No | Connected | 1.188 | 1.188 | 1.158 |  |  | 1998-08-01 | N/A | N/A | N/A |  |  | Data Not Available | [7 empty] | 2021-10-13
1574000266697 | 1574000279038 | Renal & Oncology Department | Renal & Oncology Department | Freeman Hospital | High Heaton | Newcastle Upon Tyne | Tyne and Wear | NE7 7DN | England | 426114 | 567641 | Tynemouth | Gosforth | Longbenton | 11 | Northern Powergrid (Northeast) plc | Fossil - Gas | Steam turbine (thermal power plant) | Yes |  |  | 5.463 | [12 empty] | No | Connected | 1.549 | 1.549 | 5.751 |  |  | 2006-02-27 | N/A | N/A | N/A |  |  | Data Not Available | [7 empty] | 2021-10-13
1574000310618 | 1574000310627 | Howden Sewage Treatment Works | Howden Sewage Treatment Works | Howden Sewage Treatment Works | Northumberland Dock | Wallsend | Tyne and Wear | NE28 0QD | England | 433254 | 566387 | Tynemouth | Flatworth | Howdon | 11 | Northern Powergrid (Northeast) plc | Waste | Steam turbine (thermal power plant) | No |  |  | 5.7 | [12 empty] | No | Connected | 5.7 | 5.7 | 6 |  |  | 2012-11-20 | N/A | N/A | N/A |  |  | Data Not Available | [7 empty] | 2021-10-13
Data Not Available | Data Not Available | Holystone Park | Holystone Park | Holystone Park | Holystone | North Tyneside | Tyne and Wear | NE27 0UN | England | 430585 | 570213 | Tynemouth | Holystone BESS | Holystone BESS Direct | 132 | Northern Powergrid (Northeast) plc | Stored Energy (all stored energy irrespective of the original energy source) | Storage - Electrochemical (Batteries) | No |  |  | 49.9 | [12 empty] | No | Accepted to Connect | N/A | N/A | N/A |  |  | N/A | 49.9 | 49.9 | 52.526 |  |  | 2022-03-09 | [7 empty] | 2022-03-10
Data Not Available | Data Not Available | Holystone Park | Holystone Park | Holystone Park | Holystone | North Tyneside | Tyne and Wear | NE27 0UN | England | 430585 | 570213 | Tynemouth | Holystone BESS | Holystone BESS Direct | 132 | Northern Powergrid (Northeast) plc | Stored Energy (all stored energy irrespective of the original energy source) | Storage - Electrochemical (Batteries) | No |  |  | 49.9 | [12 empty] | No | Accepted to Connect | N/A | N/A | N/A |  |  | N/A | 49.9 | 49.9 | 52.526 |  |  | 2022-03-09 | [7 empty] | 2022-03-10
Data Not Available | Data Not Available | Sunderland, Deptford Terrace, Sunderland Generation 1 | Sunderland, Deptford Terrace, Sunderland Generation 1 | Sunderland Generation 1 | Deptford Terrace | Sunderland | Tyne and Wear | SR4 6UA | England | 438118 | 557535 | West Boldon | West Boldon | Sunderland T1 T2 | 11 | Northern Powergrid (Northeast) plc | Fossil - Gas | Engine (combustion / reciprocating) | No |  |  | 6 | [12 empty] | No | Accepted to Connect | N/A | N/A | N/A |  |  | N/A | 6 | 6 | 6.316 |  |  | 2018-06-04 | [7 empty] | 2021-10-14
Data Not Available | Data Not Available | Park Lane EV Charger | Park Lane EV Charger | Stadium Former Petrol Station | Park Road | Gateshead | Tyne and Wear | NE10 0EA | England | 426696 | 563534 | West Boldon | West Boldon | Gateshead East | 11 | Northern Powergrid (Northeast) plc | Stored Energy (all stored energy irrespective of the original energy source) | Storage - Electrochemical (Batteries) | No |  |  | 6 | [12 empty] | No | Accepted to Connect | N/A | N/A | N/A |  |  | N/A | 6 | 6 | 6.316 |  |  | 2021-05-20 | [7 empty] | 2021-10-13
Data Not Available | Data Not Available | West Boldon (Triangular Field) BESS | West Boldon (Triangular Field) BESS | Triangular Field | South East of West Boldon Substation | West Boldon | Tyne and Wear | NE36 0BG | England | 433798 | 560653 | West Boldon | West Boldon | West Boldon BESS | 66 | Northern Powergrid (Northeast) plc | Stored Energy (all stored energy irrespective of the original energy source) | Storage - Electrochemical (Batteries) | No |  |  | 63 | [12 empty] | No | Accepted to Connect | N/A | N/A | N/A |  |  | N/A | 60 | 60 | 66.316 |  |  | 2021-07-26 | [7 empty] | 2022-02-04
1574000260551 | Data Not Available | Nissan Generation (Wind Turbines) | Nissan Generation (Wind Turbines) | Nissan Car Plant | Washington Road | Sunderland | Tyne and Wear | SR5 3NS | England | 434151 | 558225 | West Boldon | West Boldon | Nissan | 11 | Northern Powergrid (Northeast) plc | Wind | Onshore wind turbines | No |  |  | 6 | [12 empty] | No | Connected | 6 | 6 | 6.316 |  |  | 2016-02-11 | N/A | N/A | N/A |  |  | 2015-10-01 | [7 empty] | 2021-10-13
1574000324772 | Data Not Available | Nissan Generation (Solar Panels) | Nissan Generation (Solar Panels) | Nissan Car Plant | Washington Road | Sunderland | Tyne and Wear | SR5 3NS | England | 434035 | 558325 | West Boldon | West Boldon | Nissan | 11 | Northern Powergrid (Northeast) plc | Solar | Photovoltaic | No |  |  | 5 | [12 empty] | No | Connected | 5 | 5 | 5.263 |  |  | 1900-01-01 | N/A | N/A | N/A |  |  | Data Not Available | [7 empty] | 2020-07-09
1574000326789 | Data Not Available | Gateshead Energy Centre | Gateshead Energy Centre | Gateshead Energy Centre | Quarryfield Road | Gateshead | Tyne and Wear | NE8 3BE | England | 425966 | 563464 | West Boldon | West Boldon | Gateshead East | 11 | Northern Powergrid (Northeast) plc | Stored Energy (all stored energy irrespective of the original energy source) | Storage - Electrochemical (Batteries) | No |  |  | 6.555 | [12 empty] | No | Connected | 6.555 | 6.555 | 6.9 |  |  | N/A | N/A | N/A | N/A |  |  | 2017-06-19 | [7 empty] | 2021-10-13
1580000379200 | Data Not Available | BEBA ENERGY PV | BEBA ENERGY PV | Rutherford Road | Stephenson Industrial Estate | Washington | Tyne and Wear | NE37 3HX | England | 431382 | 558485 | West Boldon | West Boldon | Usworth | 11 | Northern Powergrid (Northeast) plc | Solar | Photovoltaic | No |  |  | 1 | [12 empty] | No | Accepted to Connect | N/A | N/A | N/A |  |  | N/A | 1 | 1 | 1.053 |  |  | 2019-10-31 | [7 empty] | 2020-11-12
Data Not Available | Data Not Available | Bradford Royal Infirmary | Bradford Royal Infirmary | Bradford Royal Infirmary | Duckworth Lane | Bradford | West Yorkshire | BD9 6RJ | England | 413591 | 434441 | Bradford West | Girlington | Four Lane Ends | 11 | Northern Powergrid (Yorkshire) plc | Fossil - Gas | Engine (combustion / reciprocating) | No |  |  | 5.094 | [12 empty] | No | Connected | 0 | 0 | 5.362 |  |  | Data Not Available | N/A | N/A | N/A |  |  | Data Not Available | [7 empty] | 2021-10-14
Data Not Available | Data Not Available | Virgin Media Unit 1-12 Mayfair Business Park Short Term Standby Generation | Virgin Media Unit 1-12 Mayfair Business Park Short Term Standby Generation | Land at New Road | Drax | Selby | North Yorkshire | Y08 8FB | England | 417942 | 432500 | Bradford West | Bradford | Mount Street | 11 | Northern Powergrid (Yorkshire) plc | Other | Other | No |  |  | 1.2 | [12 empty] | No | Accepted to Connect | N/A | N/A | N/A |  |  | N/A | 0 | 0 | 1.263 |  |  | 2018-01-10 | [7 empty] | 2021-10-13
Data Not Available | Data Not Available | Otley Road CHP | Otley Road CHP | Marston House | Charlestown | Shipley | West Yorkshire | BD17 7JR | England | 416486 | 438686 | Bradford West | Menston | Kirk Drive | 11 | Northern Powergrid (Yorkshire) plc | Fossil - Gas | Steam turbine (thermal power plant) | Yes |  |  | 2.058 | [12 empty] | No | Connected | 2.058 | 2.058 | 2.166 |  |  | 2020-02-20 15:32 | N/A | N/A | N/A |  |  | 2019-01-09 | [7 empty] | 2021-10-13
Data Not Available | Data Not Available | Greenside Park CHP | Greenside Park CHP | Greenside Park | Cemetery Road | Bradford | West Yorkshire | BD8 9RU | England | 413648 | 433323 | Bradford West | Girlington | Four Lane Ends | 11 | Northern Powergrid (Yorkshire) plc | Fossil - Gas | Steam turbine (thermal power plant) | Yes |  |  | 1.5 | [12 empty] | No | Accepted to Connect | N/A | N/A | N/A |  |  | N/A | 1.5 | 1.5 | 1.579 |  |  | 2020-10-05 | [7 empty] | 2021-10-13
Data Not Available | Data Not Available | Harop Lane PV 1 | Harop Lane PV 1 | Lane at Harop Lane | Harop Lane | Bradford | West Yorkshire | BD15 0DZ | England | 409242 | 436469 | Bradford West | Bradford West | Harop Lane BESS | 33 | Northern Powergrid (Yorkshire) plc | Stored Energy (all stored energy irrespective of the original energy source) | Storage - Electrochemical (Batteries) | No |  |  | 49.9 | [12 empty] | No | Accepted to Connect | N/A | N/A | N/A |  |  | N/A | 49.9 | 49.9 | 52.526 |  |  | 2020-07-02 | [7 empty] | 2021-10-13
Data Not Available | Data Not Available | Harop Lane PV 2 | Harop Lane PV 2 | Lane at Harop Lane | Harop Lane | Bradford | West Yorkshire | BD15 0DZ | England | 409242 | 436469 | Bradford West | Bradford West | Harop Lane BESS | 33 | Northern Powergrid (Yorkshire) plc | Stored Energy (all stored energy irrespective of the original energy source) | Storage - Electrochemical (Batteries) | No |  |  | 37.1 | [12 empty] | No | Accepted to Connect | N/A | N/A | N/A |  |  | N/A | 37.1 | 37.1 | 39.053 |  |  | 2020-07-02 | [7 empty] | 2021-10-13
2394000058272 | Data Not Available | Skibeden Landfill | Skibeden Landfill | Skibeden | Harrogate Road | Skipton | North Yorkshire | BD23 6AB | England | 399881 | 451255 | Bradford West | Silsden | Skipton | 11 | Northern Powergrid (Yorkshire) plc | Waste | Gas turbine (OCGT) | No |  |  | 1.1 | [12 empty] | No | Connected | 1.449 | 1.449 | 1.158 |  |  | 2009-02-18 | N/A | N/A | N/A |  |  | Data Not Available | [7 empty] | 2021-10-13
2394000078108 | Data Not Available | University of Bradford | University of Bradford | University of Bradford | Richmond Road | Bradford | West Yorkshire | BD7 1DP | England | 415998 | 433397 | Bradford West | Girlington | Rawson Road | 11 | Northern Powergrid (Yorkshire) plc | Fossil - Gas | Steam turbine (thermal power plant) | Yes |  |  | 1.4 | [12 empty] | No | Connected | 0.382 | 0.382 | 1.474 |  |  | 2012-01-21 | N/A | N/A | N/A |  |  | Data Not Available | [7 empty] | 2021-10-13
2394000091952 | Data Not Available | Girlington STOR | Girlington STOR | GIRLINGTON STOR | DUNCOMBE ROAD | Bradford | West Yorkshire | BD8 9TB | England | 413929 | 433281 | Bradford West | Girlington | Girlington Generation | 33 | Northern Powergrid (Yorkshire) plc | Fossil - Gas | Engine (combustion / reciprocating) | No |  |  | 11.913 | [12 empty] | No | Connected | 11.744 | 11.744 | 12.54 |  |  | 2012-03-01 | N/A | N/A | N/A |  |  | Data Not Available | [7 empty] | 2021-10-13
2394000107380 | Data Not Available | Esholt WwTW | Esholt WwTW | Ainsbury Avenue | Esholt | Bradford | West Yorkshire | BD10 0TW | England | 418966 | 441914 | Bradford West | Menston | Hallam Street | 11 | Northern Powergrid (Yorkshire) plc | Fossil - Gas | Steam turbine (thermal power plant) | Yes |  |  | 4.56 | [12 empty] | No | Connected | 4.56 | 4.56 | 4.8 |  |  | 2014-08-20 | N/A | N/A | N/A |  |  | Data Not Available | [7 empty] | 2021-10-13
2394000110694 | Data Not Available | Airedale Hospital | Airedale Hospital | Airedale General Hospital | SKIPTON ROAD | Keighley | West Yorkshire | BD20 6TD | England | 402465 | 444720 | Bradford West | Silsden | Crosshills | 11 | Northern Powergrid (Yorkshire) plc | Fossil - Gas | Steam turbine (thermal power plant) | Yes |  |  | 6.35 | [12 empty] | No | Connected | 1.19 | 1.19 | 6.684 |  |  | 2014-01-16 | N/A | N/A | N/A |  |  | Data Not Available | [7 empty] | 2021-10-13
2394000127847 | Data Not Available | New Ovenden Moor Wind Farm | New Ovenden Moor Wind Farm | Ovenden Moor Wind Farm | Cold Edge Lane | Halifax | West Yorkshire | HX2 7UA | England | 404286 | 431558 | Bradford West | Holmfield | Ovenden Moor Windfarm | 33 | Northern Powergrid (Yorkshire) plc | Wind | Onshore Wind Turbines | No |  |  | 22.5 | [12 empty] | No | Connected | 22.5 | 22.5 | 23.684 |  |  | 2016-09-01 | N/A | N/A | N/A |  |  | Data Not Available | [7 empty] | 2020-09-28
Data Not Available | 2316515430015 | Haworth Scouring CHP | Haworth Scouring CHP | Shelby House | Birksland Street | Bradford | West Yorkshire | BD3 9SX | England | 417863 | 432713 | Bradford West | Bradford | Mount Street | 20 | Northern Powergrid (Yorkshire) plc | Fossil - Gas | Steam turbine (thermal power plant) | Yes |  |  | 1.521 | [12 empty] | No | Accepted to Connect | N/A | N/A | N/A |  |  | N/A | 1.521 | 1.521 | 1.601 |  |  | 2021-11-29 | [7 empty] | 2021-12-14
Data Not Available | Data Not Available | ABP, East Parade | ABP, East Parade | ABP | East Parade | Goole | East Yorkshire | DN14 5RB | England | 474980 | 423319 | Camblesforth | Camblesforth | Goole | 11 | Northern Powergrid (Yorkshire) plc | Solar | Photovoltaic | No |  |  | 1.147 | [12 empty] | No | Accepted to Connect | N/A | N/A | N/A |  |  | N/A | 1.147 | 1.147 | 1.207 |  |  | 2017-10-06 13:58 | [7 empty] | 2021-08-18
Data Not Available | Data Not Available | ABP Sheds | ABP Sheds | ABP Goole North | East Parade | Goole | East Yorkshire | DN14 5RB | England | 474980 | 423319 | Camblesforth | Camblesforth | Goole | 11 | Northern Powergrid (Yorkshire) plc | Solar | Photovoltaic | No |  |  | 1 | [12 empty] | No | Accepted to Connect | N/A | N/A | N/A |  |  | N/A | 1 | 1 | 1.053 |  |  | 2018-01-10 14:24 | [7 empty] | 2021-08-18
Data Not Available | Data Not Available | Grange Road Multitech (38307) | Grange Road Multitech (38307) | Grange Road | Camblesforth | Selby | North Yorkshire | YO8 8HF | England | 465660 | 425964 | Camblesforth | Camblesforth | Grange Road Multitech | 66 | Northern Powergrid (Yorkshire) plc | Fossil - Gas | Engine (combustion / reciprocating) | No |  |  | 68.7 | [12 empty] | No | Accepted to Connect | N/A | N/A | N/A |  |  | N/A | 49.9 | 49.9 | 72.316 |  |  | 2018-09-20 | [7 empty] | 2021-10-14
Data Not Available | Data Not Available | Camela Lane Solar | Camela Lane Solar | Camela Lane | Camblesforth | Selby | North Yorkshire | YO8 8HA | England | 464955 | 426950 | Camblesforth | Camblesforth | Camela Lane Solar | 66 | Northern Powergrid (Yorkshire) plc | Solar | Photovoltaic | No |  |  | 49 | [12 empty] | No | Accepted to Connect | N/A | N/A | N/A |  |  | N/A | 49 | 49 | 51.579 |  |  | 2019-11-15 | [7 empty] | 2020-09-28
Data Not Available | Data Not Available | Rusholme Grange BESS | Rusholme Grange BESS | Rusholme Lane | Drax | Selby | North Yorkshire | YO8 8PW | England | 468713 | 426690 | Camblesforth | Camblesforth | Rusholme Windfarm | 66 | Northern Powergrid (Yorkshire) plc | Stored Energy (all stored energy irrespective of the original energy source) | Storage - Electrochemical (Batteries) | No |  |  | 35 | [12 empty] | No | Accepted to Connect | N/A | N/A | N/A |  |  | N/A | 35 | 35 | 36.842 |  |  | 2021-05-17 | [7 empty] | 2021-10-13
Data Not Available | Data Not Available | Rawcliffe Gas | Rawcliffe Gas | Rawcliffe Estate | Bridge Lane | Goole | East Yorkshire | DN14 8QP | England | 468750 | 422889 | Camblesforth | Camblesforth | Rawcliffe | 11 | Northern Powergrid (Yorkshire) plc | Other | Other | No |  |  | 6 | [12 empty] | No | Accepted to Connect | N/A | N/A | N/A |  |  | N/A | 6 | 6 | 6.316 |  |  | 2019-05-02 11:33 | [7 empty] | 2021-10-13
2394000072198 | Data Not Available | Rusholme Wind Farm | Rusholme Wind Farm | Rusholme Windfarm | Rusholme Lane | Selby | North Yorkshire | YO8 8PW | England | 469764 | 426613 | Camblesforth | Camblesforth | Rusholme Windfarm | 66 | Northern Powergrid (Yorkshire) plc | Wind | Onshore Wind Turbines | No |  |  | 23.75 | [12 empty] | No | Connected | 23.847 | 23.847 | 25 |  |  | 2010-07-21 | N/A | N/A | N/A |  |  | Data Not Available | [7 empty] | 2020-09-28
2394000123294 | Data Not Available | Goole Fields Windfarm Site 1 | Goole Fields Windfarm Site 1 | Goole Fields I Wind Farm | North Humberside | Goole | East Yorkshire | DN15 5TT | England | 474663 | 419493 | Camblesforth | Camblesforth | Goole Fields Windfarm | 66 | Northern Powergrid (Yorkshire) plc | Wind | Onshore Wind Turbines | No |  |  | 31.35 | [12 empty] | No | Connected | 32.775 | 32.775 | 33 |  |  | Data Not Available | N/A | N/A | N/A |  |  | Data Not Available | [7 empty] | 2020-09-28
2394000130956 | Data Not Available | Twin Rivers Wind Farm | Twin Rivers Wind Farm | Twin Rivers Windfarm | Twin Rivers Windfarm | Google | East Yorkshire | DN14 8HL | England | 482422 | 421489 | Camblesforth | Camblesforth | Twin Rivers Windfarm | 66 | Northern Powergrid (Yorkshire) plc | Wind | Onshore Wind Turbines | No |  |  | 28.88 | [12 empty] | No | Connected | 27.816 | 27.816 | 30.4 |  |  | 2016-08-01 | N/A | N/A | N/A |  |  | Data Not Available | [7 empty] | 2020-09-28
2394000131490 | Data Not Available | Goole Fields Windfarm Site 2 | Goole Fields Windfarm Site 2 | Goole Fields II Wind Farm | North Humberside | Goole | East Yorkshire | DN15 5TT | England | 472438 | 418900 | Camblesforth | Camblesforth | Goole Fields 2 Windfarm | 66 | Northern Powergrid (Yorkshire) plc | Wind | Onshore Wind Turbines | No |  |  | 33.25 | [12 empty] | Yes | Connected | 33.783 | 33.783 | 35 |  |  | 2016-11-14 | N/A | N/A | N/A |  |  | Data Not Available | [7 empty] | 2020-09-28
2394000139452 | Data Not Available | Selby Salads Limited | Selby Salads Limited | Brigg Lane | Camblesforth | Selby | North Yorkshire | YO8 8HD | England | 465172 | 426313 | Camblesforth | Camblesforth | Drax Primary | 11 | Northern Powergrid (Yorkshire) plc | Fossil - Gas | Steam turbine (thermal power plant) | Yes |  |  | 10.08 | [12 empty] | Yes | Connected | 10.08 | 10.08 | 10.611 |  |  | 2019-10-01 | N/A | N/A | N/A |  |  | 2017-03-23 | [7 empty] | 2021-10-13
2394000134454 | 2394000134463 | Guardian Industries UK | Guardian Industries UK | Guardian Industires UK ltd | Tom Pudding Way | Goole | East Yorkshire | DN14 8GA | England | 472293 | 423032 | Camblesforth | Camblesforth | Glassworks 1_2 | 11 | Northern Powergrid (Yorkshire) plc | Fossil - Gas | Engine (combustion / reciprocating) | No |  |  | 5.16 | [12 empty] | No | Connected | 3 | 3 | 5.432 |  |  | 2017-06-20 | N/A | N/A | N/A |  |  | 2016-12-22 | [7 empty] | 2021-10-14
Data Not Available | Data Not Available | Park Lane Nurseries | Park Lane Nurseries | Park Lane Nurseries | Park Lane | Cottingham | East Yorkshire | HU16 5RX | England | 504237 | 433951 | Creyke Beck | Beverley 132/33kV | Endike Lane | 11 | Northern Powergrid (Yorkshire) plc | Fossil - Gas | Engine (combustion / reciprocating) | No |  |  | 2 | [12 empty] | No | Accepted to Connect | N/A | N/A | N/A |  |  | N/A | 0 | 0 | 2.105 |  |  | 2018-12-28 10:14 | [7 empty] | 2021-10-14
Data Not Available | Data Not Available | PV at Normandy Barracks | PV at Normandy Barracks | DST Leconfield PV | Normandy Barracks | Beverley | East Yorkshire | HU17 7LX | England | 502083 | 443491 | Creyke Beck | Beverley 132/33kV | Norwood | 11 | Northern Powergrid (Yorkshire) plc | Solar | Photovoltaic | No |  |  | 2.5 | [12 empty] | No | Accepted to Connect | N/A | N/A | N/A |  |  | N/A | 0.5 | 0.5 | 2.632 |  |  | 2019-08-19 | [7 empty] | 2020-09-28
Data Not Available | Data Not Available | Gibson Lane Wind Farm | Gibson Lane Wind Farm | Melton Industrial Park | Gibson Lane | North Ferriby | East Yorkshire | HU14 3HH | England | 497068 | 425897 | Creyke Beck | Hull West | Gibson Lane Windfarm | 33 | Northern Powergrid (Yorkshire) plc | Fossil - Gas | Steam turbine (thermal power plant) | No |  |  | 24 | [12 empty] | No | Accepted to Connect | N/A | N/A | N/A |  |  | N/A | 24 | 24 | 25.263 |  |  | 2019-10-24 | [7 empty] | 2021-10-13
Data Not Available | Data Not Available | Scurf Dyke Solar | Scurf Dyke Solar | Scurf Dyke Farm | Cranswick | Driffield | East Yorkshire | YO25 9RD | England | 504826 | 450962 | Creyke Beck | Scurf Dyke Solar | Scurf Dyke Solar Direct | 132 | Northern Powergrid (Yorkshire) plc | Solar | Photovoltaic | No |  |  | 49.999 | [12 empty] | No | Accepted to Connect | N/A | N/A | N/A |  |  | N/A | 49.999 | 49.999 | 52.631 |  |  | 2019-11-01 | [7 empty] | 2020-09-28
Data Not Available | Data Not Available | Pillswood Farm BESS 1 | Pillswood Farm BESS 1 | Pillswood Farm | Dunswell Road | Cottingham | East Yorkshire | HU16 4JS | England | 504952 | 434634 | Creyke Beck | Pillswood Farm Bess 1 | Pillswood Farm Bess 1 Direct | 132 | Northern Powergrid (Yorkshire) plc | Stored Energy (all stored energy irrespective of the original energy source) | Storage - Electrochemical (Batteries) | No |  |  | 49.95 | [12 empty] | No | Accepted to Connect | N/A | N/A | N/A |  |  | N/A | 49.95 | 49.95 | 52.579 |  |  | 2017-03-30 | [7 empty] | 2021-10-13
Data Not Available | Data Not Available | Pillswood Farm BESS 2 | Pillswood Farm BESS 2 | Pillswood Farm | Dunswell Road | Cottingham | East Yorkshire | HU16 4JS | England | 504952 | 434634 | Creyke Beck | Pillswood Farm Bess 2 | Pillswood Farm Bess 2 Direct | 132 | Northern Powergrid (Yorkshire) plc | Stored Energy (all stored energy irrespective of the original energy source) | Storage - Electrochemical (Batteries) | No |  |  | 49.95 | [12 empty] | No | Accepted to Connect | N/A | N/A | N/A |  |  | N/A | 49.95 | 49.95 | 52.579 |  |  | 2017-03-30 | [7 empty] | 2021-10-13
Data Not Available | Data Not Available | Harmony Energy Storage | Harmony Energy Storage | Land Adjacent to Driffield Sub Statation | Wansford Road | Driffield | East Yorkshire | Y025 8QS | England | 503848 | 457075 | Creyke Beck | Driffield/Beverley Group | Harmony Energy Storage | 66 | Northern Powergrid (Yorkshire) plc | Solar | Photovoltaic | No |  |  | 30 | [12 empty] | No | Accepted to Connect | N/A | N/A | N/A |  |  | N/A | 30 | 30 | 31.579 |  |  | 2019-11-22 | [7 empty] | 2020-09-28
Data Not Available | Data Not Available | Hull Royal Infirmary CHP | Hull Royal Infirmary CHP | Hull Royal Infirmary | Anlaby Road | Hull | East Yorkshire | HU3 2JZ | England | 508397 | 428848 | Creyke Beck | Hull South | Clarendon Street | 11 | Northern Powergrid (Yorkshire) plc | Fossil - Gas | Steam turbine (thermal power plant) | Yes |  |  | 1.5 | [12 empty] | No | Accepted to Connect | N/A | N/A | N/A |  |  | N/A | 1.5 | 1.5 | 1.579 |  |  | 2020-02-24 | [7 empty] | 2021-10-13
Data Not Available | Data Not Available | Omya Wind Farm | Omya Wind Farm | Melton Bottom | Melton | North Ferriby | East Yorkshire | HU14 3HU | England | 496994 | 427008 | Creyke Beck | Hull West | Gibson Lane | 11 | Northern Powergrid (Yorkshire) plc | Wind | Onshore Wind Turbines | No |  |  | 3 | [12 empty] | No | Accepted to Connect | N/A | N/A | N/A |  |  | N/A | 3 | 3 | 3.158 |  |  | 2020-02-06 | [7 empty] | 2020-09-28
Data Not Available | Data Not Available | Low Farm Solar | Low Farm Solar | Low Farm | Dunswell Lane | COTTINGHAM | East Yorkshire | HU16 4JP | England | 505616 | 435567 | Creyke Beck | Beverley 132/33kV | Low Farm Solar | 33 | Northern Powergrid (Yorkshire) plc | Solar | Photovoltaic | No |  |  | 25 | [12 empty] | No | Accepted to Connect | N/A | N/A | N/A |  |  | N/A | 25 | 25 | 26.316 |  |  | 2021-02-15 | [7 empty] | 2021-06-10
Data Not Available | Data Not Available | Castle Hill Hospital | Castle Hill Hospital | Castle Hill Hospital | Castle Road | Cottingham | East Yorkshire | HU16 5JQ | England | 502456 | 432355 | Creyke Beck | Hull South | County Road North | 11 | Northern Powergrid (Yorkshire) plc | Solar | Photovoltaic | No |  |  | 4 | [12 empty] | No | Accepted to Connect | N/A | N/A | N/A |  |  | N/A | 4 | 4 | 4.211 |  |  | 2021-07-08 | [7 empty] | 2021-08-12
Data Not Available | Data Not Available | Creyke Beck Solar | Creyke Beck Solar | Creyke Beck | Drove Lane | Hull | East Yorkshire | HU7 5XZ | England | 507390 | 438410 | Creyke Beck | Creyke Beck Solar | Creyke Beck Solar Direct | 132 | Northern Powergrid (Yorkshire) plc | Solar | Photovoltaic | No |  |  | 320 | [12 empty] | No | Accepted to Connect | N/A | N/A | N/A |  |  | N/A | 320 | 320 | 336.842 |  |  | 2021-07-28 | [7 empty] | 2021-08-12
2300000336496 | Data Not Available | Hedon Salads Ltd | Hedon Salads Ltd | Main Road | Newport | Brough | East Yorkshire | HU15 2PR | England | 485985 | 430738 | Creyke Beck | Hull West | Newport 1 | 11 | Northern Powergrid (Yorkshire) plc | Fossil - Gas | Steam turbine (thermal power plant) | Yes |  |  | 3.86 | [12 empty] | No | Connected | 3.86 | 3.86 | 4.063 |  |  | 2010-04-01 | N/A | N/A | N/A |  |  | Data Not Available | [7 empty] | 2021-10-13
2300000434723 | Data Not Available | Anchor Nurseries | Anchor Nurseries | Thearne Lane | Woodmansey | Beverley | East Yorkshire | HU17 0SA | England | 504249 | 439014 | Creyke Beck | Beverley 132/33kV | Spark Mill Lane | 11 | Northern Powergrid (Yorkshire) plc | Waste | Gas turbine (OCGT) | No |  |  | 2.85 | [12 empty] | No | Connected | 2.85 | 2.85 | 3 |  |  | 2000-09-01 | N/A | N/A | N/A |  |  | Data Not Available | [7 empty] | 2021-10-13
2300000434732 | Data Not Available | Park Lane Nurseries | Park Lane Nurseries | Park Lane | Cottingham | Hull | East Yorkshire | HU16 5RX | England | 504237 | 433951 | Creyke Beck | Beverley 132/33kV | Endike Lane | 11 | Northern Powergrid (Yorkshire) plc | Fossil - Gas | Engine (combustion / reciprocating) | No |  |  | 4.5 | [12 empty] | No | Connected | 6.5 | 6.5 | 4.5 |  |  | 2001-04-01 | N/A | N/A | N/A |  |  | Data Not Available | [7 empty] | 2021-10-14
2300000953170 | Data Not Available | Dunswell Lane Nurseries | Dunswell Lane Nurseries | Dunswell Lane | Dunswell | Hull | East Yorkshire | HU16 4JP | England | 505616 | 435567 | Creyke Beck | Beverley 132/33kV | Spark Mill Lane | 11 | Northern Powergrid (Yorkshire) plc | Waste | Gas turbine (OCGT) | No |  |  | 1.354 | [12 empty] | No | Connected | 1.188 | 1.188 | 1.425 |  |  | 2010-04-01 | N/A | N/A | N/A |  |  | Data Not Available | [7 empty] | 2021-10-13
2300000953198 | Data Not Available | North Moor Lane | North Moor Lane | North Moor Lane | Cottingham | Hull | East Yorkshire | HU16 4JN | England | 505602 | 434288 | Creyke Beck | Beverley 132/33kV | Southwood Road | 11 | Northern Powergrid (Yorkshire) plc | Fossil - Gas | Steam turbine (thermal power plant) | Yes |  |  | 1.781 | [12 empty] | No | Connected | 1.52 | 1.52 | 1.875 |  |  | 2010-04-01 | N/A | N/A | N/A |  |  | Data Not Available | [7 empty] | 2021-10-13
2366521221013 | Data Not Available | Jacksons Bakery | Jacksons Bakery | 40 | DERRINGHAM STREET | HULL | East Yorkshire | HU3 1EW | England | 508179 | 429445 | Creyke Beck | Hull South | Clarendon Street | 11 | Northern Powergrid (Yorkshire) plc | Fossil - Gas | Steam turbine (thermal power plant) | Yes |  |  | 1.45 | [12 empty] | No | Connected | 1.45 | 1.45 | 1.526 |  |  | N/A | N/A | N/A | N/A |  |  | 2015-04-23 | [7 empty] | 2021-11-16
2380001097288 | Data Not Available | Castle Hill Hospital | Castle Hill Hospital | Castle Hill Hospital | Castle Road | Cottingham | East Yorkshire | HU16 5JQ | England | 502456 | 432355 | Creyke Beck | Hull South | County Road North | 11 | Northern Powergrid (Yorkshire) plc | Fossil - Gas | Steam turbine (thermal power plant) | Yes |  |  | 1.521 | [12 empty] | No | Accepted to Connect | N/A | N/A | N/A |  |  | N/A | 1.521 | 1.521 | 1.601 |  |  | 2021-01-19 | [7 empty] | 2021-10-13
2380002293170 | Data Not Available | Energy Works Hull | Energy Works Hull | Energy Works Hull LTD | Cleveland Street | Hull | East Yorkshire | HU8 8AZ | England | 510344 | 430299 | Creyke Beck | Cleveland Street Generation | Cleveland Street Generation Direct | 132 | Northern Powergrid (Yorkshire) plc | Fossil - Gas | Steam turbine (thermal power plant) | Yes |  |  | 25 | [12 empty] | No | Connected | 25 | 25 | 26.316 |  |  | 2016-07-05 | N/A | N/A | N/A |  |  | Data Not Available | [7 empty] | 2021-10-13
2394000011646 | Data Not Available | Humberfield Landfill | Humberfield Landfill | Hull West Substation | A63 Roundabout Boothferry Road | Hull | East Yorkshire | HU13 0JA | England | 501766 | 426158 | Creyke Beck | Hull West | Humberfield Landfill Generation | 33 | Northern Powergrid (Yorkshire) plc | Waste | Gas turbine (OCGT) | No |  |  | 3.8 | [12 empty] | No | Connected | 3.8 | 3.8 | 4 |  |  | 2012-04-01 | N/A | N/A | N/A |  |  | Data Not Available | [7 empty] | 2021-10-13
2394000020419 | Data Not Available | Carnaby Landfill | Carnaby Landfill | Moor Lane | Carnaby | Bridlington | East Yorkshire | YO16 4 | England | 517545 | 467398 | Creyke Beck | Driffield/Beverley Group | Brett Street | 11 | Northern Powergrid (Yorkshire) plc | Waste | Gas turbine (OCGT) | No |  |  | 1.71 | [12 empty] | No | Connected | 1.235 | 1.235 | 1.8 |  |  | 2010-04-01 | N/A | N/A | N/A |  |  | Data Not Available | [7 empty] | 2021-10-13
2394000021157 | Data Not Available | Gallymoor Landfill | Gallymoor Landfill | Market Weighton Road | Holme-on-Spalding-Moor | York | North Yorkshire | YO43 4ED | England | 488141 | 441451 | Creyke Beck | Beverley 132/33kV | Southgate | 11 | Northern Powergrid (Yorkshire) plc | Waste | Gas turbine (OCGT) | No |  |  | 1.995 | [12 empty] | No | Connected | 1.995 | 1.995 | 2.1 |  |  | 2010-04-01 | N/A | N/A | N/A |  |  | Data Not Available | [7 empty] | 2021-10-13
2394000053024 | Data Not Available | Croda Chemicals Wind Turbine | Croda Chemicals Wind Turbine | CRODA CHEMICALS LTD | Oak Road | Hull | East Yorkshire | HU6 7PH | England | 508193 | 432929 | Creyke Beck | Beverley 132/33kV | First Avenue | 11 | Northern Powergrid (Yorkshire) plc | Wind | Onshore Wind Turbines | No |  |  | 1.995 | [12 empty] | No | Connected | 2.09 | 2.09 | 2.1 |  |  | 2008-06-17 | N/A | N/A | N/A |  |  | Data Not Available | [7 empty] | 2020-09-28
2394000055174 | Data Not Available | Lissett Airfield Wind Farm | Lissett Airfield Wind Farm | Lisset Wind Farm | Lisset | Driffield | East Yorkshire | YO25 8QD | England | 512940 | 457562 | Creyke Beck | Driffield/Beverley Group | Lissett Windfarm | 66 | Northern Powergrid (Yorkshire) plc | Wind | Onshore Wind Turbines | No |  |  | 30 | [12 empty] | Yes | Connected | 30 | 30 | 31.579 |  |  | 2009-02-01 | N/A | N/A | N/A |  |  | Data Not Available | [7 empty] | 2020-09-28
2394000067550 | Data Not Available | Sandhill | Sandhill | Garton Road | Kirkburn | Driffield | East Yorkshire | YO25 9DR | England | 497497 | 454571 | Creyke Beck | Driffield/Beverley Group | Kirkburn | 11 | Northern Powergrid (Yorkshire) plc | Biomass | Steam turbine (thermal power plant) | No |  |  | 3.23 | [12 empty] | No | Connected | 3.126 | 3.126 | 3.4 |  |  | 2011-01-01 | N/A | N/A | N/A |  |  | Data Not Available | [7 empty] | 2021-10-13
2394000068350 | Data Not Available | Catwick Lane Biomass | Catwick Lane Biomass | Catwick Lane | Brandesburton | Driffield | East Yorkshire | YO25 8SA | England | 516963 | 446928 | Creyke Beck | Driffield/Beverley Group | Seaton | 11 | Northern Powergrid (Yorkshire) plc | Biomass | Steam turbine (thermal power plant) | No |  |  | 2.85 | [12 empty] | No | Connected | 2.85 | 2.85 | 3 |  |  | 2010-08-01 | N/A | N/A | N/A |  |  | Data Not Available | [7 empty] | 2021-10-13
2394000089457 | Data Not Available | Great Field Lane Generation | Great Field Lane Generation | Great Field Lane | Great Field Lane | Hull | East Yorkshire | HU9 5WA | England | 514322 | 429796 | Creyke Beck | Bransholme | Great Field Lane Generation | 33 | Northern Powergrid (Yorkshire) plc | Fossil - Gas | Engine (combustion / reciprocating) | No |  |  | 23.75 | [12 empty] | No | Connected | 23.75 | 23.75 | 25 |  |  | 2012-01-16 | N/A | N/A | N/A |  |  | Data Not Available | [7 empty] | 2021-10-14
2394000093027 | Data Not Available | Sancton Hill Wind Farm | Sancton Hill Wind Farm | Sancton Hilll Wind Farm | Market Weighton | Sacton | East Yorkshire | YO43 4RH | England | 491954 | 439751 | Creyke Beck | Beverley 132/33kV | Beverley Lane | 33 | Northern Powergrid (Yorkshire) plc | Wind | Onshore Wind Turbines | No |  |  | 9.5 | [12 empty] | No | Connected | 9.5 | 9.5 | 10 |  |  | 2012-04-02 | N/A | N/A | N/A |  |  | Data Not Available | [7 empty] | 2020-09-28
2394000094590 | Data Not Available | Routh Wind Farm | Routh Wind Farm | Hall Farm Windfarm | Routh | Beverley | East Yorkshire | HU17 9SL | England | 508354 | 442283 | Creyke Beck | Beverley 132/33kV | Routh Windfarm | 33 | Northern Powergrid (Yorkshire) plc | Wind | Onshore Wind Turbines | No |  |  | 24.093 | [12 empty] | No | Connected | 24.093 | 24.093 | 25.361 |  |  | 2012-09-13 | N/A | N/A | N/A |  |  | Data Not Available | [7 empty] | 2020-09-28
2394000098805 | Data Not Available | Withernwick Wind Farm | Withernwick Wind Farm | Aldbrough Road | Aldbrough | Hull | East Yorkshire | HU11 4TF | England | 520414 | 440663 | Creyke Beck | Driffield/Beverley Group | Withernwick Windfarm | 66 | Northern Powergrid (Yorkshire) plc | Wind | Onshore Wind Turbines | No |  |  | 8.2 | [12 empty] | No | Connected | 8.2 | 8.2 | 8.632 |  |  | 2019-01-01 | N/A | N/A | N/A |  |  | 2017-04-07 | [7 empty] | 2020-09-28
2394000098805 | Data Not Available | Withernwick Wind Farm | Withernwick Wind Farm | Aldbrough Road | Aldbrough | Hull | East Yorkshire | HU11 4TF | England | 520663 | 440685 | Creyke Beck | Driffield/Beverley Group | Withernwick Windfarm | 66 | Northern Powergrid (Yorkshire) plc | Wind | Onshore Wind Turbines | No |  |  | 18.07 | [12 empty] | Yes | Connected | 18.07 | 18.07 | 19.021 |  |  | 2013-03-06 | N/A | N/A | N/A |  |  | Data Not Available | [7 empty] | 2020-09-28
2394000123276 | Data Not Available | Kingspan Ltd | Kingspan Ltd | Widespan Works | Sherburn | Malton | North Yorkshire | YO17 8PQ | England | 496348 | 476946 | Creyke Beck | Driffield/Beverley Group | Butterwick | 11 | Northern Powergrid (Yorkshire) plc | Solar | Photovoltaic | No |  |  | 3.852 | [12 empty] | Yes | Connected | 3.852 | 3.852 | 4.055 |  |  | 2016-03-22 | N/A | N/A | N/A |  |  | Data Not Available | [7 empty] | 2020-09-28
2394000124400 | Data Not Available | Fraisthorpe Wind Farm | Fraisthorpe Wind Farm | Manor Farm | Fraisthorpe | Bridlington | East Yorkshire | Y015 3QT | England | 516002 | 463063 | Creyke Beck | Driffield/Beverley Group | Fraisthorpe Windfarm | 66 | Northern Powergrid (Yorkshire) plc | Wind | Onshore Wind Turbines | No |  |  | 30.6 | [12 empty] | Yes | Connected | 30.6 | 30.6 | 32.211 |  |  | 2015-11-01 | N/A | N/A | N/A |  |  | Data Not Available | [7 empty] | 2020-09-28
2394000129204 | Data Not Available | Carlam Solar Farm | Carlam Solar Farm | Hill Farm | Sutton-on-Hull | Hull | East Yorkshire | HU7 5YX | England | 510606 | 436650 | Creyke Beck | Bransholme | Wawne Road | 11 | Northern Powergrid (Yorkshire) plc | Solar | Photovoltaic | No |  |  | 8.2 | [12 empty] | No | Connected | 8.2 | 8.2 | 8.632 |  |  | 2016-06-01 | N/A | N/A | N/A |  |  | Data Not Available | [7 empty] | 2020-09-28
2394000132094 | Data Not Available | Tansterne Biomass | Tansterne Biomass | Tansterne Road | Aldbrough | Hull | East Yorkshire | HU11 4RD | England | 521886 | 437737 | Creyke Beck | Driffield/Beverley Group | Tansterne Generation | 66 | Northern Powergrid (Yorkshire) plc | Biomass | Steam turbine (thermal power plant) | No |  |  | 22 | [12 empty] | Yes | Connected | 22 | 22 | 23.158 |  |  | 2017-03-01 | N/A | N/A | N/A |  |  | Data Not Available | [7 empty] | 2021-10-13
2394000132642 | Data Not Available | Gibson Lane Wind Farm | Gibson Lane Wind Farm | Gibson Lane | Mleton | North Ferriby | East Yorkshire | HU14 3HH | England | 496944 | 425548 | Creyke Beck | Hull West | Gibson Lane Windfarm | 33 | Northern Powergrid (Yorkshire) plc | Wind | Onshore Wind Turbines | No |  |  | 4.6 | [12 empty] | No | Connected | 4.6 | 4.6 | 4.842 |  |  | 2017-03-09 | N/A | N/A | N/A |  |  | Data Not Available | [7 empty] | 2020-09-28
2394000132795 | Data Not Available | Brocklesby Biogas | Brocklesby Biogas | Crosslands Lane | North Cave | Brough | East Yorkshire | HU15 2PG | England | 488023 | 432271 | Creyke Beck | Hull West | Newport 1 | 11 | Northern Powergrid (Yorkshire) plc | Biomass | Steam turbine (thermal power plant) | No |  |  | 3.56 | [12 empty] | Yes | Connected | 3.56 | 3.56 | 3.747 |  |  | 2016-12-23 | N/A | N/A | N/A |  |  | Data Not Available | [7 empty] | 2021-10-13
2394000135003 | Data Not Available | APS Growers Ltd | APS Growers Ltd | 111 Stockbridge Road | Elloughton | Brough | East Yorkshire | HU15 1HW | England | 494233 | 428034 | Creyke Beck | Hull West | Skillings Lane | 11 | Northern Powergrid (Yorkshire) plc | Biomass | Steam turbine (thermal power plant) | No |  |  | 3.192 | [12 empty] | No | Connected | 3.192 | 3.192 | 3.36 |  |  | 2017-09-18 | N/A | N/A | N/A |  |  | Data Not Available | [7 empty] | 2021-10-13
BP_BESS | Data Not Available | Burn Park Farm Gas Units | Burn Park Farm Gas Units | Burn Park Cottages | Creyke Beck | Hull | East Yorkshire | HU16 5SB | England | 504312 | 435033 | Creyke Beck | Burn Park Farm | Burn Park Farm Direct | 132 | Northern Powergrid (Yorkshire) plc | Fossil - Gas | Engine (combustion / reciprocating) | No |  |  | 49.9 | [12 empty] | No | Connected | 49.9 | 49.9 | 52.526 |  |  | 2018-04-01 | N/A | N/A | N/A |  |  | 2016-11-08 | [7 empty] | 2021-10-14
BP_STOR | Data Not Available | Burn Park Farm Energy Storage | Burn Park Farm Energy Storage | Burn Park Cottages | Creyke Beck | Hull | East Yorkshire | HU16 5RZ | England | 503633 | 434436 | Creyke Beck | Burn Park Farm | Burn Park Farm Direct | 132 | Northern Powergrid (Yorkshire) plc | Stored Energy (all stored energy irrespective of the original energy source) | Storage - Electrochemical (Batteries) | No |  |  | 49.9 | [12 empty] | No | Connected | 49.9 | 49.9 | 52.526 |  |  | 2019-01-01 | N/A | N/A | N/A |  |  | 2016-11-08 | [7 empty] | 2021-10-13
2300000535750 | 2366531893218 | Poolbank Salads (Ryding Salads) | Poolbank Salads (Ryding Salads) | Common Lane | Welton | Brough | East Yorkshire | HU15 1PT | England | 494180 | 426367 | Creyke Beck | Hull West | Skillings Lane | 11 | Northern Powergrid (Yorkshire) plc | Waste | Gas turbine (OCGT) | No |  |  | 4.095 | [12 empty] | No | Connected | 4.095 | 4.095 | 4.311 |  |  | 2010-04-01 | N/A | N/A | N/A |  |  | Data Not Available | [7 empty] | 2021-10-13
2394000143592 | 2380002650242 | Hull Energy Centre | Hull Energy Centre | Hull Solar Energy Centre | Preston Road | Hull | East Yorkshire | HU11 4DZ | England | 515812 | 432126 | Creyke Beck | Bransholme | Hull Energy Centre | 33 | Northern Powergrid (Yorkshire) plc | Fossil - Gas | Steam turbine (thermal power plant) | No |  |  | 21 | [12 empty] | No | Connected | 21 | 21 | 22.105 |  |  | 2020-09-14 | N/A | N/A | N/A |  |  | 2018-01-05 | [7 empty] | 2021-10-13
2394000107089 | 2394000085806 | Greens Lane Wind Farm 1 | Greens Lane Wind Farm 1 | Wadworth Hill House | Greens Lane | Burton Pidsea | East Yorkshire | HU12 9EY | England | 524514 | 429710 | Creyke Beck | Driffield/Beverley Group | Burton Pidsea | 11 | Northern Powergrid (Yorkshire) plc | Wind | Onshore Wind Turbines | No |  |  | 13.6 | [12 empty] | No | Connected | 13.6 | 13.6 | 14.316 |  |  | 2014-09-11 | N/A | N/A | N/A |  |  | Data Not Available | [7 empty] | 2020-09-28
2394000095831 | 2394000095840 | Sober Hill Wind Farm | Sober Hill Wind Farm | Sober Hill Farm | Stoneknowle Hill | York | North Yorkshire | YO43 4TG | England | 492278 | 439167 | Creyke Beck | Beverley 132/33kV | Sober Hill | 33 | Northern Powergrid (Yorkshire) plc | Wind | Onshore Wind Turbines | No |  |  | 12.046 | [12 empty] | No | Connected | 12.046 | 12.046 | 12.68 |  |  | 2013-03-20 | N/A | N/A | N/A |  |  | Data Not Available | [7 empty] | 2020-09-28
Data Not Available | Data Not Available | Lissett Lane | Lissett Lane | Lissett Lane | Lissett | Driffield | LINCOLNSHIRE | YO25 8PX | England | 513475 | 457544 | Creyke Beck | Driffield/Beverley Group | Lissett Windfarm | 66 | Northern Powergrid (Yorkshire) plc | Solar | Photovoltaic | No |  |  | 26 | [12 empty] | No | Accepted to Connect | N/A | N/A | N/A |  |  | N/A | 26 | 26 | 27.368 |  |  | 2022-03-01 | [7 empty] | 2022-04-14
Data Not Available | Data Not Available | Howdens Joinery Non-Exporting Generation | Howdens Joinery Non-Exporting Generation | Howdens Joinery | Howden | Goole | East Yorkshire | DN14 7DU | England | 474495 | 427578 | Drax | Osgodby 3/4 | Thorpe Road | 11 | Northern Powergrid (Yorkshire) plc | Fossil - Gas | Engine (combustion / reciprocating) | No |  |  | 3.56 | [12 empty] | No | Accepted to Connect | N/A | N/A | N/A |  |  | N/A | 0 | 0 | 3.747 |  |  | 2018-07-26 | [7 empty] | 2021-10-14
Data Not Available | Data Not Available | Stillingfleet Colliery Generation Additional | Stillingfleet Colliery Generation Additional | Stilingfleet Colliery | Escrick Road | York | North Yorkshire | YP19 6SG | England | 466548 | 426704 | Drax | Osgodby 1/2 | Stillingfleet | 33 | Northern Powergrid (Yorkshire) plc | Waste | Gas turbine (OCGT) | No |  |  | 5.3 | [12 empty] | No | Accepted to Connect | N/A | N/A | N/A |  |  | N/A | 5.3 | 5.3 | 5.579 |  |  | 2019-11-04 | [7 empty] | 2021-10-13
Data Not Available | Data Not Available | Nordens Barn Farm | Nordens Barn Farm | Nordens Barn Farm | Nordens Barn Farm | Leeds | West Yorkshire | LS25 9AU | England | 466548 | 426704 | Drax | Osgodby 1/2 | Nordens Barn Farm | 33 | Northern Powergrid (Yorkshire) plc | Solar | Photovoltaic | No |  |  | 15 | [12 empty] | No | Accepted to Connect | N/A | N/A | N/A |  |  | N/A | 15 | 15 | 15.789 |  |  | 2021-06-10 | [7 empty] | 2021-07-14
Data Not Available | Data Not Available | Aura Power | Aura Power | Hales Lane | Drax | Selby | North Yorkshire | YO8 8PL | England | 467241 | 425849 | Drax | Aura Power | Aura Power Direct | 132 | Northern Powergrid (Yorkshire) plc | Stored Energy (all stored energy irrespective of the original energy source) | Storage - Electrochemical (Batteries) | No |  |  | 120 | [12 empty] | No | Accepted to Connect | N/A | N/A | N/A |  |  | N/A | 120 | 120 | 126.316 |  |  | 2021-07-15 | [7 empty] | 2021-10-13
2394000019176 | Data Not Available | Stillingfleet Colliery Generation | Stillingfleet Colliery Generation | Stillingfleet Colliery | Strillingfleet | York | North Yorkshire | Y04 6HX | England | 460401 | 440448 | Drax | Osgodby 1/2 | Stillingfleet | 33 | Northern Powergrid (Yorkshire) plc | Waste | Gas turbine (OCGT) | No |  |  | 3 | [12 empty] | No | Connected | 6 | 6 | 3.158 |  |  | 2008-12-01 | N/A | N/A | N/A |  |  | Data Not Available | [7 empty] | 2021-10-13
2394000019176 | Data Not Available | Stillingfleet Colliery Generation | Stillingfleet Colliery Generation | Stillingfleet Colliery | Strillingfleet | York | North Yorkshire | Y04 6HX | England | 466548 | 426704 | Drax | Osgodby 1/2 | Stillingfleet | 33 | Northern Powergrid (Yorkshire) plc | Fossil - Oil | Engine (combustion / reciprocating) | No |  |  | 3.2 | [12 empty] | No | Accepted to Connect | N/A | N/A | N/A |  |  | N/A | 3.2 | 3.2 | 3.368 |  |  | 2020-07-10 | [7 empty] | 2021-10-13
2394000051054 | Data Not Available | Loftsome Bridge Water Works | Loftsome Bridge Water Works | Loftsome Way | Howden | Google | East Yorkshire | DN14 7SW | England | 476292 | 429220 | Drax | Osgodby 3/4 | Thorpe Road | 0.4 | Northern Powergrid (Yorkshire) plc | Wind | Onshore Wind Turbines | No |  |  | 2.47 | [12 empty] | No | Connected | 2.47 | 2.47 | 2.6 |  |  | 2010-04-01 | N/A | N/A | N/A |  |  | Data Not Available | [7 empty] | 2020-09-28
2394000056512 | Data Not Available | Sedalcol Ltd (Whites Recycling) | Sedalcol Ltd (Whites Recycling) | Selby Energy Park | Lowmoor Road | Selby | North Yorkshire | YO8 8EF | England | 461788 | 430700 | Drax | Osgodby 3/4 | Selby | 11 | Northern Powergrid (Yorkshire) plc | Fossil - Gas | Steam turbine (thermal power plant) | Yes |  |  | 4.75 | [12 empty] | No | Connected | 4.75 | 4.75 | 5 |  |  | 2010-08-01 | N/A | N/A | N/A |  |  | Data Not Available | [7 empty] | 2021-10-13
2394000056521 | Data Not Available | Sedalcol Ltd (Whites Recycling) | Sedalcol Ltd (Whites Recycling) | Selby Energy Park | Lowmoor Road | Selby | North Yorkshire | YO8 8EF | England | 462577 | 432562 | Drax | Osgodby 3/4 | Olympia Mills | 11 | Northern Powergrid (Yorkshire) plc | Fossil - Gas | Steam turbine (thermal power plant) | Yes |  |  | 3.325 | [12 empty] | No | Connected | 3.325 | 3.325 | 3.5 |  |  | 2010-04-01 | N/A | N/A | N/A |  |  | Data Not Available | [7 empty] | 2021-10-13
2394000097068 | Data Not Available | Sixpenny Wood Wind Farm | Sixpenny Wood Wind Farm | Junction B1320 | Spenny Wood Wind Farm | Goole | East Yorkshire | DN14 7XF | England | 479463 | 427816 | Drax | Osgodby 3/4 | Sixpenny Wood Windfarm | 33 | Northern Powergrid (Yorkshire) plc | Wind | Onshore Wind Turbines | No |  |  | 20.077 | [12 empty] | Yes | Connected | 20.077 | 20.077 | 21.134 |  |  | 2012-11-08 | N/A | N/A | N/A |  |  | Data Not Available | [7 empty] | 2020-09-28
2394000113278 | Data Not Available | Spaldington Airfield Wind Farm | Spaldington Airfield Wind Farm | Spaldington Airfield Wind Farm | Wood Lane | Brind | East Yorkshire | DN14 7NG | England | 472094 | 435021 | Drax | Osgodby 3/4 | Spaldington Airfield Windfarm | 33 | Northern Powergrid (Yorkshire) plc | Wind | Onshore Wind Turbines | No |  |  | 12.5 | [12 empty] | No | Connected | 12.5 | 12.5 | 13.158 |  |  | 2016-03-01 | N/A | N/A | N/A |  |  | Data Not Available | [7 empty] | 2020-09-28
2394000117991 | Data Not Available | Whitemoor STOR | Whitemoor STOR | Selby Energy Park | Lowmoor Road | Selby | North Yorkshire | YO8 6EG | England | 466423 | 435761 | Drax | Osgodby 1/2 | Whitemoor | 33 | Northern Powergrid (Yorkshire) plc | Fossil - Oil | Engine (combustion / reciprocating) | No |  |  | 18 | [12 empty] | No | Connected | 18 | 18 | 18.947 |  |  | 2014-10-22 | N/A | N/A | N/A |  |  | Data Not Available | [7 empty] | 2021-10-13
2394000131338 | Data Not Available | Selby STOR | Selby STOR | UNIT 1 B East Common Lane | Barlow | Selby | North Yorkshire | YO8 8GA | England | 463141 | 431422 | Drax | Osgodby 3/4 | Selby STOR | 33 | Northern Powergrid (Yorkshire) plc | Fossil - Gas | Engine (combustion / reciprocating) | No |  |  | 16 | [12 empty] | No | Connected | 16 | 16 | 16.842 |  |  | 2016-09-01 | N/A | N/A | N/A |  |  | Data Not Available | [7 empty] | 2021-10-13
2394000133317 | Data Not Available | Gascoigne Wood (Gascgoine Wood SS) STOR | Gascoigne Wood (Gascgoine Wood SS) STOR | Lennerton Lane | Sherburn In Elmet | Leeds | West Yorkshire | LS25 6LH | England | 452428 | 432025 | Drax | Osgodby 1/2 | Gascoigne Wood | 33 | Northern Powergrid (Yorkshire) plc | Fossil - Gas | Engine (combustion / reciprocating) | No |  |  | 35 | [12 empty] | Yes | Connected | 35 | 35 | 36.842 |  |  | 2018-11-01 | N/A | N/A | N/A |  |  | Data Not Available | [7 empty] | 2021-10-13
Data Not Available | Data Not Available | Copley Data Centre, Salterhebble | Copley Data Centre, Salterhebble | Salterhebble | Wakefield Road | Copley | West Yorkshire | HX3 0TD | England | 407751 | 423510 | Elland | Sowerby Bridge 132/33kV | Salterhebble | 11 | Northern Powergrid (Yorkshire) plc | Other | Other | No |  |  | 7.6 | [12 empty] | No | Connected | 0 | 0 | 8 |  |  | Data Not Available | N/A | N/A | N/A |  |  | Data Not Available | [7 empty] | 2021-10-13
Data Not Available | Data Not Available | YW Calder Valley CHP | YW Calder Valley CHP | Yorkshire Water Calder Valley SI Works | Cooper Bridge Road | Mirfield | West Yorkshire | WF14 0BS | England | 417836 | 420810 | Elland | Brighouse 132/33kV | Deighton | 11 | Northern Powergrid (Yorkshire) plc | Fossil - Gas | Steam turbine (thermal power plant) | Yes |  |  | 2.984 | [12 empty] | No | Accepted to Connect | N/A | N/A | N/A |  |  | N/A | 2.984 | 2.984 | 3.141 |  |  | 2019-09-12 09:51 | [7 empty] | 2021-10-13
2300000233610 | Data Not Available | Thornhill CCGT | Thornhill CCGT | EON UK Cogeneration LTD | Calder Road | Dewsbury | West Yorkshire | WF12 9EA | England | 422895 | 420186 | Elland | Thornhill 132kV | Thornhill Cogen Generation | 33 | Northern Powergrid (Yorkshire) plc | Fossil - Gas | Steam turbine (thermal power plant) | Yes |  |  | 47.5 | [12 empty] | No | Connected | 55.1 | 55.1 | 50 |  |  | 2000-08-02 | N/A | N/A | N/A |  |  | Data Not Available | [7 empty] | 2021-10-13
2300000233666 | Data Not Available | Royd Moor Windfarm | Royd Moor Windfarm | Thurlstone | Penistone | Sheffield | South Yorkshire | S36 9NY | England | 420794 | 404583 | Elland | Thornhill 132kV | Hazlehead | 11 | Northern Powergrid (Yorkshire) plc | Wind | Onshore Wind Turbines | No |  |  | 6.284 | [12 empty] | No | Connected | 6.284 | 6.284 | 6.615 |  |  | 2000-08-01 | N/A | N/A | N/A |  |  | Data Not Available | [7 empty] | 2020-09-28
2300000683342 | Data Not Available | Sonoco Board Mills | Sonoco Board Mills | Sonoco LTD | Holywell Green | Halifax | West Yorkshire | HX4 9PY | England | 410689 | 416812 | Elland | Lindley | Prospect Road | 11 | Northern Powergrid (Yorkshire) plc | Fossil - Gas | Steam turbine (thermal power plant) | Yes |  |  | 3.325 | [12 empty] | No | Connected | 3.325 | 3.325 | 3.5 |  |  | 2010-04-01 | N/A | N/A | N/A |  |  | Data Not Available | [7 empty] | 2021-10-13
2316510810126 | Data Not Available | PowerGen | PowerGen | Wyke Lane | Wyke | Bradford | West Yorkshire | BD12 9BA | England | 418444 | 426207 | Elland | Brighouse 132/33kV | Snelsins Lane | 11 | Northern Powergrid (Yorkshire) plc | Waste | Gas turbine (OCGT) | No |  |  | 2.375 | [12 empty] | No | Connected | 1.52 | 1.52 | 2.5 |  |  | 2010-04-01 | N/A | N/A | N/A |  |  | Data Not Available | [7 empty] | 2021-10-13
2326525940037 | Data Not Available | Armitage Bridge Mills (John Booke and Sons Holding) | Armitage Bridge Mills (John Booke and Sons Holding) | Technology Park | Armitage Bridge | Huddersfield | West Yorkshire | HD4 7NR | England | 413217 | 411921 | Elland | Lindley | Honley | 0.4 | Northern Powergrid (Yorkshire) plc | Water (flowing water or head of water) | Tidal stream devices | No |  |  | 2 | [12 empty] | No | Connected | 2 | 2 | 2.105 |  |  | 2010-04-01 | N/A | N/A | N/A |  |  | Data Not Available | [7 empty] | 2021-10-13
2380000303419 | Data Not Available | Buy It Direct PV | Buy It Direct PV | Neptune Way | Leeds Road | Huddersfield | West Yorkshire | HD2 1UA | England | 417044 | 419299 | Elland | Brighouse 132/33kV | Deighton | 11 | Northern Powergrid (Yorkshire) plc | Solar | Photovoltaic | No |  |  | 1.2 | [12 empty] | No | Accepted to Connect | N/A | N/A | N/A |  |  | N/A | 1.2 | 1.2 | 1.263 |  |  | 2021-06-29 | [7 empty] | 2021-07-14
2394000086075 | Data Not Available | Hazlehead Wind Farm | Hazlehead Wind Farm | Fox Holes Grove | Crow Edge | Sheffield | South Yorkshire | S36 4HN | England | 447256 | 403886 | Elland | Thornhill 132kV | Hazlehead | 11 | Northern Powergrid (Yorkshire) plc | Wind | Onshore Wind Turbines | No |  |  | 5.7 | [12 empty] | No | Connected | 5.7 | 5.7 | 6 |  |  | 2011-10-31 | N/A | N/A | N/A |  |  | Data Not Available | [7 empty] | 2021-06-17
2394000094865 | Data Not Available | Blackstone Edge Wind Farm | Blackstone Edge Wind Farm | Near | Blackstone Edge | Holmfirth | West Yorkshire | HD9 7TW | England | 416159 | 407393 | Elland | Thornhill 132kV | Scholes | 11 | Northern Powergrid (Yorkshire) plc | Wind | Onshore Wind Turbines | No |  |  | 5.7 | [12 empty] | No | Connected | 5.7 | 5.7 | 6 |  |  | 2012-12-01 | N/A | N/A | N/A |  |  | Data Not Available | [7 empty] | 2020-09-28
2394000107353 | Data Not Available | Todmorden Moor Wind Farm | Todmorden Moor Wind Farm | Wind Farm | Flower Scarr Road | Todmorden | West Yorkshire | OL14 7JB | England | 392406 | 419576 | Elland | Sowerby Bridge 132/33kV | Todmorden Moor Windfarm | 33 | Northern Powergrid (Yorkshire) plc | Wind | Onshore Wind Turbines | No |  |  | 19.999 | [12 empty] | No | Connected | 19.999 | 19.999 | 21.052 |  |  | 2014-04-30 | N/A | N/A | N/A |  |  | Data Not Available | [7 empty] | 2021-10-14
2394000109226 | Data Not Available | Lower Brighouse WTW | Lower Brighouse WTW | Lower Brighouse WTW | Cooper Bridge Road | Mirfield | West Yorkshire | WF14 0BS | England | 411678 | 416061 | Elland | Thornhill 132kV | Mirfield | 11 | Northern Powergrid (Yorkshire) plc | Fossil - Gas | Steam turbine (thermal power plant) | Yes |  |  | 1.5 | [12 empty] | No | Connected | 1.5 | 1.5 | 1.579 |  |  | 2014-08-20 | N/A | N/A | N/A |  |  | Data Not Available | [7 empty] | 2021-10-13
Data Not Available | Data Not Available | Drenl Eggborough | Drenl Eggborough | Eggborough Road | Near A19 Junction | Eggborough | North Yorkshire | DN14 0LD | England | 455689 | 423006 | Ferrybridge A | Ferrybridge A | Hut Green Generation | 66 | Northern Powergrid (Yorkshire) plc | Biomass | Steam turbine (thermal power plant) | No |  |  | 38 | [12 empty] | No | Accepted to Connect | N/A | N/A | N/A |  |  | N/A | 38 | 38 | 40 |  |  | Data Not Available | [7 empty] | 2021-10-13
Data Not Available | Data Not Available | Saint Gobain Glass UK Limited (Non-Exporting) | Saint Gobain Glass UK Limited (Non-Exporting) | Weeland Road | Eggborough | Goole | East Yorkshire | DN14 0FD | England | 457137 | 423531 | Ferrybridge A | Ferrybridge A | Saint Gobain Glassworks | 66 | Northern Powergrid (Yorkshire) plc | Fossil - Gas | Engine (combustion / reciprocating) | No |  |  | 5.9 | [12 empty] | No | Accepted to Connect | N/A | N/A | N/A |  |  | N/A | 0 | 0 | 6.211 |  |  | 2017-12-01 | [7 empty] | 2021-10-14
Data Not Available | Data Not Available | Kellingley Colliery CHP | Kellingley Colliery CHP | Former Kellingley Colliery | Turvers Lane | Knottingley | West Yorkshire | WF11 8DT | England | 452874 | 423653 | Ferrybridge A | Ferrybridge A | Kellingley CHP | 66 | Northern Powergrid (Yorkshire) plc | Fossil - Gas | Steam turbine (thermal power plant) | No |  |  | 38 | [12 empty] | No | Accepted to Connect | N/A | N/A | N/A |  |  | N/A | 38 | 38 | 40 |  |  | 2019-10-14 | [7 empty] | 2021-10-13
Data Not Available | Data Not Available | Next Solar | Next Solar | ELMSALL WAY WAREHOUSE | DALE LANE | PONTEFRACT | West Yorkshire | WF9 2XT | England | 448349 | 411936 | Ferrybridge A | Ferrybridge A | South Elmsall | 11 | Northern Powergrid (Yorkshire) plc | Solar | Photovoltaic | No |  |  | 2 | [12 empty] | No | Accepted to Connect | N/A | N/A | N/A |  |  | N/A | 2 | 2 | 2.105 |  |  | 2020-09-11 | [7 empty] | 2020-10-12
Data Not Available | Data Not Available | Elmsall Way Standby | Elmsall Way Standby | Elmswall Way | South Elmsall | Pontefract | West Yorkshire | WF9 2XT | England | 448349 | 411936 | Ferrybridge A | Ferrybridge A | South Elmsall | 11 | Northern Powergrid (Yorkshire) plc | Fossil - Oil | Engine (combustion / reciprocating) | No |  |  | 1.6 | [12 empty] | No | Accepted to Connect | N/A | N/A | N/A |  |  | N/A | 1.6 | 1.6 | 1.684 |  |  | 2020-10-01 | [7 empty] | 2021-10-13
Data Not Available | Data Not Available | Ledston Solar | Ledston Solar | West of Barnsdale Road | West of Barnsdale Road | Leeds | West Yorkshire | WF10 2AX | England | 442467 | 429000 | Ferrybridge A | Ferrybridge A | Ledston | 66 | Northern Powergrid (Yorkshire) plc | Solar | Photovoltaic | No |  |  | 40 | [12 empty] | No | Accepted to Connect | N/A | N/A | N/A |  |  | N/A | 40 | 40 | 42.105 |  |  | 2021-02-25 | [7 empty] | 2021-06-10
Data Not Available | Data Not Available | Ledston BESS | Ledston BESS | Land East of | Ledston Substation | Ledston | West Yorkshire | WF10 2AW | England | 442694 | 427946 | Ferrybridge A | Ferrybridge A | Ledston BESS | 66 | Northern Powergrid (Yorkshire) plc | Stored Energy (all stored energy irrespective of the original energy source) | Storage - Electrochemical (Batteries) | No |  |  | 50 | [12 empty] | No | Accepted to Connect | N/A | N/A | N/A |  |  | N/A | 50 | 50 | 52.632 |  |  | 2022-01-20 | [7 empty] | 2022-02-10
2394000026712 | Data Not Available | Grimethorpe Generation | Grimethorpe Generation | Springvale Road | Grimethorpe | Barnsley | South Yorkshire | S72 7 | England | 441029 | 408424 | Ferrybridge A | Ferrybridge A | Grimethorpe | 11 | Northern Powergrid (Yorkshire) plc | Fossil - Gas | Engine (combustion / reciprocating) | No |  |  | 5.499 | [12 empty] | No | Connected | 5.499 | 5.499 | 5.788 |  |  | 2010-04-01 | N/A | N/A | N/A |  |  | Data Not Available | [7 empty] | 2021-10-14
2394000114661 | Data Not Available | Landfill at South Kirkby Colliery | Landfill at South Kirkby Colliery | Hemsworth Road | South Kirkby | Pontefract | West Yorkshire | WF9 3LP | England | 444659 | 410892 | Ferrybridge A | Ferrybridge A | South Kirkby | 11 | Northern Powergrid (Yorkshire) plc | Biomass | Steam turbine (thermal power plant) | No |  |  | 2.4 | [12 empty] | No | Connected | 2.4 | 2.4 | 2.526 |  |  | 2016-09-15 | N/A | N/A | N/A |  |  | Data Not Available | [7 empty] | 2021-10-13
2300000233684 | 2300000949971 | Monckton Coke and Chemicals | Monckton Coke and Chemicals | Midland Road | Royston | Barnsley | South Yorkshire | S71 4BP | England | 437652 | 412586 | Ferrybridge A | Ferrybridge A | Monckton | 11 | Northern Powergrid (Yorkshire) plc | Fossil - Gas | Steam turbine (thermal power plant) | Yes |  |  | 9.5 | [12 empty] | No | Connected | 9.5 | 9.5 | 10 |  |  | 2010-04-01 | N/A | N/A | N/A |  |  | Data Not Available | [7 empty] | 2021-10-13
Data Not Available | Data Not Available | Epsilon Generation | Epsilon Generation | Uppercommon Lane | Beal | Goole | West Yorkshire | DN14 0SA | England | 455792 | 424108 | Ferrybridge A | Ferrybridge A | Epsilon Generation | 66 | Northern Powergrid (Yorkshire) plc | Stored Energy (all stored energy irrespective of the original energy source) | Storage - Electrochemical (Batteries) | No |  |  | 30 | [12 empty] | No | Accepted to Connect | N/A | N/A | N/A |  |  | N/A | 35 | 35 | 31.579 |  |  | 2022-03-15 | [7 empty] | 2022-04-14
Data Not Available | Data Not Available | RAF Church Fenton | RAF Church Fenton | RAF Church Fenton | RAF Church Fenton | Tadcaster | North Yorkshire | LS24 9SE | England | 452509 | 437719 | Ferrybridge B | Bramham | Fenton Lane | 11 | Northern Powergrid (Yorkshire) plc | Fossil - Gas | Engine (combustion / reciprocating) | No |  |  | 1.04 | [12 empty] | No | Connected | 0.4 | 0.4 | 1.095 |  |  | Data Not Available | N/A | N/A | N/A |  |  | Data Not Available | [7 empty] | 2021-10-14
Data Not Available | Data Not Available | Premier Way Data Centre DRUPS 1 | Premier Way Data Centre DRUPS 1 | Wakefield Group Data Centre | Normanton Industrial Estate | Normanton | West Yorkshire | WF6 1GY | England | 441235 | 423007 | Ferrybridge B | Featherstone | Premier Way North No 1 | 33 | Northern Powergrid (Yorkshire) plc | Fossil - Oil | Engine (combustion / reciprocating) | No |  |  | 32 | [12 empty] | No | Connected | 0 | 0 | 33.684 |  |  | Data Not Available | N/A | N/A | N/A |  |  | Data Not Available | [7 empty] | 2021-10-13
Data Not Available | Data Not Available | Premier Way Data Centre DRUPS 2 | Premier Way Data Centre DRUPS 2 | Wakefield Group Data Centre | Normanton Industrial Estate | Normanton | West Yorkshire | WF6 1GY | England | 441235 | 423007 | Ferrybridge B | Featherstone | Premier Way North No 2 | 33 | Northern Powergrid (Yorkshire) plc | Fossil - Oil | Engine (combustion / reciprocating) | No |  |  | 32 | [12 empty] | No | Connected | 0 | 0 | 33.684 |  |  | Data Not Available | N/A | N/A | N/A |  |  | Data Not Available | [7 empty] | 2021-10-13
Data Not Available | Data Not Available | Standby Generator at Temple House | Standby Generator at Temple House | Temple House | Seacroft | Leeds | West Yorkshire | LS14 1NH | England | 435487 | 437065 | Ferrybridge B | Whinmoor | Seacroft | 11 | Northern Powergrid (Yorkshire) plc | Other | Other | No |  |  | 1.2 | [12 empty] | No | Accepted to Connect | N/A | N/A | N/A |  |  | N/A | 0 | 0 | 1.263 |  |  | 2018-01-10 | [7 empty] | 2021-10-13
Data Not Available | Data Not Available | Mercia Power - Commonside Lane | Mercia Power - Commonside Lane | Common Side Lane | Featherstone | Pontefract | West Yorkshire | WF7 6EH | England | 442242 | 420702 | Ferrybridge B | Featherstone | Commonside Lane | 11 | Northern Powergrid (Yorkshire) plc | Fossil - Gas | Steam turbine (thermal power plant) | Yes |  |  | 8 | [12 empty] | No | Accepted to Connect | N/A | N/A | N/A |  |  | N/A | 8 | 8 | 8.421 |  |  | 2019-10-16 | [7 empty] | 2021-10-13
Data Not Available | Data Not Available | Kingspan Insulation | Kingspan Insulation | HURRICANE PARK | ENTERPRISE WAY | Leeds | West Yorkshire | LS25 6NA | England | 451081 | 433482 | Ferrybridge B | Bramham | Enterprise Way CHP | 33 | Northern Powergrid (Yorkshire) plc | Fossil - Gas | Steam turbine (thermal power plant) | Yes |  |  | 25 | [12 empty] | No | Accepted to Connect | N/A | N/A | N/A |  |  | N/A | 17 | 17 | 26.316 |  |  | 2020-09-17 | [7 empty] | 2021-10-13
Data Not Available | Data Not Available | Prince of Wales Solar Park | Prince of Wales Solar Park | Prince of Wales Solar Park | Lady Bulk Lane | Pontefract | West Yorkshire | WD8 1JP | England | 440744 | 421252 | Ferrybridge B | Featherstone | Prince of Wales Solar | 33 | Northern Powergrid (Yorkshire) plc | Solar | Photovoltaic | No |  |  | 25 | [12 empty] | No | Accepted to Connect | N/A | N/A | N/A |  |  | N/A | 25 | 25 | 26.316 |  |  | 2021-04-14 | [7 empty] | 2021-06-10
Data Not Available | Data Not Available | Kirkhaw Lane Gas | Kirkhaw Lane Gas | Ferrybridge Gas | Kirkhaw | Knottingley | West Yorkshire | WF11 8RD | England | 447738 | 424916 | Ferrybridge B | Kirkhaw Lane | Kirkhaw Lane Gas | 33 | Northern Powergrid (Yorkshire) plc | Fossil - Gas | Steam turbine (thermal power plant) | Yes |  |  | 20 | [12 empty] | No | Accepted to Connect | N/A | N/A | N/A |  |  | N/A | 20 | 20 | 21.053 |  |  | 2019-02-26 | [7 empty] | 2021-10-13
Data Not Available | Data Not Available | Holmfield Lane BESS | Holmfield Lane BESS | Land East of | Holmfield Lane | Knottingley | West Yorkshire | WF11 8SF | England | 446930 | 424537 | Ferrybridge B | Holmfield Lane BESS | Holmfield Lane BESS Direct | 33 | Northern Powergrid (Yorkshire) plc | Stored Energy (all stored energy irrespective of the original energy source) | Storage - Electrochemical (Batteries) | No |  |  | 50 | [12 empty] | No | Accepted to Connect | N/A | N/A | N/A |  |  | N/A | 50 | 50 | 52.632 |  |  | 2022-01-21 | [7 empty] | 2022-02-10
2300000457730 | Data Not Available | Darrington Leys Quarries Export | Darrington Leys Quarries Export | Darrington Leys | Cridling Stubbs | Knottingley | West Yorkshire | WF11 0AH | England | 450156 | 423597 | Ferrybridge B | Kirkhaw Lane | Weeland Road | 11 | Northern Powergrid (Yorkshire) plc | Fossil - Gas | Steam turbine (thermal power plant) | Yes |  |  | 1.52 | [12 empty] | No | Connected | 1.52 | 1.52 | 1.6 |  |  | 2000-08-30 | N/A | N/A | N/A |  |  | Data Not Available | [7 empty] | 2021-10-13
2300000790550 | Data Not Available | Castleford CCGT (Hickson and Welsh) | Castleford CCGT (Hickson and Welsh) | Hickson & Welch | Weldon Road | Castleford | West Yorkshire | WF10 2JT | England | 443469 | 426416 | Ferrybridge B | Kirkhaw Lane | Duke Street | 33 | Northern Powergrid (Yorkshire) plc | Fossil - Gas | Steam turbine (thermal power plant) | Yes |  |  | 47.5 | [12 empty] | No | Connected | 47.5 | 47.5 | 50 |  |  | 2012-04-01 | N/A | N/A | N/A |  |  | Data Not Available | [7 empty] | 2021-10-13
2300001084863 | Data Not Available | Peckfield Quarry Generation | Peckfield Quarry Generation | Peckfield Quarry | Micklefield | Garforth | West Yorkshire | LS25 4DW | England | 441182 | 433129 | Ferrybridge B | Whinmoor | Ninelands Lane | 11 | Northern Powergrid (Yorkshire) plc | Waste | Gas turbine (OCGT) | No |  |  | 4.009 | [12 empty] | No | Connected | 1.9 | 1.9 | 4.22 |  |  | 2010-04-01 | N/A | N/A | N/A |  |  | Data Not Available | [7 empty] | 2021-10-13
2394000039590 | Data Not Available | Commonside Lane Power Station | Commonside Lane Power Station | Common Side Lane | Featherstone | Pontefract | West Yorkshire | WF7 5DF | England | 441261 | 420411 | Ferrybridge B | Featherstone | Commonside Lane | 11 | Northern Powergrid (Yorkshire) plc | Fossil - Gas | Engine (combustion / reciprocating) | No |  |  | 7.316 | [12 empty] | No | Connected | 7.316 | 7.316 | 7.701 |  |  | 2010-04-01 | N/A | N/A | N/A |  |  | Data Not Available | [7 empty] | 2021-10-14
2394000058333 | Data Not Available | Welbeck Generation | Welbeck Generation | Welbeck Landfill Site | Boudary Lane | Normanton | West Yorkshire | WF6 2JA | England | 437609 | 421495 | Ferrybridge B | Featherstone | Welbeck Generation | 33 | Northern Powergrid (Yorkshire) plc | Waste | Gas turbine (OCGT) | No |  |  | 8 | [12 empty] | No | Connected | 11.97 | 11.97 | 8.421 |  |  | 2009-04-01 | N/A | N/A | N/A |  |  | Data Not Available | [7 empty] | 2021-10-13
2394000107725 | Data Not Available | Prince of Wales Energy Park | Prince of Wales Energy Park | Prince of Wales Energy Park | Skinner Lane | Pontefract | West Yorkshire | WF8 1NA | England | 445497 | 422393 | Ferrybridge B | Featherstone | Prince of Wales | 11 | Northern Powergrid (Yorkshire) plc | Waste | Gas turbine (OCGT) | No |  |  | 1.425 | [12 empty] | No | Connected | 1.9 | 1.9 | 1.5 |  |  | 2013-12-01 | N/A | N/A | N/A |  |  | Data Not Available | [7 empty] | 2021-10-13
2394000108436 | Data Not Available | Whitwood Common Lane | Whitwood Common Lane | Whitwood Common Lane | Commerce Park | Castleford | West Yorkshire | WF10 5TG | England | 440491 | 423988 | Ferrybridge B | Featherstone | Wellington Street | 11 | Northern Powergrid (Yorkshire) plc | Fossil - Gas | Steam turbine (thermal power plant) | Yes |  |  | 2.5 | [12 empty] | No | Accepted to Connect | N/A | N/A | N/A |  |  | N/A | 2.5 | 2.5 | 2.632 |  |  | Data Not Available | [7 empty] | 2021-10-13
2394000111660 | Data Not Available | Ferrybridge Multi-Fuel 1 | Ferrybridge Multi-Fuel 1 | Ferrybridge MFE LTD | Kirkhaw Lane | Knottingley | West Yorkshire | WF11 8DX | England | 448216 | 424964 | Ferrybridge B | Fryston Lane | Fryston Lane Direct | 132 | Northern Powergrid (Yorkshire) plc | Waste | Steam turbine (thermal power plant) | No |  |  | 79 | [12 empty] | No | Connected | 79 | 79 | 83.158 |  |  | 2015-06-18 | N/A | N/A | N/A |  |  | 1905-07-07 | [7 empty] | 2021-10-13
2394000112414 | Data Not Available | Kingspan | Kingspan | Hurricane Park | Sherburn In Elmet | Leeds | West Yorkshire | LS25 6NA | England | 451460 | 433207 | Ferrybridge B | Bramham | Sherburn | 11 | Northern Powergrid (Yorkshire) plc | Solar | Photovoltaic | No |  |  | 3 | [12 empty] | No | Connected | 3 | 3 | 3.158 |  |  | 2014-09-12 | N/A | N/A | N/A |  |  | Data Not Available | [7 empty] | 2020-09-28
2394000122797 | Data Not Available | Wothersome Anaerobic Digestion | Wothersome Anaerobic Digestion | Wothersome Farm | Bramham | Wetherby | West Yorkshire | LS23 6LY | England | 444486 | 441875 | Ferrybridge B | Bramham | Warren Lane | 11 | Northern Powergrid (Yorkshire) plc | Waste | Gas turbine (OCGT) | No |  |  | 1.2 | [12 empty] | No | Connected | 1.2 | 1.2 | 1.263 |  |  | 2015-07-07 | N/A | N/A | N/A |  |  | 2015-01-01 | [7 empty] | 2021-10-13
2394000123276 | Data Not Available | Kingspan Ltd | Kingspan Ltd | Kingspan Insulation | Enterprise Way | Sherburn In Elmet | West Yorkshire | LS25 6NE | England | 451460 | 433207 | Ferrybridge B | Bramham | Sherburn | 11 | Northern Powergrid (Yorkshire) plc | Fossil - Gas | Steam turbine (thermal power plant) | Yes |  |  | 17.16 | [12 empty] | No | Accepted to Connect | N/A | N/A | N/A |  |  | N/A | 17.16 | 17.16 | 18.063 |  |  | 2019-10-22 | [7 empty] | 2021-10-13
2394000124303 | Data Not Available | Hook Moor Wind Farm | Hook Moor Wind Farm | Hook Moor | Aberford | Leeds | West Yorkshire | LS25 3DJ | England | 443921 | 434935 | Ferrybridge B | Bramham | Hook Moor Windfarm | 33 | Northern Powergrid (Yorkshire) plc | Wind | Onshore Wind Turbines | No |  |  | 9.696 | [12 empty] | No | Connected | 9.696 | 9.696 | 10.206 |  |  | 2015-11-01 | N/A | N/A | N/A |  |  | Data Not Available | [7 empty] | 2020-09-28
2394000125672 | Data Not Available | Ash Row Solar | Ash Row Solar | Ash Row 2 Farm | Sherburn In Elmet | Leeds | West Yorkshire | LS25 6JJ | England | 451460 | 433207 | Ferrybridge B | Bramham | Sherburn | 11 | Northern Powergrid (Yorkshire) plc | Solar | Photovoltaic | No |  |  | 3.75 | [12 empty] | No | Connected | 3.75 | 3.75 | 3.947 |  |  | 2015-11-19 | N/A | N/A | N/A |  |  | 2015-01-01 | [7 empty] | 2020-09-28
2394000126807 | Data Not Available | Pollington Solar Farm | Pollington Solar Farm | Pollington Airfield | Pollington | Goole | East Yorkshire | DN14 0DA | England | 460954 | 420791 | Ferrybridge B | Kirkhaw Lane | Pollington | 11 | Northern Powergrid (Yorkshire) plc | Solar | Photovoltaic | No |  |  | 3.8 | [12 empty] | No | Connected | 3.8 | 3.8 | 4 |  |  | 2016-01-01 | N/A | N/A | N/A |  |  | Data Not Available | [7 empty] | 2021-08-18
2394000133121 | Data Not Available | Solar Panels, Kellingley Colliery, Turver's Lane, Knottingley | Solar Panels, Kellingley Colliery, Turver's Lane, Knottingley | Data Not Available | Data Not Available | Data Not Available | Data Not Available | WF11 8DT | England | 452874 | 423653 | Ferrybridge B | Kirkhaw Lane | Beal | 11 | Northern Powergrid (Yorkshire) plc | Solar | Photovoltaic | No |  |  | 3.99 | [12 empty] | No | Connected | 3.99 | 3.99 | 4.2 |  |  | 2017-02-03 | N/A | N/A | N/A |  |  | Data Not Available | [7 empty] | 2021-08-18
2394000133195 | Data Not Available | Heck Solar Farm | Heck Solar Farm | Heck Solar Farm Wind Farm 2 | Great Heck | Goole | East Yorkshire | DN14 0DA | England | 462180 | 420890 | Ferrybridge B | Kirkhaw Lane | Pollington | 11 | Northern Powergrid (Yorkshire) plc | Solar | Photovoltaic | No |  |  | 4.14 | [12 empty] | No | Connected | 4.14 | 4.14 | 4.358 |  |  | 2017-02-21 | N/A | N/A | N/A |  |  | Data Not Available | [7 empty] | 2021-08-18
2394000138547 | Data Not Available | Fenton Lane Generation | Fenton Lane Generation | Fenton Lane | Sherburn In Elmet | Leeds | West Yorkshire | LS25 6HA | England | 450815 | 434952 | Ferrybridge B | Bramham | Fenton Lane | 11 | Northern Powergrid (Yorkshire) plc | Fossil - Oil | Engine (combustion / reciprocating) | No |  |  | 6 | [12 empty] | No | Connected | 6 | 6 | 6.316 |  |  | 2019-02-15 | N/A | N/A | N/A |  |  | 2018-04-13 | [7 empty] | 2021-10-13
2380001563528 | Data Not Available | Maltings Organic Treatment | Maltings Organic Treatment | Maltings Organic Treatment | Turpin Lane | South Milfrd | North Yorkshire | LS25 5BX | England | 450513 | 431473 | Ferrybridge B | Bramham | Sherburn | 11 | Northern Powergrid (Yorkshire) plc | Fossil - Gas | Steam turbine (thermal power plant) | Yes |  |  | 1 | [12 empty] | No | Accepted to Connect | N/A | N/A | N/A |  |  | N/A | 0.5 | 0.5 | 1.053 |  |  | Data Not Available | [7 empty] | 2021-10-13
2394000052137 | 2394000058421 | Tadcaster Brewery | Tadcaster Brewery | The Brewery | The Brewery | Tadcaster | North Yorkshire | LS24 9SA | England | 448454 | 442653 | Ferrybridge B | Bramham | Tadcaster | 11 | Northern Powergrid (Yorkshire) plc | Biomass | Steam turbine (thermal power plant) | No |  |  | 4.75 | [12 empty] | No | Connected | 4.75 | 4.75 | 5 |  |  | 2009-04-20 | N/A | N/A | N/A |  |  | Data Not Available | [7 empty] | 2021-10-13
2300000974408 | 2394000113560 | Wheldale Generation | Wheldale Generation | Ex Wheldale Colliery | Glasshoughton | Castleford | West Yorkshire | WF10 2PP | England | 444474 | 426760 | Ferrybridge B | Featherstone | Wheldale Generation | 33 | Northern Powergrid (Yorkshire) plc | Waste | Gas turbine (OCGT) | No |  |  | 9.69 | [12 empty] | No | Connected | 10.8 | 10.8 | 10.2 |  |  | 2014-06-27 | N/A | N/A | N/A |  |  | Data Not Available | [7 empty] | 2021-10-13
2394000126773 | 2394000126782 | England Lane | England Lane | Solar Farm A | England Lane/Middle Lane | Knottingley | West Yorkshire | WF11 0BZ | England | 450364 | 423456 | Ferrybridge B | Kirkhaw Lane | Weeland Road | 11 | Northern Powergrid (Yorkshire) plc | Solar | Photovoltaic | No |  |  | 1.999 | [12 empty] | No | Connected | 1.999 | 1.999 | 2.104 |  |  | 2016-03-01 | N/A | N/A | N/A |  |  | Data Not Available | [7 empty] | 2020-09-28
2394000129436 | 2394000132527 | Kellingley Colliery | Kellingley Colliery | Kellingley Colliery | Turvers Lane | Knottingley | West Yorkshire | WF11 8DT | England | 452874 | 423653 | Ferrybridge B | Kirkhaw Lane | Beal | 11 | Northern Powergrid (Yorkshire) plc | Fossil - Gas | Engine (combustion / reciprocating) | No |  |  | 7 | [12 empty] | No | Connected | 7 | 7 | 7.368 |  |  | 2016-05-24 | N/A | N/A | N/A |  |  | Data Not Available | [7 empty] | 2021-10-14
2394000135129 | 2394000135129 | Ferrybridge Multi-Fuel 2 | Ferrybridge Multi-Fuel 2 | Ferrybridge Multifuel | 2 Stranglands Lane | Knottingley | West Yorkshire | WF11 8RA | England | 447769 | 424554 | Ferrybridge B | Ferrybridge Multifuel | Ferrybridge Multifuel Direct | 132 | Northern Powergrid (Yorkshire) plc | Waste | Steam turbine (thermal power plant) | No |  |  | 77 | [12 empty] | No | Connected | 77 | 77 | 81.053 |  |  | 2019-10-23 | N/A | N/A | N/A |  |  | Data Not Available | [7 empty] | 2021-10-13
Data Not Available | Data Not Available | Grimsby CHP (Ex-Huntsman Tioxide) (Accepted) | Grimsby CHP (Ex-Huntsman Tioxide) (Accepted) | Grimsby CHP | Moody Lane | Grimsby | Lincolnshire | DN31 2SW | England | 525643 | 411469 | Grimsby West | Yarborough Road 132/33kV | Tioxide 1/2 | 33 | Northern Powergrid (Yorkshire) plc | Fossil - Gas | Steam turbine (thermal power plant) | Yes |  |  | 2 | [12 empty] | No | Accepted to Connect | N/A | N/A | N/A |  |  | N/A | 2 | 2 | 2.105 |  |  | Data Not Available | [7 empty] | 2021-10-13
Data Not Available | Data Not Available | Immingham Docks PV | Immingham Docks PV | Associated British Sports | Immingham Dock | Immingham | Lincolnshire | DN40 2LZ | England | 520069 | 416140 | Grimsby West | Immingham | Queens Road | 11 | Northern Powergrid (Yorkshire) plc | Solar | Photovoltaic | No |  |  | 4.2 | [12 empty] | No | Accepted to Connect | N/A | N/A | N/A |  |  | N/A | 4.2 | 4.2 | 4.421 |  |  | 2017-05-17 | [7 empty] | 2021-08-18
Data Not Available | Data Not Available | Port of Immingham Development | Port of Immingham Development | Immingham Development | Queens Road | Immingham | Lincolnshire | DN40 1QN | England | 520680 | 415461 | Grimsby West | Immingham | Queens Road | 33 | Northern Powergrid (Yorkshire) plc | Fossil - Gas | Engine (combustion / reciprocating) | No |  |  | 16.5 | [12 empty] | No | Accepted to Connect | N/A | N/A | N/A |  |  | N/A | 16.5 | 16.5 | 17.368 |  |  | 2017-06-30 | [7 empty] | 2021-10-14
Data Not Available | Data Not Available | Immingham Stallingborough Properties Generation | Immingham Stallingborough Properties Generation | Phase 2 | Greenpark Energy | Immingham | Lincolnshire | DN40 | England | 519670 | 414676 | Grimsby West | Immingham | Immingham Stallingborough | 33 | Northern Powergrid (Yorkshire) plc | Fossil - Gas | Engine (combustion / reciprocating) | No |  |  | 24 | [12 empty] | No | Accepted to Connect | N/A | N/A | N/A |  |  | N/A | 24 | 24 | 25.263 |  |  | Data Not Available | [7 empty] | 2021-10-14
Data Not Available | Data Not Available | Low Farm Bradley Photovoltaics | Low Farm Bradley Photovoltaics | Low Farm | Bradley | Grimsby | Lincolnshire | DN37 OAL | England | 525334 | 409323 | Grimsby West | Yarborough Road 132/33kV | Low Farm Bradley Solar | 33 | Northern Powergrid (Yorkshire) plc | Solar | Photovoltaic | No |  |  | 16.3 | [12 empty] | No | Accepted to Connect | N/A | N/A | N/A |  |  | N/A | 16.3 | 16.3 | 17.158 |  |  | 2014-09-01 | [7 empty] | 2021-10-14
Data Not Available | Data Not Available | Grimsby Power Station (Ex-Tioxide) | Grimsby Power Station (Ex-Tioxide) | Grimsby Power Station | Moody Lane | Grimsby | Lincolnshire | DN31 2SY | England | 526076 | 411126 | Grimsby West | Yarborough Road 132/33kV | Tioxide 1/2 | 33 | Northern Powergrid (Yorkshire) plc | Fossil - Gas | Engine (combustion / reciprocating) | No |  |  | 18 | [12 empty] | No | Accepted to Connect | N/A | N/A | N/A |  |  | N/A | 18 | 18 | 18.947 |  |  | 2017-11-16 | [7 empty] | 2021-10-14
Data Not Available | Data Not Available | Queens Road Turbine | Queens Road Turbine | Queens Road | Queens Road | Immingham | Lincolnshire | DN40 1QU | England | 520092 | 414902 | Grimsby West | Queens Road Steam Turbine | Queens Road Steam Turbine Direct | 132 | Northern Powergrid (Yorkshire) plc | Waste | Steam turbine (thermal power plant) | No |  |  | 49.95 | [12 empty] | No | Accepted to Connect | N/A | N/A | N/A |  |  | N/A | 49.95 | 49.95 | 52.579 |  |  | 2017-11-14 | [7 empty] | 2021-10-13
Data Not Available | Data Not Available | Great Coates Renewable Energy Centre | Great Coates Renewable Energy Centre | Great Coates Renewable Energy Centre | Moody Lane | Grimsby | Lincolnshire | DN31 2SS | England | 522541 | 409304 | Grimsby West | Great Coates Energy Centre | Great Coates Energy Centre Direct | 132 | Northern Powergrid (Yorkshire) plc | Biomass | Steam turbine (thermal power plant) | No |  |  | 18 | [12 empty] | No | Accepted to Connect | N/A | N/A | N/A |  |  | N/A | 18 | 18 | 18.947 |  |  | 2019-12-23 | [7 empty] | 2021-10-13
Data Not Available | Data Not Available | Mauxhall Farm PV | Mauxhall Farm PV | Immingham Road | Stallingborough | Grimsby | Lincolnshire | DN41 8BS | England | 519133 | 413308 | Grimsby West | Immingham | Mauxhall Farm PV | 33 | Northern Powergrid (Yorkshire) plc | Solar | Photovoltaic | No |  |  | 25 | [12 empty] | Yes | Accepted to Connect | N/A | N/A | N/A |  |  | N/A | 25 | 25 | 26.316 |  |  | 2020-01-07 | [7 empty] | 2020-09-28
Data Not Available | Data Not Available | Grimsby Solar Farm | Grimsby Solar Farm | Aylesbury Road | Aylesbury CP | Grimsby | Lincolnshire | DN37 9NU | England | 522239 | 408335 | Grimsby West | Grimsby Solar Farm | Grimsby Solar Farm Direct | 132 | Northern Powergrid (Yorkshire) plc | Solar | Photovoltaic | No |  |  | 49.9 | [12 empty] | No | Accepted to Connect | N/A | N/A | N/A |  |  | N/A | 49.9 | 49.9 | 52.526 |  |  | 2020-01-15 | [7 empty] | 2020-09-28
Data Not Available | Data Not Available | Millennium Park (aka Yarborough Road) PV | Millennium Park (aka Yarborough Road) PV | Humberston Ave | Humberston | Grmsby | Lincolnshire | DN36 4JA | England | 530887 | 405321 | Grimsby West | Yarborough Road 132/33kV | Yarborough Road 33/11kV | 11 | Northern Powergrid (Yorkshire) plc | Solar | Photovoltaic | No |  |  | 8 | [12 empty] | No | Accepted to Connect | N/A | N/A | N/A |  |  | N/A | 8 | 8 | 8.421 |  |  | 2020-06-30 | [7 empty] | 2020-10-12
Data Not Available | Data Not Available | BSB Transport BESS | BSB Transport BESS | BSB Transport LTD | Trondheim Way | Grimsby | Lincolnshire | DN41 8FD | England | 520441 | 413887 | Grimsby West | BSB BESS | BSB BESS Direct | 132 | Northern Powergrid (Yorkshire) plc | Stored Energy (all stored energy irrespective of the original energy source) | Storage - Electrochemical (Batteries) | No |  |  | 80 | [12 empty] | No | Accepted to Connect | N/A | N/A | N/A |  |  | N/A | 80 | 80 | 84.211 |  |  | 2021-07-01 | [7 empty] | 2021-10-13
Data Not Available | Data Not Available | Netherlands Way Volta | Netherlands Way Volta | Netherlands Way | Stallingborough | Grimsby | Lincolnshire | DN41 8DT | England | 520869 | 414180 | Grimsby West | Netherlands Way Generation | 0 | 33 | Northern Powergrid (Yorkshire) plc | Fossil - Gas | Engine (combustion / reciprocating) | No |  |  | 120 | [12 empty] | No | Accepted to Connect | N/A | N/A | N/A |  |  | N/A | 140 | 140 | 126.316 |  |  | 2019-07-30 | [7 empty] | 2021-12-14
Data Not Available | Data Not Available | Humberston BESS | Humberston BESS | LAND TO THE REAR OF | HUMBERSTON SUBSTATION | HUMBERSTON | Lincolnshire | DN36 4RJ | England | 529393 | 406303 | Grimsby West | Humberston | Humberston BESS | 33 | Northern Powergrid (Yorkshire) plc | Stored Energy (all stored energy irrespective of the original energy source) | Storage - Electrochemical (Batteries) | No |  |  | 49.99 | [12 empty] | No | Accepted to Connect | N/A | N/A | N/A |  |  | N/A | 49.99 | 49.99 | 52.621 |  |  | 2022-01-21 | [7 empty] | 2022-02-10
2300000233930 | Data Not Available | Novartis Grimsby Ltd | Novartis Grimsby Ltd | Novartis Grimsby LTD | Pyewipe | Grimsby | Lincolnshire | DN31 2SR | England | 524023 | 410339 | Grimsby West | Yarborough Road 132/33kV | Great Coates | 11 | Northern Powergrid (Yorkshire) plc | Fossil - Gas | Steam turbine (thermal power plant) | Yes |  |  | 7.98 | [12 empty] | No | Connected | 7.98 | 7.98 | 8.4 |  |  | 2000-07-24 | N/A | N/A | N/A |  |  | Data Not Available | [7 empty] | 2021-10-13
2394000016166 | Data Not Available | Synthomer, South Marsh Road | Synthomer, South Marsh Road | South Marsh Road | Stallingborough | Grimsby | Lincolnshire | DN41 8DB | England | 519670 | 414676 | Grimsby West | Immingham | Queens Road | 11 | Northern Powergrid (Yorkshire) plc | Fossil - Gas | Steam turbine (thermal power plant) | Yes |  |  | 2.375 | [12 empty] | No | Connected | 2.375 | 2.375 | 2.5 |  |  | 2010-04-01 | N/A | N/A | N/A |  |  | Data Not Available | [7 empty] | 2021-10-13
2394000112200 | Data Not Available | Pyewipe S.T.W | Pyewipe S.T.W | Pyewipe S.T.W | Moody Lane | Grimsby | Lincolnshire | DN31 2SY | England | 525369 | 411140 | Grimsby West | Yarborough Road 132/33kV | BTP | 11 | Northern Powergrid (Yorkshire) plc | Fossil - Gas | Steam turbine (thermal power plant) | Yes |  |  | 1.9 | [12 empty] | No | Connected | 1.9 | 1.9 | 2 |  |  | 2014-04-15 | N/A | N/A | N/A |  |  | Data Not Available | [7 empty] | 2021-10-13
2394000130965 | Data Not Available | UK Capacity Reserve | UK Capacity Reserve | Greenpark Energy Site | Kings Road | Immingham | Lincolnshire | DN40 1AL | England | 519245 | 415203 | Grimsby West | Immingham | Kings Road Generation | 33 | Northern Powergrid (Yorkshire) plc | Fossil - Oil | Engine (combustion / reciprocating) | No |  |  | 24 | [12 empty] | Yes | Connected | 24 | 24 | 25.263 |  |  | 2017-01-06 | N/A | N/A | N/A |  |  | Data Not Available | [7 empty] | 2021-10-13
2394000130974 | Data Not Available | UK Power Reserve | UK Power Reserve | Greenpark Energy Site | Queens Road | Immingham | Lincolnshire | DN40 1QR | England | 519670 | 414676 | Grimsby West | Immingham | Queens Road Generation | 33 | Northern Powergrid (Yorkshire) plc | Fossil - Gas | Engine (combustion / reciprocating) | No |  |  | 24 | [12 empty] | Yes | Connected | 24 | 24 | 25.263 |  |  | 2017-03-03 | N/A | N/A | N/A |  |  | Data Not Available | [7 empty] | 2021-10-14
2394000131773 | Data Not Available | Bishopthorpe Windfarm | Bishopthorpe Windfarm | Bishopthorpe Farm | Tetney | Grimsby | Lincolnshire | DN 36 5NU | England | 529405 | 406147 | Grimsby West | Humberston | Bishopthorpe Windfarm | 33 | Northern Powergrid (Yorkshire) plc | Wind | Onshore Wind Turbines | No |  |  | 20 | [12 empty] | No | Connected | 20 | 20 | 21.053 |  |  | 2016-10-12 | N/A | N/A | N/A |  |  | Data Not Available | [7 empty] | 2020-09-28
MSID_7377 | Data Not Available | Grimsby CHP (Ex-Huntsman Tioxide) (Connected) | Grimsby CHP (Ex-Huntsman Tioxide) (Connected) | Grimsby CHP | Moody Lane | Grimsby | Lincolnshire | DN31 2SW | England | 525334 | 409323 | Grimsby West | Yarborough Road 132/33kV | Tioxide 1/2 | 33 | Northern Powergrid (Yorkshire) plc | Fossil - Gas | Steam turbine (thermal power plant) | Yes |  |  | 20 | [12 empty] | No | Connected | 20 | 20 | 21.053 |  |  | 2001-09-01 | N/A | N/A | N/A |  |  | Data Not Available | [7 empty] | 2021-10-13
2300000880975 | 2300000233736 | Cristal Pigments Ltd | Cristal Pigments Ltd | Leondell Chemicals | Laporte Road | Stallingborough | Lincolnshire | DN40 2PR | England | 519670 | 414676 | Grimsby West | Immingham | Millennium Inorganic Chemicals | 33 | Northern Powergrid (Yorkshire) plc | Fossil - Gas | Steam turbine (thermal power plant) | Yes |  |  | 20 | [12 empty] | No | Connected | 0 | 0 | 21.053 |  |  | 2012-04-01 | N/A | N/A | N/A |  |  | Data Not Available | [7 empty] | 2021-10-13
2300000914269 | 2300000457386 | Cofely (GDF Suez) Power Station, Ex-Humber Energy/Bluestar/Courtaulds Powerhouse, Grimsby | Cofely (GDF Suez) Power Station, Ex-Humber Energy/Bluestar/Courtaulds Powerhouse, Grimsby | South Humberside Industrial Estate | Great Coates | Grimsby | Lincolnshire | DN31 2SE | England | 525345 | 409357 | Grimsby West | Yarborough Road 132/33kV | Yarborough Road 33/11kV | 11 | Northern Powergrid (Yorkshire) plc | Fossil - Gas | Steam turbine (thermal power plant) | Yes |  |  | 48.82 | [12 empty] | No | Connected | 6.5 | 6.5 | 51.389 |  |  | 2010-04-01 | N/A | N/A | N/A |  |  | Data Not Available | [7 empty] | 2021-10-13
2300000233912 | 2300000996990 | Lindsey Oil Refinery | Lindsey Oil Refinery | Eastfield Road | North Killingholme | Immingham | Lincolnshire | DN40 3LW | England | 515313 | 417693 | Grimsby West | Immingham | Lindsey Oil Refinery 1A_1B | 33 | Northern Powergrid (Yorkshire) plc | Fossil - Gas | Steam turbine (thermal power plant) | Yes |  |  | 39 | [12 empty] | No | Connected | 31.5 | 31.5 | 41.053 |  |  | 2001-11-15 | N/A | N/A | N/A |  |  | Data Not Available | [7 empty] | 2021-10-13
2394000110189 | 2380002023463 | Newton Marsh Sewage Treatment Works | Newton Marsh Sewage Treatment Works | Newton Marsh Lane | Tetney | Grimsby | Lincolnshire | DN36 5LA | England | 530503 | 407390 | Grimsby West | Humberston | Wesley Crescent | 11 | Northern Powergrid (Yorkshire) plc | Wind | Onshore Wind Turbines | No |  |  | 4.6 | [12 empty] | No | Connected | 4.6 | 4.6 | 4.842 |  |  | 2014-04-01 | N/A | N/A | N/A |  |  | Data Not Available | [7 empty] | 2020-09-28
2394000011502 | 2391100013704 | Immingham Landfill Generation | Immingham Landfill Generation | Waste Recycling Group | Queens Road | Immingham | Lincolnshire | DN40 1QR | England | 520295 | 414324 | Grimsby West | Immingham | Immingham Landfill Generation | 33 | Northern Powergrid (Yorkshire) plc | Waste | Gas turbine (OCGT) | No |  |  | 4 | [12 empty] | No | Connected | 4 | 4 | 4.211 |  |  | 2012-04-01 | N/A | N/A | N/A |  |  | Data Not Available | [7 empty] | 2021-10-13
2394000096152 | 2394000121394 | Pyewipe Farm | Pyewipe Farm | Pyewipe Farm | Aylesby Road | Great Coates | Lincolnshire | DN37 9NU | England | 524023 | 410339 | Grimsby West | Yarborough Road 132/33kV | Scartho | 11 | Northern Powergrid (Yorkshire) plc | Wind | Onshore Wind Turbines | No |  |  | 1.378 | [12 empty] | No | Connected | 1.378 | 1.378 | 1.451 |  |  | 2012-08-06 | N/A | N/A | N/A |  |  | Data Not Available | [7 empty] | 2020-09-28
Data Not Available | Data Not Available | Eminox Limited | Eminox Limited | Eminox Limited | Miller Road | Gainsborough | Lincolnshire | DN21 1QB | England | 483460 | 390213 | Keadby | Blyton | Corringham Road | 11 | Northern Powergrid (Yorkshire) plc | Fossil - Gas | Engine (combustion / reciprocating) | No |  |  | 1.5 | [12 empty] | No | Connected | 1.5 | 1.5 | 1.579 |  |  | Data Not Available | N/A | N/A | N/A |  |  | Data Not Available | [7 empty] | 2021-10-14
Data Not Available | Data Not Available | Evolve Polymers | Evolve Polymers | Hemswell Business Park | Hemswell | Gainsborough | Lincolnshire | DN21 5TU | England | 494919 | 391068 | Keadby | Blyton | Harpswell | 11 | Northern Powergrid (Yorkshire) plc | Fossil - Gas | Engine (combustion / reciprocating) | No |  |  | 1.1 | [12 empty] | No | Accepted to Connect | N/A | N/A | N/A |  |  | N/A | 0 | 0 | 1.158 |  |  | 2016-06-09 | [7 empty] | 2021-10-14
Data Not Available | Data Not Available | Warren Lane Photovoltaic | Warren Lane Photovoltaic | Warren Solar Park | Normanby Road | Scunthorpe | Lincolnshire | DN15 9BF | England | 489335 | 412604 | Keadby | Scunthorpe North | Warren Solar | 33 | Northern Powergrid (Yorkshire) plc | Solar | Photovoltaic | No |  |  | 38 | [12 empty] | No | Accepted to Connect | N/A | N/A | N/A |  |  | N/A | 38 | 38 | 40 |  |  | 2014-10-01 | [7 empty] | 2020-09-28
Data Not Available | Data Not Available | Sweeting Thorns (Sandy Vale Solar) | Sweeting Thorns (Sandy Vale Solar) | Sweeting Thorns | Holme | Scunthorpe | Lincolnshire | DN16 3RF | England | 492226 | 406785 | Keadby | Scunthorpe South | Sweeting Thorns Solar | 33 | Northern Powergrid (Yorkshire) plc | Solar | Photovoltaic | No |  |  | 35 | [12 empty] | No | Accepted to Connect | N/A | N/A | N/A |  |  | N/A | 35 | 35 | 36.842 |  |  | 2014-08-01 | [7 empty] | 2020-09-28
Data Not Available | Data Not Available | Santon Solar Farm | Santon Solar Farm | Santon PV Site C | Land at Santon | Scunthorpe | Lincolnshire | DN20 0BQ | England | 494843 | 410044 | Keadby | Santon Solar Farm | Santon Solar Farm Direct | 132 | Northern Powergrid (Yorkshire) plc | Solar | Photovoltaic | No |  |  | 99.9 | [12 empty] | No | Accepted to Connect | N/A | N/A | N/A |  |  | N/A | 99.9 | 99.9 | 105.158 |  |  | 2017-06-16 | [7 empty] | 2021-08-18
Data Not Available | Data Not Available | Celsius Park Generation | Celsius Park Generation | Celsius Parc | Park Farm Road | Scunthorpe | Lincolnshire | DN15 8QP | England | 488724 | 413503 | Keadby | Scunthorpe North | Billet Lane | 11 | Northern Powergrid (Yorkshire) plc | Other | Other | No |  |  | 7.6 | [12 empty] | No | Accepted to Connect | N/A | N/A | N/A |  |  | N/A | 7.6 | 7.6 | 8 |  |  | 2017-07-25 | [7 empty] | 2021-10-13
Data Not Available | Data Not Available | Jack Tighe | Jack Tighe | Jack Tighe | East Common Lane | Scunthorpe | Lincolnshire | DN16 1UF | England | 489987 | 410717 | Keadby | East Common Lane Generation | East Common Lane Generation Direct | 132 | Northern Powergrid (Yorkshire) plc | Fossil - Gas | Steam turbine (thermal power plant) | Yes |  |  | 38 | [12 empty] | No | Accepted to Connect | N/A | N/A | N/A |  |  | N/A | 38 | 38 | 40 |  |  | 2017-10-20 08:58 | [7 empty] | 2021-10-13
Data Not Available | Data Not Available | Kendale Road Generation | Kendale Road Generation | Unit D | Kendale Road | Scunthorpe | Lincolnshire | DN16 1DT | England | 491118 | 409638 | Keadby | Scunthorpe South | Kendale Road Generation | 33 | Northern Powergrid (Yorkshire) plc | Fossil - Gas | Engine (combustion / reciprocating) | No |  |  | 20 | [12 empty] | No | Accepted to Connect | N/A | N/A | N/A |  |  | N/A | 20 | 20 | 21.053 |  |  | 2017-02-20 | [7 empty] | 2021-10-14
Data Not Available | Data Not Available | HRS Biomass | HRS Biomass | Flixborough HRS | Stather Road | Flixborough | Lincolnshire | DN15 8SE | England | 486255 | 414635 | Keadby | HRS Biomass | HRS Biomass Direct | 132 | Northern Powergrid (Yorkshire) plc | Biomass | Steam turbine (thermal power plant) | No |  |  | 63 | [12 empty] | No | Accepted to Connect | N/A | N/A | N/A |  |  | N/A | 63 | 63 | 66.316 |  |  | 2017-06-12 | [7 empty] | 2021-10-13
Data Not Available | Data Not Available | Melton Ross Quarries | Melton Ross Quarries | Melton Ross Quarries | Melton Ross Quarries | Barnetby | Lincolnshire | DN38 6AE | England | 508253 | 411102 | Keadby | Santon | Wrawby | 11 | Northern Powergrid (Yorkshire) plc | Fossil - Gas | Steam turbine (thermal power plant) | Yes |  |  | 3.5 | [12 empty] | No | Accepted to Connect | N/A | N/A | N/A |  |  | N/A | 2.2 | 2.2 | 3.684 |  |  | 2018-01-24 | [7 empty] | 2021-10-13
Data Not Available | Data Not Available | BESS, Bemis Elsham Ltd | BESS, Bemis Elsham Ltd | Bemis Elsham LTD | The Flarepath | Brigg | Lincolnshire | DN20 0SP | England | 504330 | 413429 | Keadby | Santon | Wrawby | 11 | Northern Powergrid (Yorkshire) plc | Stored Energy (all stored energy irrespective of the original energy source) | Storage - Electrochemical (Batteries) | No |  |  | 1.5 | [12 empty] | No | Accepted to Connect | N/A | N/A | N/A |  |  | N/A | 0.19 | 0.19 | 1.579 |  |  | 2018-02-13 | [7 empty] | 2021-10-13
Data Not Available | Data Not Available | Diesel Generator Close to Flixborough Business Park | Diesel Generator Close to Flixborough Business Park | Land adjacent to Stather Road | Flixborough Industrial Estate | Flixborough | Lincolnshire | DN15 8JE | England | 488254 | 411280 | Keadby | Scunthorpe North | Flixborough | 11 | Northern Powergrid (Yorkshire) plc | Fossil - Oil | Engine (combustion / reciprocating) | No |  |  | 2.4 | [12 empty] | No | Accepted to Connect | N/A | N/A | N/A |  |  | N/A | 2.4 | 2.4 | 2.526 |  |  | 2018-02-09 | [7 empty] | 2021-10-13
Data Not Available | Data Not Available | Chapel Lane PV | Chapel Lane PV | Chapel Lane | Keadby | Scunthorpe | Lincolnshire | DN17 3EL | England | 483239 | 412019 | Keadby | Chapel Lane PV | Chapel Lane PV Direct | 132 | Northern Powergrid (Yorkshire) plc | Solar | Photovoltaic | No |  |  | 49.9 | [12 empty] | No | Accepted to Connect | N/A | N/A | N/A |  |  | N/A | 49.9 | 49.9 | 52.526 |  |  | 2020-09-21 | [7 empty] | 2020-10-12
Data Not Available | Data Not Available | Ealand Solar Farm | Ealand Solar Farm | Ealand Solar Farm | Chapel Lane | Keadby | Lincolnshire | DN17 3EL | England | 483239 | 412019 | Keadby | Keadby | Ealand Solar Farm | 33 | Northern Powergrid (Yorkshire) plc | Solar | Photovoltaic | No |  |  | 49.999 | [12 empty] | No | Accepted to Connect | N/A | N/A | N/A |  |  | N/A | 49.999 | 49.999 | 52.631 |  |  | 2020-12-08 | [7 empty] | 2021-06-10
Data Not Available | Data Not Available | Caistor Solar Farm | Caistor Solar Farm | Cherry Valley Farms | North Kelsey Road | Market Rasen | Lincolnshire | LN7 6SH | England | 510839 | 401524 | Keadby | Caistor Solar | Caistor Solar Direct | 132 | Northern Powergrid (Yorkshire) plc | Solar | Photovoltaic | No |  |  | 49.9 | [12 empty] | No | Accepted to Connect | N/A | N/A | N/A |  |  | N/A | 49.9 | 49.9 | 52.526 |  |  | 2021-07-01 | [7 empty] | 2021-08-12
Data Not Available | Data Not Available | WINTERTON LANDFILL SITE | WINTERTON LANDFILL SITE | WINTERTON LANDFILL SITE | COLBY ROAD | WINTERTON | Lincolnshire | DN15 9AP | England | 490491 | 420992 | Keadby | Santon | South Ferriby | 11 | Northern Powergrid (Yorkshire) plc | Solar | Photovoltaic | No |  |  | 4.5 | [12 empty] | No | Accepted to Connect | N/A | N/A | N/A |  |  | N/A | 4.5 | 4.5 | 4.737 |  |  | 2022-01-26 | [7 empty] | 2022-02-07
Data Not Available | Data Not Available | Bonsdale Farm PV | Bonsdale Farm PV | Bonsdale Farm | Blyton | Gainsborough | Lincolnshire | DN21 3PA | England | 487706 | 394003 | Keadby | Blyton | Bonsdale Farm PV | 33 | Northern Powergrid (Yorkshire) plc | Solar | Photovoltaic | No |  |  | 49.99 | [12 empty] | No | Accepted to Connect | N/A | N/A | N/A |  |  | N/A | 49.99 | 49.99 | 52.621 |  |  | 2022-01-18 | [7 empty] | 2022-02-10
2300000233986 | Data Not Available | Pentex (East Midlands) Generation | Pentex (East Midlands) Generation | Corringham Road IND Estate | Corringham Road | Gainsborough | Lincolnshire | DN21 1QB | England | 482683 | 390577 | Keadby | Blyton | Corringham Road | 11 | Northern Powergrid (Yorkshire) plc | Fossil - Gas | Steam turbine (thermal power plant) | Yes |  |  | 2.85 | [12 empty] | No | Connected | 2.375 | 2.375 | 3 |  |  | 2010-04-01 | N/A | N/A | N/A |  |  | Data Not Available | [7 empty] | 2021-10-13
2300000457410 | Data Not Available | Fibrogen | Fibrogen | Fibrogen LTD | 8th Avenue Flixborough Industrial Estate | Scunthorpe | Lincolnshire | DN15 8SJ | England | 486078 | 414946 | Keadby | Scunthorpe North | Fibrogen | 33 | Northern Powergrid (Yorkshire) plc | Biomass | Steam turbine (thermal power plant) | No |  |  | 16.15 | [12 empty] | No | Connected | 16.15 | 16.15 | 17 |  |  | 2000-04-04 | N/A | N/A | N/A |  |  | Data Not Available | [7 empty] | 2021-10-13
2300000843565 | Data Not Available | Winterton Landfill | Winterton Landfill | Coleby Road | West Halton | Scunthorpe | Lincolnshire | DN15 9AP | England | 497090 | 420430 | Keadby | Santon | South Ferriby | 11 | Northern Powergrid (Yorkshire) plc | Waste | Gas turbine (OCGT) | No |  |  | 2.375 | [12 empty] | No | Connected | 2.375 | 2.375 | 2.5 |  |  | 2001-03-27 | N/A | N/A | N/A |  |  | Data Not Available | [7 empty] | 2021-10-13
2376571135012 | Data Not Available | Newton on Trent Water Works | Newton on Trent Water Works | Newton on Trent Waterworks | Dunham Road | Newton On Trent | Lincolnshire | LN1 2JT | England | 482996 | 375365 | Keadby | Blyton | Stow | 11 | Northern Powergrid (Yorkshire) plc | Fossil - Gas | Engine (combustion / reciprocating) | No |  |  | 3.1 | [12 empty] | No | Accepted to Connect | N/A | N/A | N/A |  |  | N/A | 0 | 0 | 3.263 |  |  | Data Not Available | [7 empty] | 2021-10-14
2394000056790 | Data Not Available | Bagmoor Wind Farm | Bagmoor Wind Farm | Bagmoor Wind Farm | Normanby | Scunthorpe | Lincolnshire | DN15 9HU | England | 488824 | 415070 | Keadby | Scunthorpe North | Bagmoor Windfarm | 33 | Northern Powergrid (Yorkshire) plc | Wind | Onshore Wind Turbines | No |  |  | 16 | [12 empty] | No | Connected | 16 | 16 | 16.842 |  |  | 2009-05-01 | N/A | N/A | N/A |  |  | Data Not Available | [7 empty] | 2020-09-28
2394000085391 | Data Not Available | Stow Solar Farm | Stow Solar Farm | Stow Park Road | Stow | Lincoln | Lincolnshire | LN1 2AJ | England | 487063 | 381433 | Keadby | Blyton | Stow | 11 | Northern Powergrid (Yorkshire) plc | Solar | Photovoltaic | No |  |  | 1.188 | [12 empty] | No | Connected | 1.188 | 1.188 | 1.251 |  |  | 2011-09-01 | N/A | N/A | N/A |  |  | Data Not Available | [7 empty] | 2020-09-28
2394000102693 | Data Not Available | Keadby Wind Farm | Keadby Wind Farm | North Moor Farm | Keadby | Scunthorpe | Lincolnshire | DN17 3EL | England | 482816 | 411914 | Keadby | Keadby Windfarm | Keadby Windfarm Direct | 132 | Northern Powergrid (Yorkshire) plc | Wind | Onshore Wind Turbines | No |  |  | 78 | [12 empty] | No | Connected | 78 | 78 | 82.105 |  |  | 2013-09-05 | N/A | N/A | N/A |  |  | Data Not Available | [7 empty] | 2020-09-28
2394000111698 | Data Not Available | Hall Water Treatment Works | Hall Water Treatment Works | Hall W.T.W | Collingham Road | Lincoln | Lincolnshire | LN1 2LL | England | 487063 | 381433 | Keadby | Blyton | Stow | 11 | Northern Powergrid (Yorkshire) plc | Fossil - Gas | Steam turbine (thermal power plant) | Yes |  |  | 1.596 | [12 empty] | No | Connected | 0.8 | 0.8 | 1.68 |  |  | 2014-04-15 | N/A | N/A | N/A |  |  | Data Not Available | [7 empty] | 2021-10-13
2394000115841 | Data Not Available | Lebus Upholstry | Lebus Upholstry | Dunlop Way | Queensway Industrial Estate | Scunthorpe | Lincolnshire | DN16 3RN | England | 489986 | 411154 | Keadby | Scunthorpe North | Station Road | 11 | Northern Powergrid (Yorkshire) plc | Solar | Photovoltaic | No |  |  | 1 | [12 empty] | No | Connected | 1 | 1 | 1.053 |  |  | 2014-09-17 | N/A | N/A | N/A |  |  | Data Not Available | [7 empty] | 2020-09-28
2394000118693 | Data Not Available | Brigg Biomass | Brigg Biomass | Former Sugar Beet Factory | Scawby Brook | Brigg | Lincolnshire | DN20 9LT | England | 499223 | 405692 | Keadby | Santon | Brigg Biomass Generation | 33 | Northern Powergrid (Yorkshire) plc | Biomass | Steam turbine (thermal power plant) | No |  |  | 40 | [12 empty] | No | Connected | 40 | 40 | 42.105 |  |  | 2015-06-01 | N/A | N/A | N/A |  |  | Data Not Available | [7 empty] | 2021-10-13
2394000122500 | Data Not Available | Grange Wind Farm | Grange Wind Farm | Grange Wind Farm | Flixborough | Scunthorpe | Lincolnshire | DN15 8RY | England | 487630 | 417756 | Keadby | Scunthorpe North | Grange Windfarm | 33 | Northern Powergrid (Yorkshire) plc | Wind | Onshore Wind Turbines | No |  |  | 12.171 | [12 empty] | No | Connected | 12.171 | 12.171 | 12.812 |  |  | 2015-10-20 | N/A | N/A | N/A |  |  | Data Not Available | [7 empty] | 2020-09-28
2394000123434 | Data Not Available | Gayton Le Marsh Wind Farm | Gayton Le Marsh Wind Farm | Carlton Grange | Saltfleetby | Louth | Lincolnshire | LN11 7TX | England | 543696 | 387467 | Keadby | Wold Newton | Gayton le Marsh Windfarm | 33 | Northern Powergrid (Yorkshire) plc | Wind | Onshore Wind Turbines | No |  |  | 16.4 | [12 empty] | Yes | Connected | 16.4 | 16.4 | 17.263 |  |  | 2015-10-15 | N/A | N/A | N/A |  |  | Data Not Available | [7 empty] | 2020-09-28
2394000124001 | Data Not Available | Hemswell Biogas Ltd | Hemswell Biogas Ltd | Hemswell Business Park | Hemswell Cliff | Gainsborough | Lincolnshire | DN21 5TU | England | 492605 | 390272 | Keadby | Blyton | Harpswell | 11 | Northern Powergrid (Yorkshire) plc | Biomass | Steam turbine (thermal power plant) | No |  |  | 3 | [12 empty] | No | Connected | 3 | 3 | 3.158 |  |  | 2015-12-11 | N/A | N/A | N/A |  |  | 2015-01-01 | [7 empty] | 2021-10-13
2394000124001 | Data Not Available | 1800kVA increase at Hemswell Biogas Ltd | 1800kVA increase at Hemswell Biogas Ltd | Hemswell Business Park | Hemswell | Gainsborough | Lincolnshire | DN21 5TU | England | 494919 | 391068 | Keadby | Blyton | Harpswell | 11 | Northern Powergrid (Yorkshire) plc | Biomass | Steam turbine (thermal power plant) | No |  |  | 1.8 | [12 empty] | No | Connected | 1.8 | 1.8 | 1.895 |  |  | 2017-01-10 | N/A | N/A | N/A |  |  | Data Not Available | [7 empty] | 2021-10-13
2394000124001 | Data Not Available | Evolve Polymers | Evolve Polymers | Hemswell Business Park | Hemswell Cliff | Gainsborough | Lincolnshire | DN21 5TU | England | 494919 | 391068 | Keadby | Blyton | Harpswell | 11 | Northern Powergrid (Yorkshire) plc | Other | Other | No |  |  | 1.1 | [12 empty] | No | Connected | 0 | 0 | 1.158 |  |  | Data Not Available | N/A | N/A | N/A |  |  | 2017-11-17 | [7 empty] | 2021-10-13
2394000124767 | Data Not Available | Yarburgh Grove Renewable Energy Station | Yarburgh Grove Renewable Energy Station | Yarburgh Grove Farm | Yarburgh | Louth | Lincolnshire | LN11 0NU | England | 534142 | 388598 | Keadby | Wold Newton | Keddington Road | 11 | Northern Powergrid (Yorkshire) plc | Solar | Photovoltaic | No |  |  | 7.5 | [12 empty] | No | Connected | 7.5 | 7.5 | 7.895 |  |  | 2015-09-12 | N/A | N/A | N/A |  |  | 2015-01-01 | [7 empty] | 2020-09-28
2394000126541 | Data Not Available | High Leas Solar Farm | High Leas Solar Farm | High Leas Farm | South Reston | Louth | Lincolnshire | LN11 8PJ | England | 540831 | 382762 | Keadby | Wold Newton | South Reston | 11 | Northern Powergrid (Yorkshire) plc | Solar | Photovoltaic | No |  |  | 5 | [12 empty] | No | Connected | 5 | 5 | 5.263 |  |  | 2015-12-21 | N/A | N/A | N/A |  |  | 2015-01-01 | [7 empty] | 2020-09-28
2394000127457 | Data Not Available | Danes Farm Solar Farm | Danes Farm Solar Farm | Stow Park Road | Stow | Lincoln | Lincolnshire | LN1 2AJ | England | 486890 | 381360 | Keadby | Blyton | Stow | 11 | Northern Powergrid (Yorkshire) plc | Solar | Photovoltaic | No |  |  | 8.55 | [12 empty] | No | Connected | 8.55 | 8.55 | 9 |  |  | 2016-02-01 | N/A | N/A | N/A |  |  | Data Not Available | [7 empty] | 2020-09-28
2394000129250 | Data Not Available | Laceby Solar Farm | Laceby Solar Farm | Manor Top Farm | Laceby | Grimsby | Lincolnshire | DN37 7EG | England | 522989 | 404862 | Keadby | Wold Newton | Laceby Solar | 33 | Northern Powergrid (Yorkshire) plc | Solar | Photovoltaic | No |  |  | 8 | [12 empty] | Yes | Connected | 8 | 8 | 8.421 |  |  | 2017-06-01 | N/A | N/A | N/A |  |  | Data Not Available | [7 empty] | 2021-08-18
2394000129589 | Data Not Available | Raventhorpe Solar PV | Raventhorpe Solar PV | Solar Farm | Raventhorpe Farm | Scunthorpe | Lincolnshire | DN16 3RH | England | 494191 | 407663 | Keadby | Scunthorpe South | Raventhorpe Solar | 33 | Northern Powergrid (Yorkshire) plc | Solar | Photovoltaic | No |  |  | 34.295 | [12 empty] | No | Connected | 34.265 | 34.265 | 36.1 |  |  | 2016-08-24 | N/A | N/A | N/A |  |  | Data Not Available | [7 empty] | 2020-09-28
2394000133335 | Data Not Available | Photovoltaics, Trent Holme, Stather Road | Photovoltaics, Trent Holme, Stather Road | Trent Holme | Stather Road | Scunthorpe | Lincolnshire | DN15 8RR | England | 486420 | 414366 | Keadby | Scunthorpe North | Flixborough | 11 | Northern Powergrid (Yorkshire) plc | Solar | Photovoltaic | No |  |  | 4.6 | [12 empty] | No | Connected | 4 | 4 | 4.842 |  |  | 2017-03-22 | N/A | N/A | N/A |  |  | Data Not Available | [7 empty] | 2021-07-28
2394000134914 | Data Not Available | Scawby Brook Expansion | Scawby Brook Expansion | Brigg Power Station | Scawby Brook | Brigg | Lincolnshire | DN20 9LT | England | 499223 | 405692 | Keadby | Scawby Brook | Scawby Brook Direct | 132 | Northern Powergrid (Yorkshire) plc | Fossil - Gas | Engine (combustion / reciprocating) | No |  |  | 48.5 | [12 empty] | No | Connected | 48.5 | 48.5 | 51.053 |  |  | 2018-05-15 | N/A | N/A | N/A |  |  | 2017-05-15 | [7 empty] | 2021-10-14
2394000135305 | Data Not Available | Marden Power Plant | Marden Power Plant | Bessemer Way | Sawcliffe Industrial Estate | Scunthorpe | Lincolnshire | DN15 8XE | England | 489807 | 412449 | Keadby | Scunthorpe North | Marden Power | 33 | Northern Powergrid (Yorkshire) plc | Fossil - Gas | Engine (combustion / reciprocating) | No |  |  | 20 | [12 empty] | No | Connected | 20 | 20 | 21.053 |  |  | 2017-10-07 | N/A | N/A | N/A |  |  | 2016-06-13 | [7 empty] | 2021-10-14
MSID_0645 - active export part of the import MSID as no separate export MSID | Data Not Available | TATA Steel | TATA Steel | Longs Steel UK | Brigg Road | Scunthorpe | Lincolnshire | DN16 1BP | England | 482816 | 411914 | Keadby | Broughton | Broughton Direct | 33 | Northern Powergrid (Yorkshire) plc | Fossil - Gas | Steam turbine (thermal power plant) | Yes |  |  | 123.3 | [12 empty] | Yes | Connected | 20 | 20 | 129.789 |  |  | 2016-10-01 | N/A | N/A | N/A |  |  | Data Not Available | [7 empty] | 2021-10-13
MSID_7020 | Data Not Available | Centrica Glanford Brigg Power Station | Centrica Glanford Brigg Power Station | Brigg Power Station | Scawby | Brigg | Lincolnshire | DN20 9LT | England | 499223 | 405692 | Keadby | Scawby Brook | Scawby Brook Direct | 132 | Northern Powergrid (Yorkshire) plc | Fossil - Gas | Gas turbine (OCGT) | No |  |  | 190.95 | [12 empty] | No | Connected | 99.9 | 99.9 | 201 |  |  | Data Not Available | N/A | N/A | N/A |  |  | Data Not Available | [7 empty] | 2021-10-13
2394000016040 | 2394000022132 | Roxby Landfill | Roxby Landfill | Roxby Landfill Generation | Winterton Road Roxby | Scunthorpe | Lincolnshire | DN15 0BD | England | 490852 | 416361 | Keadby | Santon | Roxby | 11 | Northern Powergrid (Yorkshire) plc | Waste | Gas turbine (OCGT) | No |  |  | 8.001 | [12 empty] | No | Connected | 8.001 | 8.001 | 8.422 |  |  | 2010-04-01 | N/A | N/A | N/A |  |  | 2014-02-11 | [7 empty] | 2021-10-13
2394000047581 | 2394000047590 | Fen Farm Wind Farm | Fen Farm Wind Farm | Wind Farm 1 | Fen Lane | Conisholme Louth | Lincolnshire | LN11 7LU | England | 538406 | 394178 | Keadby | Wold Newton | Fen Farm Windfarm | 33 | Northern Powergrid (Yorkshire) plc | Wind | Onshore Wind Turbines | No |  |  | 17 | [12 empty] | Yes | Connected | 17 | 17 | 17.895 |  |  | 2011-06-11 | N/A | N/A | N/A |  |  | Data Not Available | [7 empty] | 2020-09-28
2394000061169 | 2394000061178 | Melton Ross Quarries | Melton Ross Quarries | Singleton Birch LTD | Melton Ross Quarries | Barnetby | Lincolnshire | DN38 6AE | England | 502564 | 408203 | Keadby | Santon | Wrawby | 11 | Northern Powergrid (Yorkshire) plc | Waste | Steam turbine (thermal power plant) | No |  |  | 4 | [12 empty] | No | Connected | 2.8 | 2.8 | 4.211 |  |  | 2009-08-12 | N/A | N/A | N/A |  |  | Data Not Available | [7 empty] | 2021-10-13
Data Not Available | Data Not Available | Brigg Power BESS | Brigg Power BESS | Brigg Power Station | Scawby Brook | Brigg | LINCOLNSHIRE | DN20 9LT | England | 499223 | 405692 | Keadby | Scawby Brook | Scawby Brook Direct | 132 | Northern Powergrid (Yorkshire) plc | Stored Energy (all stored energy irrespective of the original energy source) | Storage - Electrochemical (Batteries) | No |  |  | 49.9 | [12 empty] | No | Accepted to Connect | N/A | N/A | N/A |  |  | N/A | 49.9 | 49.9 | 52.526 |  |  | 2022-03-01 | [7 empty] | 2022-04-14
Data Not Available | Data Not Available | Barclays Mill Shaw Court Standby Generator | Barclays Mill Shaw Court Standby Generator | Mill Shaw Court | Gloval Avenue | Leeds | West Yorkshire | LS11 8AN | England | 428249 | 429896 | Kirkstall B | Beeston Royds 132/33kV | Beeston Royds 33/11kV | 11 | Northern Powergrid (Yorkshire) plc | Fossil - Oil | Engine (combustion / reciprocating) | No |  |  | 1.6 | [12 empty] | No | Connected | 0 | 0 | 1.684 |  |  | 2017-01-01 | N/A | N/A | N/A |  |  | 2015-09-22 | [7 empty] | 2021-10-13
Data Not Available | Data Not Available | Broom Energy Ltd | Broom Energy Ltd | Data Not Available | Data Not Available | Data Not Available | Data Not Available | 0 | England | 430075 | 428440 | Kirkstall B | Beeston Royds 132/33kV | Middleton Town Street | 11 | Northern Powergrid (Yorkshire) plc | Other | Other | No |  |  | 1 | [12 empty] | No | Connected | 1 | 1 | 1.053 |  |  | Data Not Available | N/A | N/A | N/A |  |  | Data Not Available | [7 empty] | 2021-10-13
Data Not Available | Data Not Available | Shaw Lane Landfill | Shaw Lane Landfill | Data Not Available | Data Not Available | Data Not Available | Data Not Available | 0 | England | 426165 | 427536 | Kirkstall B | Beeston Royds 132/33kV | Morley | 11 | Northern Powergrid (Yorkshire) plc | Other | Other | No |  |  | 1.48 | [12 empty] | No | Connected | 1.48 | 1.48 | 1.558 |  |  | Data Not Available | N/A | N/A | N/A |  |  | Data Not Available | [7 empty] | 2021-10-13
Data Not Available | Data Not Available | Marshall Clay Products | Marshall Clay Products | Howley Park Brickwords | Quarry Lane | Dewsbury | West Yorkshire | WF12 7JJ | England | 426736 | 424809 | Kirkstall B | Beeston Royds 132/33kV | Tingley | 11 | Northern Powergrid (Yorkshire) plc | Wind | Onshore Wind Turbines | No |  |  | 2.5 | [12 empty] | No | Connected | 2.5 | 2.5 | 2.632 |  |  | Data Not Available | N/A | N/A | N/A |  |  | Data Not Available | [7 empty] | 2020-09-28
Data Not Available | Data Not Available | Gelderd Lane Gas | Gelderd Lane Gas | Gelderd Road Gas | Gelderd Road | Leeds | West Yorkshire | LS12 6NA | England | 426660 | 430648 | Kirkstall B | Beeston Royds 132/33kV | Gelderd Road Gas | 33 | Northern Powergrid (Yorkshire) plc | Fossil - Gas | Steam turbine (thermal power plant) | No |  |  | 20 | [12 empty] | No | Accepted to Connect | N/A | N/A | N/A |  |  | N/A | 20 | 20 | 21.053 |  |  | 2019-12-12 | [7 empty] | 2021-10-13
Data Not Available | Data Not Available | Redcote Lane | Redcote Lane | Caravan Storage Site | Redcote Lane | Leeds | West Yorkshire | LS4 2AL | England | 426638 | 434447 | Kirkstall B | Redcote Lane | Redcote Lane Direct | 132 | Northern Powergrid (Yorkshire) plc | Stored Energy (all stored energy irrespective of the original energy source) | Storage - Electrochemical (Batteries) | No |  |  | 60 | [12 empty] | No | Accepted to Connect | N/A | N/A | N/A |  |  | N/A | 60 | 60 | 63.158 |  |  | 2021-07-07 | [7 empty] | 2021-10-13
2394000132847 | Data Not Available | Beeston Royds STOR | Beeston Royds STOR | Beeston Royds | Unit 5 Brown Lane | Leeds | West Yorkshire | LS12 6BF | England | 428213 | 431954 | Kirkstall B | Beeston Royds 132/33kV | Beeston Royds 6/7 | 11 | Northern Powergrid (Yorkshire) plc | Other | Engine (combustion / reciprocating) | No |  |  | 2 | [12 empty] | No | Connected | 2 | 2 | 2.105 |  |  | Data Not Available | N/A | N/A | N/A |  |  | Data Not Available | [7 empty] | 2021-10-13
2394000133840 | 2394000133831 | Leeds Uni/Hospital Generating Station Complex | Leeds Uni/Hospital Generating Station Complex | Leeds Generating Station Complex | Clerendon Way | Leeds | West Yorkshire | LS2 9DA | England | 427157 | 434571 | Kirkstall B | Kirkstall C 2/5 | University Clarendon Way | 33 | Northern Powergrid (Yorkshire) plc | Fossil - Gas | Steam turbine (thermal power plant) | Yes |  |  | 15 | [12 empty] | No | Connected | 15 | 15 | 15.789 |  |  | 2017-08-10 | N/A | N/A | N/A |  |  | Data Not Available | [7 empty] | 2021-10-13
2394000027948 | Data Not Available | Parkwood Landfill | Parkwood Landfill | Parkwood Landfill Site | Parkwood Road | Sheffield | South Yorkshire | S3 8AG | England | 434117 | 389038 | Neepsend | Neepsend | Penistone Road | 11 | Northern Powergrid (Yorkshire) plc | Waste | Gas turbine (OCGT) | No |  |  | 5 | [12 empty] | No | Connected | 2.5 | 2.5 | 5.263 |  |  | 2010-04-01 | N/A | N/A | N/A |  |  | Data Not Available | [7 empty] | 2021-10-13
Data Not Available | Data Not Available | Easington (Centrica Storage Ltd) Intermittent Generation | Easington (Centrica Storage Ltd) Intermittent Generation | Data Not Available | Data Not Available | Data Not Available | Data Not Available | 0 | England | 539887 | 420308 | Saltend North | Hull East 132/33kV | Easington | 11 | Northern Powergrid (Yorkshire) plc | Other | Other | No |  |  | 3.6 | [12 empty] | No | Connected | 0 | 0 | 3.789 |  |  | Data Not Available | N/A | N/A | N/A |  |  | Data Not Available | [7 empty] | 2021-10-13
Data Not Available | Data Not Available | BP Intermittent Generation | BP Intermittent Generation | Data Not Available | Data Not Available | Data Not Available | Data Not Available | 0 | England | 539887 | 420308 | Saltend North | Hull East 132/33kV | Easington | 11 | Northern Powergrid (Yorkshire) plc | Other | Other | No |  |  | 2.5 | [12 empty] | No | Connected | 0 | 0 | 2.632 |  |  | Data Not Available | N/A | N/A | N/A |  |  | Data Not Available | [7 empty] | 2021-10-13
Data Not Available | Data Not Available | British Gas | British Gas | Data Not Available | Data Not Available | Data Not Available | Data Not Available | 0 | England | 539887 | 420308 | Saltend North | Hull East 132/33kV | Easington | 11 | Northern Powergrid (Yorkshire) plc | Fossil - Gas | Engine (combustion / reciprocating) | No |  |  | 12 | [12 empty] | No | Connected | 0 | 0 | 12.632 |  |  | Data Not Available | N/A | N/A | N/A |  |  | Data Not Available | [7 empty] | 2021-10-14
Data Not Available | Data Not Available | Hull Road Biodiesel | Hull Road Biodiesel | Saltend Lane | Hull Road | Hull | East Yorkshire | HU12 8EY | England | 516390 | 429012 | Saltend North | Saltend 132/33kV | Saltend STOR | 33 | Northern Powergrid (Yorkshire) plc | Biomass | Steam turbine (thermal power plant) | No |  |  | 19.8 | [12 empty] | No | Accepted to Connect | N/A | N/A | N/A |  |  | N/A | 19.8 | 19.8 | 20.842 |  |  | 2015-12-01 | [7 empty] | 2021-10-13
Data Not Available | Data Not Available | Hull Waste Treatment Works | Hull Waste Treatment Works | Hull Waste Treatment Works | Hull Road | Hull | East Yorkshire | HU12 8EY | England | 516390 | 429012 | Saltend North | Saltend 132/33kV | Yorkshire Water Hull Road | 11 | Northern Powergrid (Yorkshire) plc | Fossil - Gas | Steam turbine (thermal power plant) | Yes |  |  | 1 | [12 empty] | No | Connected | 1 | 1 | 1.053 |  |  | Data Not Available | N/A | N/A | N/A |  |  | Data Not Available | [7 empty] | 2021-10-13
Data Not Available | Data Not Available | Staithes Road Mixed Technology (Saltend Lane Mixed Generation) | Staithes Road Mixed Technology (Saltend Lane Mixed Generation) | Staithes Road | Hedon | Hull | East Yorkshire | HU12 8DX | England | 516995 | 429418 | Saltend North | Saltend Lane Generation | Saltend Lane Generation Direct | 132 | Northern Powergrid (Yorkshire) plc | Fossil - Gas | Steam turbine (thermal power plant) | No |  |  | 50 | [12 empty] | No | Accepted to Connect | N/A | N/A | N/A |  |  | N/A | 50 | 50 | 52.632 |  |  | 2017-06-01 | [7 empty] | 2021-10-13
Data Not Available | Data Not Available | Port of Hull Development | Port of Hull Development | Port of Hull Development | Salt End Lane | Hull | East Yorkshire | HU12 8PP | England | 516366 | 428531 | Saltend North | Saltend 132/33kV | Port of Hull Generation | 33 | Northern Powergrid (Yorkshire) plc | Fossil - Gas | Engine (combustion / reciprocating) | No |  |  | 19.95 | [12 empty] | No | Accepted to Connect | N/A | N/A | N/A |  |  | N/A | 19.95 | 19.95 | 21 |  |  | 2018-06-14 | [7 empty] | 2021-10-14
Data Not Available | Data Not Available | STOR off Littlefair Road | STOR off Littlefair Road | Newstream Generation | Littlefair Road | Hull | East Yorkshire | HU9 5LP | England | 513312 | 429618 | Saltend North | Hull East 132/33kV | King George Dock | 11 | Northern Powergrid (Yorkshire) plc | Fossil - Oil | Engine (combustion / reciprocating) | No |  |  | 7.6 | [12 empty] | No | Accepted to Connect | N/A | N/A | N/A |  |  | N/A | 7.6 | 7.6 | 8 |  |  | 2017-10-11 12:32 | [7 empty] | 2021-10-13
Data Not Available | Data Not Available | Custom Solar | Custom Solar | Port House | Northern Gateway | Hull | East Yorkshire | HU9 5NS | England | 513278 | 429248 | Saltend North | Hull East 132/33kV | King George Dock | 11 | Northern Powergrid (Yorkshire) plc | Solar | Photovoltaic | No |  |  | 6 | [12 empty] | No | Accepted to Connect | N/A | N/A | N/A |  |  | N/A | 0 | 0 | 6.316 |  |  | 2019-04-24 | [7 empty] | 2020-09-28
Data Not Available | Data Not Available | Sunrise Renewables, Northern Gateway Biomass expansion | Sunrise Renewables, Northern Gateway Biomass expansion | Northern Gateway Biomass | King George Dock | Hull | East Yorkshire | HU9 5PS | England | 515204 | 429458 | Saltend North | Hull East 132/33kV | Northern Gateway Biomass | 33 | Northern Powergrid (Yorkshire) plc | Biomass | Steam turbine (thermal power plant) | No |  |  | 1 | [12 empty] | No | Accepted to Connect | N/A | N/A | N/A |  |  | N/A | 1 | 1 | 1.053 |  |  | 2020-01-22 | [7 empty] | 2021-10-13
Data Not Available | Data Not Available | Ferndale Park Hull W2E | Ferndale Park Hull W2E | Century Yard | Hendon Road | Saltend | Data Not Available | HU12 8FV | England | 515204 | 429458 | Saltend North | Hull East 132/33kV | Ferndale Park Hull W2E | 33 | Northern Powergrid (Yorkshire) plc | Waste | Gas turbine (OCGT) | No |  |  | 18 | [12 empty] | No | Accepted to Connect | N/A | N/A | N/A |  |  | N/A | 18 | 18 | 18.947 |  |  | 2020-08-10 | [7 empty] | 2021-10-13
Data Not Available | Data Not Available | Hull Sewage Works | Hull Sewage Works | Hull Waste Treatment Works | Hull Road | Hull | East Yorkshire | HU12 8EY | England | 516390 | 429012 | Saltend North | Saltend 132/33kV | Yorkshire Water Hull Road | 11 | Northern Powergrid (Yorkshire) plc | Fossil - Gas | Steam turbine (thermal power plant) | Yes |  |  | 3.7 | [12 empty] | No | Connected | 3.7 | 3.7 | 3.895 |  |  | N/A | N/A | N/A | N/A |  |  | 0 | [7 empty] | 2021-11-16
2300000542785 | Data Not Available | Mill Lane Nurseries | Mill Lane Nurseries | Ottringham Road | Keyingham | Hull | East Yorkshire | HU12 9RX | England | 525526 | 425412 | Saltend North | Hull East 132/33kV | Ottringham Road | 11 | Northern Powergrid (Yorkshire) plc | Fossil - Gas | Steam turbine (thermal power plant) | Yes |  |  | 15 | [12 empty] | No | Connected | 15 | 15 | 15.789 |  |  | 2010-04-01 | N/A | N/A | N/A |  |  | Data Not Available | [7 empty] | 2021-10-13
2300001007256 | Data Not Available | Out Newton Wind Farm | Out Newton Wind Farm | Newton Windcluster | Southfield Farm | Hull | East Yorkshire | HU 11 | England | 538574 | 421153 | Saltend North | Hull East 132/33kV | Out Newton Windfarm | 33 | Northern Powergrid (Yorkshire) plc | Wind | Onshore Wind Turbines | No |  |  | 9.1 | [12 empty] | Yes | Connected | 9.1 | 9.1 | 9.579 |  |  | 2002-01-17 | N/A | N/A | N/A |  |  | Data Not Available | [7 empty] | 2020-09-28
2394000080231 | Data Not Available | Tedder Hill Wind Farm | Tedder Hill Wind Farm | Tedder Hill Wind Farm | Halsham | Hull | East Yorkshire | HU12 0BT | England | 533964 | 427448 | Saltend North | Hull East 132/33kV | Withernsea | 11 | Northern Powergrid (Yorkshire) plc | Wind | Onshore Wind Turbines | No |  |  | 6.555 | [12 empty] | No | Connected | 6.555 | 6.555 | 6.9 |  |  | 2013-03-27 | N/A | N/A | N/A |  |  | Data Not Available | [7 empty] | 2020-09-28
2394000095804 | Data Not Available | Roos Wind Farm | Roos Wind Farm | Roos Wind Farm | Rectory Road | Roos | East Yorkshire | HU12 0LA | England | 527465 | 429498 | Saltend North | Hull East 132/33kV | Roos Windfarm | 33 | Northern Powergrid (Yorkshire) plc | Wind | Onshore Wind Turbines | No |  |  | 17.1 | [12 empty] | Yes | Connected | 17.1 | 17.1 | 18 |  |  | 2012-11-19 | N/A | N/A | N/A |  |  | Data Not Available | [7 empty] | 2020-09-28
2394000103999 | Data Not Available | Ottringham Solar Farm (Patrington Road) | Ottringham Solar Farm (Patrington Road) | Patrington Road | Ottringham | Hull | East Yorkshire | HU12 0AD | England | 527582 | 424228 | Saltend North | Hull East 132/33kV | Patrington Road | 11 | Northern Powergrid (Yorkshire) plc | Solar | Photovoltaic | No |  |  | 4.75 | [12 empty] | No | Connected | 4.75 | 4.75 | 5 |  |  | 2014-08-08 | N/A | N/A | N/A |  |  | Data Not Available | [7 empty] | 2020-09-28
2394000108091 | Data Not Available | The Limes Wind Farm | The Limes Wind Farm | The Limes Windfarm | Staithes Road | Preston | Lincolnshire | HU12 8DX | England | 515173 | 429444 | Saltend North | Hull East 132/33kV | Hull East 33/11kV | 11 | Northern Powergrid (Yorkshire) plc | Wind | Onshore Wind Turbines | No |  |  | 1.425 | [12 empty] | No | Connected | 1.425 | 1.425 | 1.5 |  |  | 2014-10-27 | N/A | N/A | N/A |  |  | Data Not Available | [7 empty] | 2020-09-28
2394000134668 | Data Not Available | Sunrise Renewables | Sunrise Renewables | Northern Gateway Biomass | King George Dock | Hull | East Yorkshire | HU9 5PS | England | 515204 | 429458 | Saltend North | Hull East 132/33kV | Northern Gateway Biomass | 33 | Northern Powergrid (Yorkshire) plc | Solar | Photovoltaic | No |  |  | 10 | [12 empty] | No | Connected | 10 | 10 | 10.526 |  |  | Data Not Available | N/A | N/A | N/A |  |  | Data Not Available | [7 empty] | 2021-10-14
2394000137710 | Data Not Available | Cranswick Country Foods | Cranswick Country Foods | Cranswick Country Foods | Staithes Road | Hull | East Yorkshire | HU12 8TB | England | 518461 | 430443 | Saltend North | Hull East 132/33kV | Hedon Road | 11 | Northern Powergrid (Yorkshire) plc | Fossil - Gas | Steam turbine (thermal power plant) | Yes |  |  | 2.053 | [12 empty] | Yes | Connected | 2 | 2 | 2.161 |  |  | 2018-09-02 | N/A | N/A | N/A |  |  | 2017-12-11 | [7 empty] | 2021-10-13
2300000542819 | 2300000542828 | Burstwick Nursery | Burstwick Nursery | Main Street | Burstwick | Hull | East Yorkshire | HU12 9EB | England | 522808 | 428517 | Saltend North | Saltend 132/33kV | Ellifoot Lane | 11 | Northern Powergrid (Yorkshire) plc | Fossil - Gas | Steam turbine (thermal power plant) | Yes |  |  | 10.05 | [12 empty] | No | Connected | 10.05 | 10.05 | 10.579 |  |  | 2010-04-01 | N/A | N/A | N/A |  |  | Data Not Available | [7 empty] | 2021-10-13
2394000110462 | 2394000124474 | Far Marsh Wind Farm | Far Marsh Wind Farm | Marsh Farm | Ottringham | Hull | East Yorkshire | HU12 0AN | England | 527582 | 424228 | Saltend North | Hull East 132/33kV | Patrington Road | 11 | Northern Powergrid (Yorkshire) plc | Wind | Onshore Wind Turbines | No |  |  | 1.425 | [12 empty] | No | Connected | 1.425 | 1.425 | 1.5 |  |  | 2015-09-04 | N/A | N/A | N/A |  |  | 2015-01-01 | [7 empty] | 2020-09-28
Data Not Available | Data Not Available | Yorkshire Energy Park CHP | Yorkshire Energy Park CHP | Yorkshire Energy Park | Staithes Road | Hull | EAST YORKSHIRE | HU12 8DX | England | 516995 | 429418 | Saltend North | Saltend 132/33kV | Yorkshire Water Hull Road | 33 | Northern Powergrid (Yorkshire) plc | Fossil - Gas | Steam turbine (thermal power plant) | Yes |  |  | 5.588 | [12 empty] | No | Accepted to Connect | N/A | N/A | N/A |  |  | N/A | 5.588 | 5.588 | 5.882 |  |  | 2022-03-03 | [7 empty] | 2022-04-14
Data Not Available | Data Not Available | Royal Hallamshire Hospital | Royal Hallamshire Hospital | Glossop Road | Broomhall | Sheffield | South Yorkshire | S10 2JF | England | 434568 | 387252 | Sheffield City | Sheffield City | Victoria Street | 11 | Northern Powergrid (Yorkshire) plc | Fossil - Gas | Steam turbine (thermal power plant) | Yes |  |  | 1.95 | [12 empty] | No | Connected | 0 | 0 | 2.053 |  |  | Data Not Available | N/A | N/A | N/A |  |  | Data Not Available | [7 empty] | 2021-10-13
Data Not Available | Data Not Available | University of Sheffield, Backup Generator | University of Sheffield, Backup Generator | Sheffield University | Broomhall | Sheffield | South Yorkshire | S10 2TG | England | 434162 | 387232 | Sheffield City | Sheffield City | Victoria Street | 11 | Northern Powergrid (Yorkshire) plc | Fossil - Gas | Engine (combustion / reciprocating) | No |  |  | 2 | [12 empty] | No | Connected | 0 | 0 | 2.105 |  |  | Data Not Available | N/A | N/A | N/A |  |  | Data Not Available | [7 empty] | 2021-10-14
Data Not Available | Data Not Available | Sheffield Arts Block | Sheffield Arts Block | Arts Tower | Sheffield Unversity | Sheffield | South Yorkshire | S10 2TN | England | 434046 | 387348 | Sheffield City | Sheffield City | Victoria Street | 11 | Northern Powergrid (Yorkshire) plc | Fossil - Gas | Steam turbine (thermal power plant) | Yes |  |  | 4.7 | [12 empty] | No | Accepted to Connect | N/A | N/A | N/A |  |  | N/A | 2.5 | 2.5 | 4.947 |  |  | 2017-05-09 | [7 empty] | 2021-10-13
Data Not Available | Data Not Available | Knostrop STW (Arup) Wind Turbine | Knostrop STW (Arup) Wind Turbine | Knostrop CHP | Knostrop Lane | Leeds | West Yorkshire | LS9 0PJ | England | 432422 | 431525 | Skelton Grange | Leeds East | Knostrop | 11 | Northern Powergrid (Yorkshire) plc | Wind | Onshore Wind Turbines | No |  |  | 2 | [12 empty] | No | Accepted to Connect | N/A | N/A | N/A |  |  | N/A | 2 | 2 | 2.105 |  |  | 2015-10-01 | [7 empty] | 2020-09-28
Data Not Available | Data Not Available | Seacroft Hospital | Seacroft Hospital | Seacroft Hospital | York Road | Leeds | West Yorkshire | LS14 6UH | England | 434992 | 434626 | Skelton Grange | Leeds East | York Road | 11 | Northern Powergrid (Yorkshire) plc | Fossil - Gas | Engine (combustion / reciprocating) | No |  |  | 1 | [12 empty] | No | Accepted to Connect | N/A | N/A | N/A |  |  | N/A | 0 | 0 | 1.053 |  |  | 2015-06-01 | [7 empty] | 2021-10-14
Data Not Available | Data Not Available | Arla Foods | Arla Foods | Arla Foods | Leodis Way | Leeds | West Yorkshire | LS10 1NN | England | 433339 | 429987 | Skelton Grange | Low Road | Stourton 33/11kV | 11 | Northern Powergrid (Yorkshire) plc | Solar | Photovoltaic | No |  |  | 1.529 | [12 empty] | No | Accepted to Connect | N/A | N/A | N/A |  |  | N/A | 1.529 | 1.529 | 1.609 |  |  | 2015-07-14 | [7 empty] | 2021-08-18
Data Not Available | Data Not Available | Bradford M&S | Bradford M&S | Prologis Park | Rooley Lane | Bradford | West Yorkshire | BD5 8LB | England | 417152 | 430212 | Skelton Grange | Staygate | Dudley Hill | 11 | Northern Powergrid (Yorkshire) plc | Fossil - Oil | Engine (combustion / reciprocating) | No |  |  | 2 | [12 empty] | No | Connected | 0 | 0 | 2.105 |  |  | Data Not Available | N/A | N/A | N/A |  |  | Data Not Available | [7 empty] | 2021-10-13
Data Not Available | Data Not Available | Non-Exporting Backup Generator | Non-Exporting Backup Generator | Unit 11 | Shaw Park | Huddersfield | West Yorkshire | HD5 9AG | England | 415262 | 416412 | Skelton Grange | Saint Andrews Road 132/33kV | Saint Andrews Road 33/11kV | 0.4 | Northern Powergrid (Yorkshire) plc | Fossil - Gas | Engine (combustion / reciprocating) | No |  |  | 1 | [12 empty] | No | Connected | 0 | 0 | 1.053 |  |  | 2017-12-07 | N/A | N/A | N/A |  |  | Data Not Available | [7 empty] | 2021-10-14
Data Not Available | Data Not Available | Newcold, Newmarket Lane, Methley | Newcold, Newmarket Lane, Methley | Newcold | Stanley | Wakefield | West Yorkshire | WF3 4BY | England | 436292 | 425471 | Skelton Grange | Wakefield North | Royds Lane | 11 | Northern Powergrid (Yorkshire) plc | Stored Energy (all stored energy irrespective of the original energy source) | Storage - Electrochemical (Batteries) | No |  |  | 2 | [12 empty] | No | Accepted to Connect | N/A | N/A | N/A |  |  | N/A | 0.7 | 0.7 | 2.105 |  |  | 2018-05-29 | [7 empty] | 2021-10-13
Data Not Available | Data Not Available | Network Rail East Ardsley | Network Rail East Ardsley | Station Road | East Ardsley | Wakefield | West Yorkshire | WF3 2FE | England | 430763 | 426208 | Skelton Grange | Station Lane | Station Lane Direct | 25 | Northern Powergrid (Yorkshire) plc | Other | Other | No |  |  | 2 | [12 empty] | No | Accepted to Connect | N/A | N/A | N/A |  |  | N/A | 2 | 2 | 2.105 |  |  | 2019-01-16 | [7 empty] | 2021-10-13
Data Not Available | Data Not Available | Beckett Street CHP | Beckett Street CHP | St James Energy Centre | Beckett Street | Leeds | West Yorkshire | LS9 7TF | England | 431689 | 434662 | Skelton Grange | Leeds East | Burmantofts | 11 | Northern Powergrid (Yorkshire) plc | Fossil - Gas | Steam turbine (thermal power plant) | Yes |  |  | 4.5 | [12 empty] | No | Accepted to Connect | N/A | N/A | N/A |  |  | N/A | 4.5 | 4.5 | 4.737 |  |  | 2019-01-09 09:58 | [7 empty] | 2021-10-13
Data Not Available | Data Not Available | Skelton Peak Gas | Skelton Peak Gas | Land as Skelton Grange Former Power Station | Skelton Grange Road | Leeds | West Yorkshire | LS10 1RR | England | 433451 | 431474 | Skelton Grange | Skelton Peak Gas | Skelton Peak Gas Direct | 132 | Northern Powergrid (Yorkshire) plc | Fossil - Gas | Steam turbine (thermal power plant) | No |  |  | 49.27 | [12 empty] | No | Accepted to Connect | N/A | N/A | N/A |  |  | N/A | 49.27 | 49.27 | 51.863 |  |  | 2019-10-29 | [7 empty] | 2021-10-13
Data Not Available | Data Not Available | Park & Ride | Park & Ride | Park & Ride | Enterprise Way | Leeds | West Yorkshire | LS10 3DZ | England | 431588 | 430159 | Skelton Grange | Low Road | Leasowe Road | 11 | Northern Powergrid (Yorkshire) plc | Solar | Photovoltaic | No |  |  | 1 | [12 empty] | No | Accepted to Connect | N/A | N/A | N/A |  |  | N/A | 1 | 1 | 1.053 |  |  | 2019-11-25 | [7 empty] | 2020-09-28
Data Not Available | Data Not Available | Coca Cola Wakefield Solar | Coca Cola Wakefield Solar | Coca Cola Wakefield | Kenmore Road | Wakefield | West Yorkshire | WF2 0XR | England | 431793 | 424771 | Skelton Grange | Wakefield North | Kenmore Road | 11 | Northern Powergrid (Yorkshire) plc | Solar | Photovoltaic | No |  |  | 2.775 | [12 empty] | No | Accepted to Connect | N/A | N/A | N/A |  |  | N/A | 2.775 | 2.775 | 2.921 |  |  | 2021-02-10 | [7 empty] | 2021-06-10
Data Not Available | Data Not Available | South Road CHP | South Road CHP | Skelton Grange ERF | South Road | Leeds | West Yorkshire | LS10 1RR | England | 433451 | 431474 | Skelton Grange | South Road CHP | South Road CHP Direct | 132 | Northern Powergrid (Yorkshire) plc | Fossil - Gas | Steam turbine (thermal power plant) | Yes |  |  | 45 | [12 empty] | No | Accepted to Connect | N/A | N/A | N/A |  |  | N/A | 45 | 45 | 47.368 |  |  | 2019-06-01 | [7 empty] | 2021-10-13
2300000234224 | Data Not Available | St James' Hospital | St James' Hospital | Beckett Street | Harehills | Leeds | West Yorkshire | LS9 7TF | England | 431148 | 434122 | Skelton Grange | Leeds East | Burmantofts | 11 | Northern Powergrid (Yorkshire) plc | Fossil - Gas | Steam turbine (thermal power plant) | Yes |  |  | 5.7 | [12 empty] | No | Connected | 4.275 | 4.275 | 6 |  |  | 2000-07-24 | N/A | N/A | N/A |  |  | Data Not Available | [7 empty] | 2021-10-13
2300000930377 | Data Not Available | Huddersfield Incinerator | Huddersfield Incinerator | Huddersfield Incinerator | Vine Street | Huddersfield | West Yorkshire | HD1 6NT | England | 414768 | 417786 | Skelton Grange | Saint Andrews Road 132/33kV | Emerald Street | 33 | Northern Powergrid (Yorkshire) plc | Waste | Steam turbine (thermal power plant) | No |  |  | 10.6 | [12 empty] | No | Connected | 10.6 | 10.6 | 11.158 |  |  | 2002-02-11 | N/A | N/A | N/A |  |  | Data Not Available | [7 empty] | 2021-10-13
2380001559708 | Data Not Available | 2 x 2.5MW synch CHP, Arla Foods, Stourton | 2 x 2.5MW synch CHP, Arla Foods, Stourton | Pontefract Road | Hunslet | Leeds | West Yorkshire | LS10 1AX | England | 433367 | 429948 | Skelton Grange | Stourton 132/11kV | Stourton 132/11kV Direct | 11 | Northern Powergrid (Yorkshire) plc | Fossil - Gas | Steam turbine (thermal power plant) | Yes |  |  | 10 | [12 empty] | No | Connected | 5 | 5 | 10.526 |  |  | 2020-01-31 11:38 | N/A | N/A | N/A |  |  | 2018-12-05 | [7 empty] | 2021-10-13
2394000036687 | Data Not Available | Skelton Grange Landfill | Skelton Grange Landfill | Skelton Grange Landfill Site | Newsam Green | Leeds | West Yorkshire | LS15 9AD | England | 434704 | 427905 | Skelton Grange | Wakefield North | Royds Lane | 11 | Northern Powergrid (Yorkshire) plc | Waste | Gas turbine (OCGT) | No |  |  | 6.3 | [12 empty] | No | Connected | 6.3 | 6.3 | 6.632 |  |  | 2008-04-01 | N/A | N/A | N/A |  |  | Data Not Available | [7 empty] | 2021-10-13
2394000067329 | Data Not Available | Methley Old Colliery | Methley Old Colliery | Newmarket Lane | Methley | Leeds | West Yorkshire | LS26 9DP | England | 434704 | 427905 | Skelton Grange | Wakefield North | Royds Lane | 11 | Northern Powergrid (Yorkshire) plc | Waste | Gas turbine (OCGT) | No |  |  | 2.945 | [12 empty] | No | Connected | 2.565 | 2.565 | 3.1 |  |  | 2009-12-03 | N/A | N/A | N/A |  |  | Data Not Available | [7 empty] | 2021-10-13
2394000081500 | Data Not Available | Leeds North, Regional Bio Power | Leeds North, Regional Bio Power | North Leeds Generation | Buslingthorpe Green | Leeds | West Yorkshire | LS7 2AP | England | 430149 | 435380 | Skelton Grange | Leeds North | Buslingthorpe Green | 11 | Northern Powergrid (Yorkshire) plc | Waste | Gas turbine (OCGT) | No |  |  | 1.9 | [12 empty] | No | Connected | 1.9 | 1.9 | 2 |  |  | 2011-10-01 | N/A | N/A | N/A |  |  | Data Not Available | [7 empty] | 2021-10-13
2394000085123 | Data Not Available | New Bridge House | New Bridge House | Leeds City Office Park | Holbeck | Leeds | West Yorkshire | LS11 5BD | England | 430891 | 432405 | Skelton Grange | Low Road | Brookfield Street | 11 | Northern Powergrid (Yorkshire) plc | Other | Other | No |  |  | 1 | [12 empty] | No | Connected | 0.105 | 0.105 | 1.053 |  |  | 2012-11-21 | N/A | N/A | N/A |  |  | Data Not Available | [7 empty] | 2021-10-13
2394000090053 | Data Not Available | Leeds Mail Centre | Leeds Mail Centre | Leeds Mail Centre | Leodis Way | Leeds | West Yorkshire | LS10 1AZ | England | 433339 | 429987 | Skelton Grange | Low Road | Stourton 33/11kV | 11 | Northern Powergrid (Yorkshire) plc | Fossil - Gas | Steam turbine (thermal power plant) | Yes |  |  | 1.6 | [12 empty] | No | Connected | 0 | 0 | 1.684 |  |  | 2011-11-18 | N/A | N/A | N/A |  |  | Data Not Available | [7 empty] | 2021-10-13
2394000115753 | Data Not Available | Coca-Cola | Coca-Cola | Wakefield 41 Business Park | Kenmore Road | Wakefield | West Yorkshire | WF2 0XR | England | 431793 | 424771 | Skelton Grange | Wakefield North | Kenmore Road | 11 | Northern Powergrid (Yorkshire) plc | Fossil - Gas | Steam turbine (thermal power plant) | Yes |  |  | 1.169 | [12 empty] | No | Connected | 0 | 0 | 1.231 |  |  | Data Not Available | N/A | N/A | N/A |  |  | Data Not Available | [7 empty] | 2021-10-13
2394000115753 | Data Not Available | Coca Cola Solar Power Plant | Coca Cola Solar Power Plant | Kenmore Road | Wakefield 41 Business Park | Wakefield | West Yorkshire | WF2 0XR | England | 431793 | 424771 | Skelton Grange | Wakefield North | Kenmore Road | 11 | Northern Powergrid (Yorkshire) plc | Solar | Photovoltaic | No |  |  | 5 | [12 empty] | No | Connected | 0 | 0 | 5.263 |  |  | Data Not Available | N/A | N/A | N/A |  |  | 2015-09-18 | [7 empty] | 2021-08-18
2394000117626 | Data Not Available | Knostrop STW | Knostrop STW | Kelda Water Services | Knowsthorpe Lane | Leeds | West Yorkshire | LS9 0PJ | England | 432422 | 431525 | Skelton Grange | Leeds East | Knostrop | 11 | Northern Powergrid (Yorkshire) plc | Fossil - Gas | Steam turbine (thermal power plant) | Yes |  |  | 4 | [12 empty] | No | Accepted to Connect | N/A | N/A | N/A |  |  | N/A | 5 | 5 | 4.211 |  |  | 2016-02-24 | [7 empty] | 2021-10-13
2394000121845 | Data Not Available | Veoila Leeds Recycling | Veoila Leeds Recycling | Leeds Rcycling and Energy Recovery | New Market Approach | Leeds | West Yorkshire | LS9 0SH | England | 432406 | 434042 | Skelton Grange | Leeds East | Leeds Waste to Energy | 33 | Northern Powergrid (Yorkshire) plc | Waste | Steam turbine (thermal power plant) | No |  |  | 15 | [12 empty] | No | Connected | 15 | 15 | 15.789 |  |  | 2016-01-01 | N/A | N/A | N/A |  |  | Data Not Available | [7 empty] | 2021-10-13
2394000134161 | Data Not Available | Merrion House LLP | Merrion House LLP | Merrion House | Town Centre House | Leeds | West Yorkshire | LS2 8LY | England | 430054 | 434475 | Skelton Grange | Leeds North | Carlton Hill | 11 | Northern Powergrid (Yorkshire) plc | Fossil - Gas | Steam turbine (thermal power plant) | Yes |  |  | 2 | [12 empty] | No | Connected | 2 | 2 | 2.105 |  |  | 2017-07-07 | N/A | N/A | N/A |  |  | Data Not Available | [7 empty] | 2021-10-13
2394000139179 | Data Not Available | Land at Pontefract Road | Land at Pontefract Road | Mayflower House | 14 Pontefract Road | Leeds | West Yorkshire | LS10 1TB | England | 433402 | 429987 | Skelton Grange | Stourton 132/11kV | Stourton 132/11kV Direct | 11 | Northern Powergrid (Yorkshire) plc | Fossil - Gas | Engine (combustion / reciprocating) | No |  |  | 7 | [12 empty] | No | Connected | 7 | 7 | 7.368 |  |  | 2019-06-30 | N/A | N/A | N/A |  |  | 2016-10-20 | [7 empty] | 2021-10-14
2300000600319 | 2300000600328 | Allied Colloids/CIBA Specialty Chemicals | Allied Colloids/CIBA Specialty Chemicals | Allied Colloids | Low Moor | Bradford | West Yorkshire | BD12 0JZ | England | 415773 | 428755 | Skelton Grange | Staygate | Low Moor | 11 | Northern Powergrid (Yorkshire) plc | Fossil - Gas | Steam turbine (thermal power plant) | Yes |  |  | 9.5 | [12 empty] | No | Connected | 9.5 | 9.5 | 10 |  |  | 2000-08-30 | N/A | N/A | N/A |  |  | Data Not Available | [7 empty] | 2021-10-13
2394000069734 | 2394000069743 | Earlsheaton STW | Earlsheaton STW | Old MILL Yard | Low Mill Road | Ossett | West Yorkshire | WF5 8ND | England | 428670 | 418760 | Skelton Grange | Wakefield North | Milton Place | 0.4 | Northern Powergrid (Yorkshire) plc | Fossil - Gas | Engine (combustion / reciprocating) | Yes |  |  | 1.454 | [12 empty] | No | Connected | 1.454 | 1.454 | 1.531 |  |  | 2011-04-19 | N/A | N/A | N/A |  |  | Data Not Available | [7 empty] | 2021-10-14
2394000002925 | 2394100008408 | Syngenta CHP (Huddersfield) | Syngenta CHP (Huddersfield) | Syngenta | Leeds Road | Huddersfield | West Yorkshire | HD2 1FF | England | 415144 | 417196 | Skelton Grange | Saint Andrews Road 132/33kV | Zeneca 1_2 | 33 | Northern Powergrid (Yorkshire) plc | Fossil - Gas | Steam turbine (thermal power plant) | Yes |  |  | 19.95 | [12 empty] | No | Connected | 19.95 | 19.95 | 21 |  |  | 2012-04-01 | N/A | N/A | N/A |  |  | Data Not Available | [7 empty] | 2021-10-13
2394000121083 | Data Not Available | Rotherham General Hospital | Rotherham General Hospital | Rotherham District General Hospital | Moorgate Road | Rotherham | South Yorkshire | S60 2UD | England | 442186 | 391234 | Templeborough 275/33kV | Templeborough 275/33kV | Fullerton Road | 11 | Northern Powergrid (Yorkshire) plc | Fossil - Gas | Steam turbine (thermal power plant) | Yes |  |  | 1 | [12 empty] | No | Connected | 0 | 0 | 1.053 |  |  | 2015-02-12 | N/A | N/A | N/A |  |  | Data Not Available | [7 empty] | 2021-10-13
Data Not Available | Data Not Available | Snape Lane Waste-to-Energy/Gas Generation | Snape Lane Waste-to-Energy/Gas Generation | Snape Lane | Harworth | Nottingham | South Yorkshire | DN11 8NF | England | 448886 | 390035 | Thurcroft | Thurcroft | Snape Lane Energy | 66 | Northern Powergrid (Yorkshire) plc | Waste | Steam turbine (thermal power plant) | No |  |  | 30 | [12 empty] | No | Accepted to Connect | N/A | N/A | N/A |  |  | N/A | 30 | 30 | 31.579 |  |  | 2017-11-03 | [7 empty] | 2021-10-13
Data Not Available | Data Not Available | Snape Lane Project | Snape Lane Project | Snape Lane | Harworth | Doncaster | South Yorkshire | DN11 8RU | England | 461807 | 391077 | Thurcroft | Thurcroft | Harworth | 11 | Northern Powergrid (Yorkshire) plc | Other | Other | No |  |  | 7 | [12 empty] | No | Accepted to Connect | N/A | N/A | N/A |  |  | N/A | 7 | 7 | 7.368 |  |  | 2017-02-01 | [7 empty] | 2021-10-13
2300000233898 | Data Not Available | Harworth Colliery | Harworth Colliery | Harworth Colliery | Bircotes | Doncaster | South Yorkshire | DN11 8AB | England | 462697 | 391202 | Thurcroft | Thurcroft | Harworth | 11 | Northern Powergrid (Yorkshire) plc | Waste | Gas turbine (OCGT) | No |  |  | 4.003 | [12 empty] | No | Connected | 4.003 | 4.003 | 4.214 |  |  | 2010-04-01 | N/A | N/A | N/A |  |  | Data Not Available | [7 empty] | 2021-10-13
2394000025054 | Data Not Available | Levitt Hagg Waste Recycling | Levitt Hagg Waste Recycling | Mill Lane | Warmsworth | Doncaster | South Yorkshire | DN4 9RG | England | 454313 | 398967 | Thurcroft | Thurcroft | Edlington | 11 | Northern Powergrid (Yorkshire) plc | Waste | Steam turbine (thermal power plant) | No |  |  | 5.7 | [12 empty] | No | Connected | 5.7 | 5.7 | 6 |  |  | 2010-04-01 | N/A | N/A | N/A |  |  | Data Not Available | [7 empty] | 2021-10-13
2394000060226 | Data Not Available | Maltby Colliery | Maltby Colliery | Tickhill Road | Maltby | Rotherham | South Yorkshire | S66 7QW | England | 455236 | 392195 | Thurcroft | Thurcroft | Maltby Colliery | 66 | Northern Powergrid (Yorkshire) plc | Waste | Gas turbine (OCGT) | No |  |  | 10 | [12 empty] | No | Connected | 10 | 10 | 10.526 |  |  | 2011-11-10 | N/A | N/A | N/A |  |  | Data Not Available | [7 empty] | 2021-10-13
2394000064062 | Data Not Available | Loscar Wind Farm | Loscar Wind Farm | Packman Lane | Harthill | Sheffield | South Yorkshire | S26 7XY | England | 449382 | 382219 | Thurcroft | Thurcroft | Kiveton Park | 11 | Northern Powergrid (Yorkshire) plc | Wind | Onshore Wind Turbines | No |  |  | 4.275 | [12 empty] | No | Connected | 3.8 | 3.8 | 4.5 |  |  | 2010-10-01 | N/A | N/A | N/A |  |  | Data Not Available | [7 empty] | 2021-08-18
2394000099074 | Data Not Available | Penny Hill Wind Farm | Penny Hill Wind Farm | Penny Hill Wind Farm | Harthill | Sheffield | South Yorkshire | S26 7YA | England | 450827 | 379922 | Thurcroft | Thurcroft | Pennyhill Windfarm | 66 | Northern Powergrid (Yorkshire) plc | Wind | Onshore Wind Turbines | No |  |  | 20.22 | [12 empty] | No | Connected | 20.22 | 20.22 | 21.284 |  |  | 2013-03-18 | N/A | N/A | N/A |  |  | Data Not Available | [7 empty] | 2021-08-18
2394000136178 | Data Not Available | Chesterfield Road Generation | Chesterfield Road Generation | Chesterfield Road | Swallownest | Sheffield | South Yorkshire | S26 4TL | England | 444901 | 384941 | Thurcroft | Thurcroft | Beighton | 11 | Northern Powergrid (Yorkshire) plc | Fossil - Gas | Engine (combustion / reciprocating) | No |  |  | 8 | [12 empty] | No | Connected | 8 | 8 | 8.421 |  |  | 2018-04-20 | N/A | N/A | N/A |  |  | 2016-06-15 | [7 empty] | 2021-10-14
2394000139276 | Data Not Available | Hawley House | Hawley House | North of Outgang Lane | Dinnington | Sheffield | South Yorkshire | S25 3QY | England | 452072 | 386874 | Thurcroft | Thurcroft | Dinnington | 11 | Northern Powergrid (Yorkshire) plc | Fossil - Gas | Engine (combustion / reciprocating) | No |  |  | 8 | [12 empty] | No | Connected | 8 | 8 | 8.421 |  |  | 2019-07-05 | N/A | N/A | N/A |  |  | 2017-06-23 | [7 empty] | 2021-10-14
2394000141451 | Data Not Available | Chesterfield Road Large Generation | Chesterfield Road Large Generation | Chesterfield Road | Swallownest | Sheffield | South Yorkshire | S26 4SX | England | 444791 | 384841 | Thurcroft | Thurcroft | Chesterfield Road Generation | 66 | Northern Powergrid (Yorkshire) plc | Fossil - Oil | Engine (combustion / reciprocating) | No |  |  | 20 | [12 empty] | No | Connected | 20 | 20 | 21.053 |  |  | 2019-10-25 | N/A | N/A | N/A |  |  | 2017-11-21 | [7 empty] | 2021-10-14
2394000141521 | 2380002605694 | Green Lane BESS, Thurcroft | Green Lane BESS, Thurcroft | Green Lane | Energy Storage Scheme | Thurcroft | South Yorkshire | S66 9JE | England | 448478 | 389543 | Thurcroft | Thurcroft | Green Lane BESS | 66 | Northern Powergrid (Yorkshire) plc | Stored Energy (all stored energy irrespective of the original energy source) | Storage - Electrochemical (Batteries) | No |  |  | 49.9 | [12 empty] | No | Connected | 49.9 | 49.9 | 52.526 |  |  | 2020-09-02 | N/A | N/A | N/A |  |  | 2017-10-03 | [7 empty] | 2021-10-13
2394200145011 | 2380002680966 | Caxton Way Gas | Caxton Way Gas | Noble Way | Dinnington | Sheffield | South Yorkshire | S25 3QE | England | 451900 | 386436 | Thurcroft | Thurcroft | Caxton Way Gas | 66 | Northern Powergrid (Yorkshire) plc | Fossil - Gas | Steam turbine (thermal power plant) | Yes |  |  | 30 | [12 empty] | No | Connected | 30 | 30 | 31.579 |  |  | 2021-02-11 | N/A | N/A | N/A |  |  | 2019-06-01 | [7 empty] | 2021-10-13
Data Not Available | Data Not Available | Doncaster Royal Infirmary | Doncaster Royal Infirmary | Doncaster Royal Infirmary | Armthorpe Road | Doncaster | South Yorkshire | DN2 5LT | England | 459149 | 404158 | West Melton / Thorpe Marsh | Doncaster B/Thorpe Marsh | ICI Fibres | 11 | Northern Powergrid (Yorkshire) plc | Fossil - Gas | Engine (combustion / reciprocating) | No |  |  | 5.4 | [12 empty] | No | Connected | 5.4 | 5.4 | 5.684 |  |  | Data Not Available | N/A | N/A | N/A |  |  | Data Not Available | [7 empty] | 2021-10-14
Data Not Available | Data Not Available | Nutwell Water Treatment [No HH Data] | Nutwell Water Treatment [No HH Data] | Nutwell Lane | Armthorpe | Doncaster | South Yorkshire | DN3 3JF | England | 463153 | 404573 | West Melton / Thorpe Marsh | Doncaster B/Thorpe Marsh | West Moor Park | 11 | Northern Powergrid (Yorkshire) plc | Fossil - Gas | Steam turbine (thermal power plant) | Yes |  |  | 2 | [12 empty] | No | Connected | 0 | 0 | 2.105 |  |  | Data Not Available | N/A | N/A | N/A |  |  | Data Not Available | [7 empty] | 2021-10-13
Data Not Available | Data Not Available | Wabtec Rail | Wabtec Rail | Doncaster House | Hexthorpe Road | Doncaster | South Yorkshire | DN4 0BF | England | 456954 | 403249 | West Melton / Thorpe Marsh | Mallard Way | Belmont Avenue | 11 | Northern Powergrid (Yorkshire) plc | Solar | Photovoltaic | No |  |  | 3 | [12 empty] | No | Accepted to Connect | N/A | N/A | N/A |  |  | N/A | 3 | 3 | 3.158 |  |  | Data Not Available | [7 empty] | 2021-08-18
Data Not Available | Data Not Available | Friar's Gate Generation | Friar's Gate Generation | Friars Gate | Greyfriars Road | Doncaster | South Yorkshire | DN1 1QN | England | 457222 | 403662 | West Melton / Thorpe Marsh | Doncaster Central | Friarsgate Generation | 33 | Northern Powergrid (Yorkshire) plc | Fossil - Gas | Engine (combustion / reciprocating) | No |  |  | 21 | [12 empty] | No | Accepted to Connect | N/A | N/A | N/A |  |  | N/A | 21 | 21 | 22.105 |  |  | 2017-11-01 | [7 empty] | 2021-10-14
Data Not Available | Data Not Available | Green Park Askern Capacity Alteration | Green Park Askern Capacity Alteration | Campsall Road | Askern | Doncaster | South Yorkshire | DN6 0BZ | England | 455256 | 414034 | West Melton / Thorpe Marsh | Doncaster B/Thorpe Marsh | Askern Green Park | 66 | Northern Powergrid (Yorkshire) plc | Fossil - Gas | Engine (combustion / reciprocating) | No |  |  | 2.7 | [12 empty] | No | Accepted to Connect | N/A | N/A | N/A |  |  | N/A | 0 | 0 | 2.842 |  |  | 2018-05-31 12:00 | [7 empty] | 2021-10-14
Data Not Available | Data Not Available | Harlaxton IDNO - Doncaster Inland Port - Additional | Harlaxton IDNO - Doncaster Inland Port - Additional | West End Lane | New Rossington | Doncaster | South Yorkshire | DN11 0PY | England | 460763 | 398514 | West Melton / Thorpe Marsh | Mallard Way | Doncaster Inland Port | 11 | Northern Powergrid (Yorkshire) plc | Solar | Photovoltaic | No |  |  | 8 | [12 empty] | No | Accepted to Connect | N/A | N/A | N/A |  |  | N/A | 8 | 8 | 8.421 |  |  | 2019-10-19 | [7 empty] | 2020-09-28
Data Not Available | Data Not Available | Sandall Stones W2E | Sandall Stones W2E | Land Off Sandall Stones Road | Kirk Sandall Industrial Estate | Doncaster | South Yorkshire | DN3 1QR | England | 460978 | 407413 | West Melton / Thorpe Marsh | Doncaster B/Thorpe Marsh | Sandall Stones W2E | 66 | Northern Powergrid (Yorkshire) plc | Waste | Gas turbine (OCGT) | No |  |  | 30 | [12 empty] | No | Accepted to Connect | N/A | N/A | N/A |  |  | N/A | 30 | 30 | 31.579 |  |  | 2020-05-18 | [7 empty] | 2021-10-13
Data Not Available | Data Not Available | Bawtry Solar Farm | Bawtry Solar Farm | HIGH COMMON LANE | AUSTERFIELD | DONCASTER | South Yorkshire | DN10 6HA | England | 465005 | 397189 | West Melton / Thorpe Marsh | Doncaster B/Thorpe Marsh | Bawtry Solar | 66 | Northern Powergrid (Yorkshire) plc | Solar | Photovoltaic | No |  |  | 51 | [12 empty] | No | Accepted to Connect | N/A | N/A | N/A |  |  | N/A | 40 | 40 | 53.684 |  |  | 2020-06-04 | [7 empty] | 2020-10-16
Data Not Available | Data Not Available | Tesco DC Generator | Tesco DC Generator | Teso DC | Middle Bank | Doncaster | South Yorkshire | DN4 5JJ | England | 458109 | 401900 | West Melton / Thorpe Marsh | Mallard Way | Jarratt Street | 11 | Northern Powergrid (Yorkshire) plc | Fossil - Gas | Steam turbine (thermal power plant) | Yes |  |  | 1.25 | [12 empty] | No | Accepted to Connect | N/A | N/A | N/A |  |  | N/A | 1.25 | 1.25 | 1.316 |  |  | 2021-02-25 | [7 empty] | 2021-10-13
Data Not Available | Data Not Available | Sheffield IKEA | Sheffield IKEA | IKEA | Sheffield Road | Sheffield | South Yorkshire | S9 1RT | England | 440507 | 391284 | West Melton / Thorpe Marsh | Blackburn Meadows B | Tinsley Wire Industries | 11 | Northern Powergrid (Yorkshire) plc | Solar | Photovoltaic | No |  |  | 1.207 | [12 empty] | No | Connected | 1.207 | 1.207 | 1.271 |  |  | N/A | N/A | N/A | N/A |  |  | 2018-02-21 | [7 empty] | 2022-01-13
2300000443825 | Data Not Available | Trumfleet Power Station | Trumfleet Power Station | Trumfleet | Askern | Doncaster | South Yorkshire | DN6 0DT | England | 461051 | 410281 | West Melton / Thorpe Marsh | Doncaster B/Thorpe Marsh | Trumfleet Generation | 66 | Northern Powergrid (Yorkshire) plc | Waste | Gas turbine (OCGT) | No |  |  | 19 | [12 empty] | No | Connected | 12.398 | 12.398 | 20 |  |  | 2011-09-01 | N/A | N/A | N/A |  |  | Data Not Available | [7 empty] | 2021-10-13
2300000723776 | Data Not Available | Thurnscoe Generation | Thurnscoe Generation | Thurnscoe Business Park | Thurnscoe | Rotherham | South Yorkshire | S63 0 | England | 446554 | 405477 | West Melton / Thorpe Marsh | Doncaster B/Thorpe Marsh | Hickleton | 11 | Northern Powergrid (Yorkshire) plc | Waste | Gas turbine (OCGT) | No |  |  | 5.13 | [12 empty] | No | Connected | 5.13 | 5.13 | 5.4 |  |  | 2010-04-01 | N/A | N/A | N/A |  |  | Data Not Available | [7 empty] | 2021-10-13
2300000723776 | Data Not Available | Export Increase | Export Increase | Thurnscoe Business Park | Thurnscoe | Rotherham | South Yorkshire | S63 0BH | England | 446476 | 405306 | West Melton / Thorpe Marsh | Doncaster B/Thorpe Marsh | Hickleton | 11 | Northern Powergrid (Yorkshire) plc | Waste | Gas turbine (OCGT) | No |  |  | 1.995 | [12 empty] | No | Connected | 1.995 | 1.995 | 2.1 |  |  | 2018-04-12 | N/A | N/A | N/A |  |  | 2017-06-26 | [7 empty] | 2021-10-13
2394000024440 | Data Not Available | Veolia Sheffield Energy Recovery Facility | Veolia Sheffield Energy Recovery Facility | ONYX Sheffield LTD | Bernard Road | Sheffield | South Yorkshire | S4 7YX | England | 436674 | 387874 | West Melton / Thorpe Marsh | Attercliffe | Bernard Road | 33 | Northern Powergrid (Yorkshire) plc | Waste | Steam turbine (thermal power plant) | No |  |  | 19.998 | [12 empty] | No | Connected | 19.998 | 19.998 | 21.051 |  |  | 2013-04-01 | N/A | N/A | N/A |  |  | Data Not Available | [7 empty] | 2021-10-13
2394000027673 | Data Not Available | Brodsworth Green Park Generation | Brodsworth Green Park Generation | Longlands Lane | Brodsworth | Doncaster | South Yorkshire | DN5 7 | England | 452389 | 407919 | West Melton / Thorpe Marsh | Doncaster B/Thorpe Marsh | Long Lands Lane Generation | 66 | Northern Powergrid (Yorkshire) plc | Waste | Gas turbine (OCGT) | No |  |  | 3.8 | [12 empty] | No | Connected | 3.8 | 3.8 | 4 |  |  | 2012-04-01 | N/A | N/A | N/A |  |  | Data Not Available | [7 empty] | 2021-10-13
2394000043364 | Data Not Available | Askern Green Park Generation | Askern Green Park Generation | Campsall Road | Askern | Doncaster | South Yorkshire | DN6 0BZ | England | 455685 | 413924 | West Melton / Thorpe Marsh | Doncaster B/Thorpe Marsh | Askern Green Park | 66 | Northern Powergrid (Yorkshire) plc | Fossil - Gas | Engine (combustion / reciprocating) | No |  |  | 1 | [12 empty] | No | Connected | 4 | 4 | 1.053 |  |  | 2010-07-01 | N/A | N/A | N/A |  |  | Data Not Available | [7 empty] | 2021-10-14
2394000055156 | Data Not Available | Trackwork | Trackwork | Trackwork | Kirk Sandall Industrial Estate | Doncaster | South Yorkshire | DN3 1WZ | England | 460599 | 406822 | West Melton / Thorpe Marsh | Doncaster B/Thorpe Marsh | Rockware | 0.4 | Northern Powergrid (Yorkshire) plc | Waste | Gas turbine (OCGT) | No |  |  | 2.85 | [12 empty] | No | Connected | 2.85 | 2.85 | 3 |  |  | 2010-06-01 | N/A | N/A | N/A |  |  | Data Not Available | [7 empty] | 2021-10-13
2394000066770 | Data Not Available | Tesco Distribution Centre | Tesco Distribution Centre | Carr Industrial Estate | Middle Bank | Doncaster | South Yorkshire | DN4 5JJ | England | 457736 | 402696 | West Melton / Thorpe Marsh | Mallard Way | Jarratt Street | 11 | Northern Powergrid (Yorkshire) plc | Fossil - Gas | Steam turbine (thermal power plant) | Yes |  |  | 2.481 | [12 empty] | No | Connected | 2.481 | 2.481 | 2.612 |  |  | 2009-11-09 | N/A | N/A | N/A |  |  | Data Not Available | [7 empty] | 2021-10-13
2394000067203 | Data Not Available | Marr Wind Farm | Marr Wind Farm | Hangman Stone Road | Marr | Doncaster | South Yorkshire | DN5 7 | England | 447256 | 403886 | West Melton / Thorpe Marsh | Doncaster B/Thorpe Marsh | Barnburgh | 11 | Northern Powergrid (Yorkshire) plc | Wind | Onshore Wind Turbines | No |  |  | 8 | [12 empty] | No | Connected | 8 | 8 | 8.421 |  |  | 2011-11-28 | N/A | N/A | N/A |  |  | Data Not Available | [7 empty] | 2021-08-18
2394000069380 | Data Not Available | Croft Farm Landfill (Veolia) | Croft Farm Landfill (Veolia) | Askern Road | Carcroft | Doncaster | South Yorkshire | DN6 8DE | England | 452389 | 407919 | West Melton / Thorpe Marsh | Doncaster B/Thorpe Marsh | Brodsworth | 11 | Northern Powergrid (Yorkshire) plc | Waste | Gas turbine (OCGT) | No |  |  | 1.549 | [12 empty] | No | Connected | 1.549 | 1.549 | 1.631 |  |  | 2010-07-01 | N/A | N/A | N/A |  |  | Data Not Available | [7 empty] | 2021-10-13
2394000083311 | Data Not Available | Tween Bridge Wind Farm | Tween Bridge Wind Farm | Tween Bridge Wind Farm | Thorne | Doncaster | South Yorkshire | DN8 4HH | England | 471591 | 414400 | West Melton / Thorpe Marsh | Doncaster B/Thorpe Marsh | Tween Bridge Windfarm | 66 | Northern Powergrid (Yorkshire) plc | Wind | Onshore Wind Turbines | No |  |  | 49.9 | [12 empty] | No | Connected | 49.9 | 49.9 | 52.526 |  |  | 2011-11-17 | N/A | N/A | N/A |  |  | Data Not Available | [7 empty] | 2021-08-18
2394000085364 | Data Not Available | Prosper De Mulder Ltd | Prosper De Mulder Ltd | Prosper De Mulder LTD | Ings Road | Doncaster | South Yorkshire | DN5 9SW | England | 458307 | 404982 | West Melton / Thorpe Marsh | Doncaster B/Thorpe Marsh | ICI Fibres | 11 | Northern Powergrid (Yorkshire) plc | Waste | Gas turbine (OCGT) | No |  |  | 3.61 | [12 empty] | No | Connected | 2.689 | 2.689 | 3.8 |  |  | 2011-06-28 | N/A | N/A | N/A |  |  | Data Not Available | [7 empty] | 2021-10-13
2394000106234 | Data Not Available | Blackburn Meadows WTW | Blackburn Meadows WTW | Yorkshire Water PLC | Alsing Road | Sheffield | South Yorkshire | S9 1HF | England | 439669 | 391655 | West Melton / Thorpe Marsh | Blackburn Meadows B | Blackburn Meadows 33/11kV | 11 | Northern Powergrid (Yorkshire) plc | Waste | Gas turbine (OCGT) | No |  |  | 2 | [12 empty] | No | Connected | 3.3 | 3.3 | 2.105 |  |  | Data Not Available | N/A | N/A | N/A |  |  | Data Not Available | [7 empty] | 2021-10-13
2394000110630 | Data Not Available | Hampole Wind Farm | Hampole Wind Farm | Red House Lane | Pickburn | Doncaster | South Yorkshire | DN6 7EW | England | 451637 | 408539 | West Melton / Thorpe Marsh | Doncaster B/Thorpe Marsh | Hampole Windfarm | 66 | Northern Powergrid (Yorkshire) plc | Wind | Onshore Wind Turbines | No |  |  | 8.2 | [12 empty] | No | Connected | 8.2 | 8.2 | 8.632 |  |  | 2014-03-01 | N/A | N/A | N/A |  |  | Data Not Available | [7 empty] | 2021-08-18
2394000115888 | Data Not Available | Thorne Colliery Solar | Thorne Colliery Solar | Thorne Colliery | Moorends | Doncaster | South Yorkshire | DN8 4JU | England | 470569 | 415720 | West Melton / Thorpe Marsh | Doncaster B/Thorpe Marsh | Thorne | 11 | Northern Powergrid (Yorkshire) plc | Solar | Photovoltaic | No |  |  | 3.5 | [12 empty] | No | Connected | 3.5 | 3.5 | 3.684 |  |  | 2015-07-07 | N/A | N/A | N/A |  |  | 2015-01-01 | [7 empty] | 2021-08-18
2394000116701 | Data Not Available | Askern Colliery Solar | Askern Colliery Solar | Campsall Road | Askern | Doncaster | South Yorkshire | DN6 0BT | England | 455685 | 413924 | West Melton / Thorpe Marsh | Doncaster B/Thorpe Marsh | Askern | 11 | Northern Powergrid (Yorkshire) plc | Solar | Photovoltaic | No |  |  | 4.98 | [12 empty] | No | Connected | 4.98 | 4.98 | 5.242 |  |  | 2015-07-07 | N/A | N/A | N/A |  |  | 2015-01-01 | [7 empty] | 2021-08-18
2394000119190 | Data Not Available | Hatfield Lane Generation | Hatfield Lane Generation | Markham Main | Hatfield Lane | Doncaster | South Yorkshire | DN3 2NN | England | 463452 | 405198 | West Melton / Thorpe Marsh | Doncaster B/Thorpe Marsh | Armthorpe | 11 | Northern Powergrid (Yorkshire) plc | Waste | Gas turbine (OCGT) | No |  |  | 5 | [12 empty] | No | Connected | 5 | 5 | 5.263 |  |  | 2015-07-07 | N/A | N/A | N/A |  |  | 2015-01-01 | [7 empty] | 2021-10-13
2394000123995 | Data Not Available | Next Distribution Centre Ltd | Next Distribution Centre Ltd | Lincolnshire Way | Armthorpe | Doncaster | South Yorkshire | DN3 3FF | England | 464125 | 405004 | West Melton / Thorpe Marsh | Doncaster B/Thorpe Marsh | West Moor Park | 11 | Northern Powergrid (Yorkshire) plc | Solar | Photovoltaic | No |  |  | 1.9 | [12 empty] | No | Connected | 1.9 | 1.9 | 2 |  |  | 2015-07-13 | N/A | N/A | N/A |  |  | Data Not Available | [7 empty] | 2021-08-18
2394000125840 | Data Not Available | Ikea Distribution Centre | Ikea Distribution Centre | Yorkshire Way | Armthorpe | Doncaster | South Yorkshire | DN3 3FB | England | 463667 | 405000 | West Melton / Thorpe Marsh | Doncaster B/Thorpe Marsh | West Moor Park | 11 | Northern Powergrid (Yorkshire) plc | 0 | 0 | No |  |  | 2.4 | [12 empty] | No | Connected | 1.658 | 1.658 | 2.526 |  |  | 2015-11-06 | N/A | N/A | N/A |  |  | 2015-01-01 | [7 empty] | 2021-08-18
2394000137809 | Data Not Available | Bankwood Lane Industrial | Bankwood Lane Industrial | Bankwood Lane Industrial Estate | Rossington | Doncaster | South Yorkshire | DN11 0PS | England | 460339 | 399526 | West Melton / Thorpe Marsh | Doncaster B/Thorpe Marsh | West End Lane | 11 | Northern Powergrid (Yorkshire) plc | Waste | Gas turbine (OCGT) | No |  |  | 3.8 | [12 empty] | No | Connected | 3.8 | 3.8 | 4 |  |  | 2018-10-01 | N/A | N/A | N/A |  |  | 2017-06-19 | [7 empty] | 2021-10-13
2394000138583 | Data Not Available | Balby Carr Bank | Balby Carr Bank | J3 Industrial Park | Balby Carr Bank | Doncaster | South Yorkshire | DN4 8BN | England | 456851 | 401685 | West Melton / Thorpe Marsh | Mallard Way | Donbat BESS | 33 | Northern Powergrid (Yorkshire) plc | Stored Energy (all stored energy irrespective of the original energy source) | Storage - Electrochemical (Batteries) | No |  |  | 10 | [12 empty] | No | Connected | 10 | 10 | 10.526 |  |  | 2019-01-01 | N/A | N/A | N/A |  |  | 2018-05-16 12:29 | [7 empty] | 2021-10-13
2394000140217 | Data Not Available | Watervole Way Generation | Watervole Way Generation | Watervole Way Generation | Watervole Way | Doncaster | South Yorkshire | DN4 5JP | England | 457726 | 400743 | West Melton / Thorpe Marsh | Mallard Way | Water Vole Way Generation | 33 | Northern Powergrid (Yorkshire) plc | Fossil - Gas | Engine (combustion / reciprocating) | No |  |  | 20 | [12 empty] | No | Connected | 20 | 20 | 21.053 |  |  | 2019-12-20 | N/A | N/A | N/A |  |  | 2017-09-04 | [7 empty] | 2021-10-14
2394000140810 | Data Not Available | Land off Union Street, Rotherham | Land off Union Street, Rotherham | Site 1 | Union Street | Rotherham | South Yorkshire | S61 1AA | England | 441739 | 392804 | West Melton / Thorpe Marsh | Park Street | Park Street Direct | 11 | Northern Powergrid (Yorkshire) plc | Fossil - Gas | Engine (combustion / reciprocating) | No |  |  | 8 | [12 empty] | No | Connected | 8 | 8 | 8.421 |  |  | 2017-11-29 | N/A | N/A | N/A |  |  | 2017-06-01 | [7 empty] | 2021-10-14
2394000099056 | 239000009906 | Blackburn Meadows Power Station BESS | Blackburn Meadows Power Station BESS | Alsing Road | Tinsley | Sheffield | South Yorkshire | S9 1HF | England | 439669 | 391655 | West Melton / Thorpe Marsh | Blackburn Meadows B | Alsing Road | 33 | Northern Powergrid (Yorkshire) plc | Stored Energy (all stored energy irrespective of the original energy source) | Storage - Electrochemical (Batteries) | No |  |  | 10 | [12 empty] | No | Connected | 10 | 10 | 10.526 |  |  | Data Not Available | N/A | N/A | N/A |  |  | Data Not Available | [7 empty] | 2021-10-13
2300000846005 | 2300000846014 | Bootham Lane Landfill Site | Bootham Lane Landfill Site | Bootham Lane Landfill Site | Stainforth | Doncaster | South Yorkshire | DN 75 | England | 464984 | 411335 | West Melton / Thorpe Marsh | Doncaster B/Thorpe Marsh | Stainforth | 11 | Northern Powergrid (Yorkshire) plc | Waste | Gas turbine (OCGT) | No |  |  | 2.28 | [12 empty] | No | Connected | 0.855 | 0.855 | 2.4 |  |  | 2001-05-02 | N/A | N/A | N/A |  |  | Data Not Available | [7 empty] | 2021-10-13
2394000099056 | 2394000099065 | Blackburn Meadows Biomass Power Station | Blackburn Meadows Biomass Power Station | Alsing Road | Tinsley | Sheffield | South Yorkshire | S9 1HF | England | 439946 | 391625 | West Melton / Thorpe Marsh | Blackburn Meadows B | Alsing Road | 33 | Northern Powergrid (Yorkshire) plc | Biomass | Steam turbine (thermal power plant) | No |  |  | 32 | [12 empty] | No | Connected | 32 | 32 | 33.684 |  |  | 2013-07-01 | N/A | N/A | N/A |  |  | Data Not Available | [7 empty] | 2021-10-13
2394000137038 | 2394200144124 | Balby Carr Bank | Balby Carr Bank | Balby Carr Bank | Mallard Way | Doncaster | South Yorkshire | DN4 8BE | England | 456936 | 401535 | West Melton / Thorpe Marsh | Mallard Way | Balby Carr Bank | 33 | Northern Powergrid (Yorkshire) plc | Waste | Gas turbine (OCGT) | No |  |  | 19 | [12 empty] | No | Connected | 19 | 19 | 20 |  |  | 2019-01-01 | N/A | N/A | N/A |  |  | 2017-07-27 | [7 empty] | 2021-10-13
Data Not Available | Data Not Available | Brodsworth BESS | Brodsworth BESS | Brodsworth Energy Park | Long Lands Lane | DONCASTER | South Yorkshire | DN5 7XB | England | 452195 | 407949 | West Melton / Thorpe Marsh | Doncaster B/Thorpe Marsh | Brodsworth BESS | 66 | Northern Powergrid (Yorkshire) plc | Stored Energy (all stored energy irrespective of the original energy source) | Storage - Electrochemical (Batteries) | No |  |  | 15 | [12 empty] | No | Accepted to Connect | N/A | N/A | N/A |  |  | N/A | 15 | 15 | 15.789 |  |  | 2022-03-10 | [7 empty] | 2022-04-14
Data Not Available | Data Not Available | Park Spring Wind Farm | Park Spring Wind Farm | Park Spring Wind Farm | Little Houghton | Barnsley | South Yorkshire | S72 0GX | England | 442237 | 405792 | West Melton Section 3 | West Melton | Houghton Main | 11 | Northern Powergrid (Yorkshire) plc | Wind | Onshore Wind Turbines | No |  |  | 8.5 | [12 empty] | No | Accepted to Connect | N/A | N/A | N/A |  |  | N/A | 6.5 | 6.5 | 8.947 |  |  | Data Not Available | [7 empty] | 2021-08-18
Data Not Available | Data Not Available | Jakto Transport | Jakto Transport | Oaks Lane | Stairfoot | Barnsley | South Yorkshire | S71 1HT | England | 436490 | 406023 | West Melton Section 3 | Hunningley | Oak Lane Generation | 33 | Northern Powergrid (Yorkshire) plc | Fossil - Gas | Engine (combustion / reciprocating) | No |  |  | 19.95 | [12 empty] | No | Accepted to Connect | N/A | N/A | N/A |  |  | N/A | 19.95 | 19.95 | 21 |  |  | 2017-06-30 | [7 empty] | 2021-10-14
Data Not Available | Data Not Available | Whaley Road Large Generation | Whaley Road Large Generation | Wordsworth Crushing | Whaley Road | Barnsley | South Yorkshire | S75 1HT | England | 432281 | 408215 | West Melton Section 3 | Barugh 132/66kV | Whaley Road Generation | 66 | Northern Powergrid (Yorkshire) plc | Fossil - Gas | Engine (combustion / reciprocating) | No |  |  | 35 | [12 empty] | No | Accepted to Connect | N/A | N/A | N/A |  |  | N/A | 35 | 35 | 36.842 |  |  | 2017-07-04 | [7 empty] | 2021-10-14
Data Not Available | Data Not Available | Hunningley BESS | Hunningley BESS | Hunningley | Hopewell Street | Barnsley | South Yorkshire | S70 3EL | England | 436833 | 405741 | West Melton Section 3 | Hunningley BESS | Hunningley BESS Direct | 132 | Northern Powergrid (Yorkshire) plc | Stored Energy (all stored energy irrespective of the original energy source) | Storage - Electrochemical (Batteries) | No |  |  | 40 | [12 empty] | No | Accepted to Connect | N/A | N/A | N/A |  |  | N/A | 40 | 40 | 42.105 |  |  | 2016-06-20 | [7 empty] | 2021-10-13
Data Not Available | Data Not Available | BESS, Land At Carrwood Road | BESS, Land At Carrwood Road | Grange Lane Industrial Estate | Carrwood Road | Barnsley | South Yorkshire | S71 5AS | England | 437172 | 406010 | West Melton Section 3 | Hunningley | Stairfoot | 11 | Northern Powergrid (Yorkshire) plc | Stored Energy (all stored energy irrespective of the original energy source) | Storage - Electrochemical (Batteries) | No |  |  | 7 | [12 empty] | No | Accepted to Connect | N/A | N/A | N/A |  |  | N/A | 7 | 7 | 7.368 |  |  | 2017-12-05 | [7 empty] | 2021-10-13
Data Not Available | Data Not Available | Non-Exporting Backup Gens, Emley Moor TV Transmitter | Non-Exporting Backup Gens, Emley Moor TV Transmitter | Jagger Lane | Emley Moor | Huddersfield | West Yorkshire | HD8 9TQ | England | 422479 | 412723 | West Melton Section 3 | Barugh 132/66kV | Scissett | 11 | Northern Powergrid (Yorkshire) plc | Fossil - Oil | Engine (combustion / reciprocating) | No |  |  | 2.5 | [12 empty] | No | Accepted to Connect | N/A | N/A | N/A |  |  | N/A | 0 | 0 | 2.632 |  |  | 2018-08-21 | [7 empty] | 2021-10-13
Data Not Available | Data Not Available | MITCHELLS INDUSTRIAL PARK | MITCHELLS INDUSTRIAL PARK | MITCHELLS INDUSTRIAL PARK | BRADBERRY BALK LANE | BARNSLEY | South Yorkshire | S73 8HR | England | 439369 | 404088 | West Melton Section 3 | West Melton | Aldham | 11 | Northern Powergrid (Yorkshire) plc | Fossil - Gas | Steam turbine (thermal power plant) | Yes |  |  | 8 | [12 empty] | No | Accepted to Connect | N/A | N/A | N/A |  |  | N/A | 8 | 8 | 8.421 |  |  | 2019-10-03 | [7 empty] | 2021-10-13
Data Not Available | Data Not Available | West Melton BESS | West Melton BESS | WEST MELTON | BRAMPTON BIERLOW | ROTHERHAM | South Yorkshire | S63 6LS | England | 441097 | 400718 | West Melton Section 3 | West Melton BESS | West Melton BESS Direct | 132 | Northern Powergrid (Yorkshire) plc | Stored Energy (all stored energy irrespective of the original energy source) | Storage - Electrochemical (Batteries) | No |  |  | 49.9 | [12 empty] | No | Accepted to Connect | N/A | N/A | N/A |  |  | N/A | 49.9 | 49.9 | 52.526 |  |  | 2020-09-22 | [7 empty] | 2021-10-13
Data Not Available | Data Not Available | Naylor Drainage Ltd CHP | Naylor Drainage Ltd CHP | Acton Works | Lane Head Road | Barnsley | South Yorkshire | S75 4AD | England | 426920 | 406880 | West Melton Section 3 | Hunningley | Burton Road | 11 | Northern Powergrid (Yorkshire) plc | Fossil - Gas | Steam turbine (thermal power plant) | Yes |  |  | 1.521 | [12 empty] | No | Accepted to Connect | N/A | N/A | N/A |  |  | N/A | 1.521 | 1.521 | 1.601 |  |  | 2021-02-01 | [7 empty] | 2021-10-13
Data Not Available | Data Not Available | Ewden WTW | Ewden WTW | 400 MAIN ROAD | WHARNCLIFFE SIDE | SHEFFIELD | South Yorkshire | S35 0BN | England | 429691 | 395558 | West Melton Section 3 | Hunshelf | Wheatacre Road | 11 | Northern Powergrid (Yorkshire) plc | Fossil - Oil | Engine (combustion / reciprocating) | No |  |  | 1.348 | [12 empty] | No | Connected | 1.348 | 1.348 | 1.419 |  |  | N/A | N/A | N/A | N/A |  |  | 0 | [7 empty] | 2021-12-14
2394000026721 | Data Not Available | Houghton Main Colliery Site | Houghton Main Colliery Site | Former Houghton Main Colliery Site | Park Spring Road | Barnsley | South Yorkshire | S70 1 | England | 442237 | 405792 | West Melton Section 3 | West Melton | Houghton Main | 11 | Northern Powergrid (Yorkshire) plc | Waste | Gas turbine (OCGT) | No |  |  | 5.7 | [12 empty] | No | Connected | 3.8 | 3.8 | 6 |  |  | 2012-02-01 | N/A | N/A | N/A |  |  | Data Not Available | [7 empty] | 2021-10-13
2394000036552 | Data Not Available | Landfill Gas Generator | Landfill Gas Generator | Callflex Business Park | Wath-Upon-Dearne | Rotherham | South Yorkshire | S63 7DN | England | 444520 | 401829 | West Melton Section 3 | West Melton | Dearne Road | 11 | Northern Powergrid (Yorkshire) plc | Waste | Gas turbine (OCGT) | No |  |  | 3.8 | [12 empty] | No | Connected | 3.8 | 3.8 | 4 |  |  | 2008-04-01 | N/A | N/A | N/A |  |  | Data Not Available | [7 empty] | 2021-10-13
2394000079398 | Data Not Available | Monckton Road Power Station | Monckton Road Power Station | UK Power Reserve | Monckton Road | Wakefield | West Yorkshire | WF2 7 | England | 432459 | 418973 | West Melton Section 3 | Wakefield Monckton Road | Monckton Road Diesel Generation | 33 | Northern Powergrid (Yorkshire) plc | Waste | Gas turbine (OCGT) | No |  |  | 19 | [12 empty] | No | Connected | 19 | 19 | 20 |  |  | 2011-03-30 | N/A | N/A | N/A |  |  | Data Not Available | [7 empty] | 2021-10-13
2394000079885 | Data Not Available | Spicer Hill Wind Farm | Spicer Hill Wind Farm | Whitley Road | Royd Moor | Sheffield | South Yorkshire | S36 9PA | England | 425516 | 402844 | West Melton Section 3 | Hunshelf | Penistone | 11 | Northern Powergrid (Yorkshire) plc | Wind | Onshore Wind Turbines | No |  |  | 6.555 | [12 empty] | No | Connected | 6.555 | 6.555 | 6.9 |  |  | 2012-09-04 | N/A | N/A | N/A |  |  | Data Not Available | [7 empty] | 2021-08-18
2394000090220 | Data Not Available | Ecclesfield Power Station | Ecclesfield Power Station | 1-3 Loicher Lane | Ecclesfield | Sheffield | South Yorkshire | S35 9XN | England | 436488 | 394341 | West Melton Section 3 | West Melton | Ecclesfield | 11 | Northern Powergrid (Yorkshire) plc | Fossil - Gas | Engine (combustion / reciprocating) | No |  |  | 7.92 | [12 empty] | No | Connected | 7.92 | 7.92 | 9.9 |  |  | 2012-01-30 | N/A | N/A | N/A |  |  | Data Not Available | [7 empty] | 2021-10-14
2394000100766 | Data Not Available | Whaley Road Generation (Barnsley) | Whaley Road Generation (Barnsley) | Morston Claycliffe Office Park | Barugh | Barnsley | South Yorkshire | S75 1HQ | England | 432102 | 407956 | West Melton Section 3 | Barugh 132/66kV | Barugh 66/11kV | 11 | Northern Powergrid (Yorkshire) plc | Biomass | Steam turbine (thermal power plant) | No |  |  | 8.93 | [12 empty] | No | Connected | 8.93 | 8.93 | 9.4 |  |  | 2012-12-20 | N/A | N/A | N/A |  |  | Data Not Available | [7 empty] | 2021-10-13
2394000108542 | Data Not Available | Aldi Goldthorpe Solar | Aldi Goldthorpe Solar | Commerical Road | Goldthorpe | Rotherham | South Yorkshire | S63 9BL | England | 444542 | 400900 | West Melton Section 3 | West Melton | Wath Upon Dearne | 11 | Northern Powergrid (Yorkshire) plc | Solar | Photovoltaic | No |  |  | 1.499 | [12 empty] | No | Connected | 1.499 | 1.499 | 1.578 |  |  | 2015-07-07 | N/A | N/A | N/A |  |  | 2015-01-01 | [7 empty] | 2021-08-18
2394000122477 | Data Not Available | Thrybergh Weir | Thrybergh Weir | Thrybergh | Kilnhurst | Mexborough | South Yorkshire | S64 5TJ | England | 445813 | 396457 | West Melton Section 3 | West Melton | Kilnhurst | 11 | Northern Powergrid (Yorkshire) plc | Stored Energy (all stored energy irrespective of the original energy source) | Storage - Electrochemical (Batteries) | No |  |  | 1.2 | [12 empty] | No | Connected | 1.2 | 1.2 | 1.263 |  |  | 2017-11-25 | N/A | N/A | N/A |  |  | Data Not Available | [7 empty] | 2021-10-13
2394000123736 | Data Not Available | Park Spring Wind Farm | Park Spring Wind Farm | Park Spring Wind Farm | Little Houghton | Barnsley | South Yorkshire | S72 0GX | England | 442237 | 405792 | West Melton Section 3 | West Melton | Houghton Main | 11 | Northern Powergrid (Yorkshire) plc | Wind | Onshore Wind Turbines | No |  |  | 8.55 | [12 empty] | No | Connected | 8.55 | 8.55 | 9 |  |  | 2015-07-07 | N/A | N/A | N/A |  |  | 2015-01-01 | [7 empty] | 2021-08-18
2394000136007 | Data Not Available | The Foundry | The Foundry | Common Lane | Wath-Upon-Dearne | Rotherham | South Yorkshire | S63 7DX | England | 444606 | 400900 | West Melton Section 3 | West Melton | Wath Upon Dearne | 11 | Northern Powergrid (Yorkshire) plc | Fossil - Gas | Engine (combustion / reciprocating) | No |  |  | 8 | [12 empty] | No | Connected | 8 | 8 | 8.421 |  |  | 2018-05-08 | N/A | N/A | N/A |  |  | 2016-10-14 | [7 empty] | 2021-10-14
2394000136610 | Data Not Available | Wooley MWTS | Wooley MWTS | Wooley Mains Water Transfer Station | Former Wooley Colliery | Wakefield | West Yorkshire | WF4 2LS | England | 430973 | 412860 | West Melton Section 3 | Barugh 132/66kV | Woolley | 11 | Northern Powergrid (Yorkshire) plc | Solar | Photovoltaic | No |  |  | 1 | [12 empty] | No | Connected | 1 | 1 | 1.053 |  |  | 2018-03-27 | N/A | N/A | N/A |  |  | 2017-03-28 | [7 empty] | 2021-08-18
Data Not Available | Data Not Available | Grange Mill Gas Farm | Grange Mill Gas Farm | Grange Mill Gas Farm | Droppingwell Road | Rotherham | South Yorkshire | S61 2DN | England | 438694 | 392539 | Wincobank | Wincobank | New Droppingwell Road | 11 | Northern Powergrid (Yorkshire) plc | Waste | Gas turbine (OCGT) | No |  |  | 6 | [12 empty] | No | Accepted to Connect | N/A | N/A | N/A |  |  | N/A | 6 | 6 | 6.316 |  |  | 2017-04-04 | [7 empty] | 2021-10-13
Data Not Available | Data Not Available | Site 1, Land at Orgreave Place | Site 1, Land at Orgreave Place | Site 1 | Land at Orgreave Place | Sheffield | South Yorkshire | S13 9LU | England | 441989 | 386541 | Wincobank | Wincobank | Waverley Business Park | 11 | Northern Powergrid (Yorkshire) plc | Fossil - Gas | Engine (combustion / reciprocating) | No |  |  | 8 | [12 empty] | No | Accepted to Connect | N/A | N/A | N/A |  |  | N/A | 8 | 8 | 8.421 |  |  | 2017-11-01 | [7 empty] | 2021-10-14
Data Not Available | Data Not Available | University of Sheffield BESS | University of Sheffield BESS | University Of Sheffield | Europa Avenue | Sheffield | South Yorkshire | S10 2TN | England | 434046 | 387348 | Wincobank | Wincobank | Waverley Business Park | 11 | Northern Powergrid (Yorkshire) plc | Stored Energy (all stored energy irrespective of the original energy source) | Storage - Electrochemical (Batteries) | No |  |  | 1 | [12 empty] | No | Accepted to Connect | N/A | N/A | N/A |  |  | N/A | 1 | 1 | 1.053 |  |  | 2021-02-25 | [7 empty] | 2021-10-13
2394000109918 | Data Not Available | Sheffield University Research Facility | Sheffield University Research Facility | Wallis Way | Catcliffe | Rotherham | South Yorkshire | S60 5TZ | England | 441857 | 386945 | Wincobank | Wincobank | Waverley Business Park | 11 | Northern Powergrid (Yorkshire) plc | Wind | Onshore Wind Turbines | No |  |  | 1.853 | [12 empty] | No | Connected | 1.853 | 1.853 | 1.951 |  |  | 2014-01-01 | N/A | N/A | N/A |  |  | Data Not Available | [7 empty] | 2021-08-18
2394000132252 | Data Not Available | Templeborough Biomass | Templeborough Biomass | Former Firth Rixson | Sheffield Road | Rotherham | South Yorkshire | S60 1DP | England | 441864 | 391692 | Wincobank | Wincobank | Templeborough Biomass | 33 | Northern Powergrid (Yorkshire) plc | Biomass | Steam turbine (thermal power plant) | No |  |  | 42.75 | [12 empty] | Yes | Connected | 42.75 | 42.75 | 45 |  |  | 2017-10-11 | N/A | N/A | N/A |  |  | Data Not Available | [7 empty] | 2021-10-13
| N/A | Kerry Group | Glenochil Yeast Factory | Tullibody Road |  | Menstrie | Clackmanshire | FK11 7ES | Scotland | 285787 | 696483 | GS-NS8995/001 DEVONSIDE GSP | N/A | Menstrie | 11 | SP Distribution Ltd | Data not available | Data not available | No |  | TBC | 1.96 | - | - | - | - | - | - | - | - | - | - | - | - | No | Accepted to connect | - | - | - | - | - | - | 1.96 | TBC | TBC | TBC | TBC | 2019-08-06 | TBC | N | TBC | TBC | N | N/A | TBC | 2020-09-14
| 1800060941210 | Greenspan Contractors Ltd | 105 Abercorn Street, Paisley | 105 | ABERCORN STREET | Paisley | Renfrewshire | PA3 4AT | Scotland | 295394 | 678757 | Paisley | N/A | Underwood | 11 | SP Distribution Ltd | Fossil - Gas | Gas turbine (OCGT) | No |  | N/A | 4 | - | - | - | - | - | - | - | - | - | - | - | - | No | Connected | 4 | TBC | TBC | TBC | TBC | 2018-02-08 | - | - | - | - | - | - | - | N | TBC | TBC | N | N/A | TBC | 2020-09-14
| N/A | VG Energy | Halls Burn | Stoneyhill Farm |  | Strathaven | South Lanarkshire | ML10 6RF | Scotland | 265851 | 637192 | Coylton | N/A | Darvel | 11 | SP Distribution Ltd | Wind | Onshore wind turbines | No |  | N/A | 2 | - | - | - | - | - | - | - | - | - | - | - | - | No | Accepted to connect | - | - | - | - | - | - | 2 | TBC | TBC | TBC | TBC | TBC | TBC | N | TBC | TBC | N | N/A | TBC | 2020-09-14
| N/A | East Kilbride CGA Consortium | East Kilbride Community Growth Area Development | Eaglesham Road |  | Jackton | South Lanarkshire | G75 8YH | Scotland | 259651 | 652939 | TS-BUSB2 BUSBY 275kV | N/A | JACKTON | 11 | SP Distribution Ltd | Data not available | Data not available | No |  | TBC | 5.339 | - | - | - | - | - | - | - | - | - | - | - | - | No | Accepted to connect | - | - | - | - | - | - | 5.339 | TBC | TBC | TBC | TBC | 2019-10-15 | TBC | N | TBC | TBC | N | N/A | TBC | 2020-11-11
| N/A | Spectrumreserve4 Ltd | Abbotshaugh | Land to the West of Abbotshuagh Sawmill | Abbots Road | Falkirk | Stirlingshire | FK2 7XU | Scotland | 289966 | 681617 | Bainsford | N/A | Earls Road | 11 | SP Distribution Ltd | Fossil - Gas | Gas turbine (OCGT) | No |  | N/A | 19.9 | - | - | - | - | - | - | - | - | - | - | - | - | No | Accepted to connect | - | - | - | - | - | - | 19.9 | TBC | TBC | TBC | TBC | TBC | TBC | N | TBC | TBC | N | N/A | TBC | 2020-09-14
| 1800060941210 | GREENSPAN CONTRACTORS LTD | Abercorn Heat and Power | Abercorn Street |  | Paisley | Renfrewshire | PA3 4AT | Scotland | 248487 | 664949 | Paisley | N/A | Paisley | 33 | SP Distribution Ltd | Fossil - Gas | Gas turbine (OCGT) | No |  | N/A | 23 | - | - | - | - | - | - | - | - | - | - | - | - | No | Connected | 22.5 | TBC | TBC | TBC | TBC | - | - | - | - | - | - | - | - | N | TBC | TBC | N | N/A | TBC | 2020-09-14
| 1800060422847 | Aggreko Uk Limited | Aggreko Test Facility | Aggreko Production Facility | Lomondgate | Glasgow | Glasgow City | G82 3PD | Scotland | 239301 | 678175 | Strathleven | N/A | Strathleven | 11 | SP Distribution Ltd | Fossil oil | Engine (combustion / reciprocating) | No |  | N/A | 7 | - | - | - | - | - | - | - | - | - | - | - | - | No | Connected | 7 | 6.65 | 7 | 0.95 | 1 | 2011-07-01 | - | - | - | - | - | - | - | N | TBC | TBC | N | N/A | TBC | 2020-07-14
| 1800060159208 | Community Wind Power | Aikengall Windfarm | Aikengall Community Windfarm | Innerwick | Dunbar | East Lothian | EH42 1SG | Scotland | 369468 | 669455 | Dunbar | N/A | N/A | 33 | SP Distribution Ltd | Wind | Onshore wind turbines | No |  | N/A | 48 | - | - | - | - | - | - | - | - | - | - | - | - | Yes | Connected | 48 | TBC | TBC | TBC | TBC | 2008-12-09 | - | - | - | - | - | - | - | N | TBC | TBC | N | N/A | TBC | 2020-07-14
| MSID 8340 | Wind Prospect Operations Ltd. | Airies Windfarm | Airies Windfarm |  | Newton Stewart | Dumfries and Galloway | DG8 0PE | Scotland | 229266 | 548481 | Newton Stewart | N/A | TBC | 33 | SP Distribution Ltd | Wind | Onshore wind turbines | No |  | N/A | 35 | - | - | - | - | - | - | - | - | - | - | - | - | No | Connected | 35 | TBC | TBC | TBC | TBC | 2017-03-15 | - | - | - | - | - | - | - | Y | TBC | TBC | Y | 615371069 | TBC | 2020-07-14
| TBC | Aldi | Aldi Distribution Centre | Pottishaw Road |  | Bathgate | West Lothian | EH48 2FB | Scotland | 296982 | 666291 | Bathgate | N/A | Pyramid | 11 | SP Distribution Ltd | Solar | Photovoltaic | No |  | N/A | 1.3 | - | - | - | - | - | - | - | - | - | - | - | - | No | Connected | 1.3 | TBC | TBC | TBC | TBC | 2015-10-22 | - | - | - | - | - | - | - | N | TBC | TBC | N | N/A | TBC | 2020-09-14
| MSID 8341 | No Info. | Andershaw W/F | Andershaw Windfarm | Crawfordjohn | Biggar | South Lanarkshire | ML12 6ZS | Scotland | 283500 | 625500 | Linnmill | N/A | TBC | TBC | SP Distribution Ltd | Wind | Onshore wind turbines | No |  | N/A | 36 | - | - | - | - | - | - | - | - | - | - | - | - | No | Connected | 36 | TBC | TBC | TBC | TBC | 2017-09-01 | - | - | - | - | - | - | - | N | TBC | TBC | N | N/A | TBC | 2020-07-14
| 1800060683709 | NTR Green Energy Holdings Limited | Ardoch & Over Enoch Windfarm | Ardoch And Over Enoch Windfarm | Over Enoch | Eaglesham | East Renfrewshire | G76 0PN | Scotland | 258534 | 649697 | East Kilbride South | N/A | N/A | 33 | SP Distribution Ltd | Wind | Onshore wind turbines | No |  | N/A | 16.1 | - | - | - | - | - | - | - | - | - | - | - | - | No | Connected | 16.1 | TBC | TBC | TBC | TBC | 2014-10-01 | - | - | - | - | - | - | - | N | TBC | TBC | N | N/A | TBC | 2020-09-14
| N/A | AOE Windfarm Ltd | Ardoch Farm Bes | Ardoch Farm |  | Eaglesham | East Renfrewshire | G76 0PL | Scotland | 258534 | 649697 | Kilwinning | N/A | N/A | 33 | SP Distribution Ltd | Stored Energy | Storage - Electrochemical (Batteries) | No |  | TBC | 20 | - | - | - | - | - | - | - | - | - | - | - | - | No | Accepted to connect | - | - | - | - | - | - | 20 | TBC | TBC | TBC | TBC | TBC | TBC | N | TBC | TBC | N | N/A | TBC | 2020-09-14
| TBC | Airtricity | Ardrossan Farm | Ardrossan Farm | Anderson Terrace | Ardrossan | North Ayrshire | KA22 8JP | Scotland | 223500 | 642500 | Saltcoats A | N/A | N/A | 33 | SP Distribution Ltd | Wind | Onshore wind turbines | No |  | N/A | 29.9 | - | - | - | - | - | - | - | - | - | - | - | - | No | Connected | 29.9 | TBC | TBC | TBC | TBC | 2003-12-19 | - | - | - | - | - | - | - | N | TBC | TBC | N | N/A | TBC | 2020-09-14
| 1800053883993 | SSE | Artfield Fell | Artfield Fell Windfarm |  | Newton Stewart | Dumfries and Galloway | DG8 0PD | Scotland | 222500 | 567500 | Glenluce | N/A | TBC | 33 | SP Distribution Ltd | Wind | Onshore wind turbines | No |  | N/A | 19.5 | - | - | - | - | - | - | - | - | - | - | - | - | No | Connected | 19.5 | TBC | TBC | TBC | TBC | 2005-06-23 | - | - | - | - | - | - | - | N | TBC | TBC | N | N/A | TBC | 2020-07-14
| MSID 8347 | Falck Renewables | Assel Valley Windfarm | Assel Valley Windfarm |  | Girvan | South Ayrshire | KA26 0TS | Scotland | 223370 | 595995 | Maybole | N/A | N/A | 33 | SP Distribution Ltd | Wind | Onshore wind turbines | No |  | N/A | 29.95 | - | - | - | - | - | - | - | - | - | - | - | - | No | Connected | 29.95 | TBC | TBC | TBC | TBC | 2016-04-01 | - | - | - | - | - | - | - | Y | TBC | TBC | N | N/A | TBC | 2020-09-14
| 1800060523076 | TBC | Athletes Village Energy Centre | Athletes Village Energy Centre | Springfield Road | Glasgow | Glasgow City | G40 3HG | Scotland | 261895 | 663735 | Carntyne | N/A | David Street | 11 | SP Distribution Ltd | Other | Other | Yes |  | TBC | 1.6 | - | - | - | - | - | - | - | - | - | - | - | - | No | Connected | 1.6 | TBC | TBC | TBC | TBC | 2014-04-01 | - | - | - | - | - | - | - | N | TBC | TBC | N | N/A | TBC | 2020-09-14
| TBC | Energ (Natural Power Enpl) | Auchenlea Landfill | Auchinlea Landfill | Carlisle road | Cleland | North Lanarkshire | ML1 5LR | Scotland | 281000 | 659000 | Newarthill | N/A | Newhouse (11KV) | 11 | SP Distribution Ltd | Waste | Other | No |  | N/A | 2.3 | - | - | - | - | - | - | - | - | - | - | - | - | No | Connected | 2.3 | TBC | TBC | TBC | TBC | 2003-05-22 | - | - | - | - | - | - | - | N | TBC | TBC | N | N/A | TBC | 2020-09-14
| MSID 8348 | Auchrobert Wind Energy Limited | Auchroberts W/F | Auchroberts Windfarm |  | Lanark | South Lanarkshire | ML11 0HP | Scotland | 275154 | 638500 | Linnmill | N/A | TBC | 33 | SP Distribution Ltd | Wind | Onshore wind turbines | No |  | N/A | 36 | - | - | - | - | - | - | - | - | - | - | - | - | No | Connected | 36 | TBC | TBC | TBC | TBC | 2017-10-01 | - | - | - | - | - | - | - | N | TBC | TBC | N | N/A | TBC | 2020-07-14
| TBC | Avondale Environmental Limited | Avondale Landfill Embedded Generator 3 | Avondale Quarry | Polmont | Falkirk | Falkirk Council Area | FK2 0YG | Scotland | 295394 | 678757 | Grangemouth A | N/A | Manuel | 11 | SP Distribution Ltd | Biofuel - Biogas from anaerobic digestion (excluding landfill & sewage) | Gas turbine (OCGT) | No |  | N/A | 3.3 | - | - | - | - | - | - | - | - | - | - | - | - | No | Connected | 3.3 | TBC | TBC | TBC | TBC | 2003-03-10 | - | - | - | - | - | - | - | N | TBC | TBC | N | N/A | TBC | 2020-09-14
| TBC | Avondale Environmental Limited | Avondale Landfill Embedded Generator 4 | Avondale Quarry | Polmont | Falkirk | Falkirk Council Area | FK2 0YG | Scotland | 279384 | 645337 | Grangemouth A | N/A | Manuel | 11 | SP Distribution Ltd | Biofuel - Biogas from anaerobic digestion (excluding landfill & sewage) | Gas turbine (OCGT) | No |  | N/A | 3.3 | - | - | - | - | - | - | - | - | - | - | - | - | No | Connected | 3.3 | TBC | TBC | TBC | TBC | 2003-03-10 | - | - | - | - | - | - | - | N | TBC | TBC | N | N/A | TBC | 2020-09-14
| TBC | Grangemouth Generation Ltd | Avondale Quarry (Pilot) | Avondale Quarry | Polmont | Falkirk | Falkirk Council Area | FK2 0YG | Scotland | 295367 | 678750 | Grangemouth | N/A | Manuel | 11 | SP Distribution Ltd | Advanced Fuel (produced via gasification or pyrolysis of biofuel or waste) | Data not available | No |  | TBC | 2 | - | - | - | - | - | - | - | - | - | - | - | - | No | Connected | 2 | TBC | TBC | TBC | TBC | 2017-04-01 | - | - | - | - | - | - | - | N | TBC | TBC | N | N/A | TBC | 2020-08-14
| N/A | Ayrshire Waste Management Ltd | Ayrshire Environmental Park | Ayrshire EFW |  | Tarbolton | East Ayrshire | KA5 5LZ | Scotland | 242148 | 628732 | Coylton | N/A | N/A | 33 | SP Distribution Ltd | Waste | Other | No |  | N/A | 12 | - | - | - | - | - | - | - | - | - | - | - | - | No | Accepted to connect | - | - | - | - | - | - | 12 | TBC | TBC | TBC | TBC | TBC | TBC | N | TBC | TBC | N | N/A | TBC | 2020-09-14
| 1800060830969 | Next Energy Capital | Balhearty Pv Solar Park | Balhearty Pv Farm | Coalsnaughton | Clackmannan | Clackmanshire | FK13 6NA | Scotland | 293723 | 695800 | Devonside | N/A | Dollar | 11 | SP Distribution Ltd | Solar | Photovoltaic | No |  | N/A | 4.99 | - | - | - | - | - | - | - | - | - | - | - | - | No | Connected | 4.99 | TBC | TBC | TBC | TBC | 2016-03-30 | - | - | - | - | - | - | - | N | TBC | TBC | N | N/A | TBC | 2020-09-14
| TBC | Scottish Southern Energy | Balmurrie Fell Wind Farm | Balmurrie Fell Wind Farm |  | NEWTON STEWART | Dumfries and Galloway | DG8 0PD | Scotland | 238626 | 555982 | Glenluce | N/A | TBC | 33 | SP Distribution Ltd | Wind | Onshore wind turbines | No |  | N/A | 9.1 | - | - | - | - | - | - | - | - | - | - | - | - | No | Connected | 9.1 | TBC | TBC | TBC | TBC | 2012-09-01 | - | - | - | - | - | - | - | N | TBC | TBC | N | N/A | TBC | 2020-08-14
| N/A | Wilson Renewables | Bank End Rig Extension Windfarm | Bank End Rig Ii Windfarm |  | Darvel | East Ayrshire | KA17 0NA | Scotland | 264000 | 633700 | Kilmarnock South | N/A | N/A | 33 | SP Distribution Ltd | Wind | Onshore wind turbines | No |  | N/A | 6.9 | - | - | - | - | - | - | - | - | - | - | - | - | No | Accepted to connect | - | - | - | - | - | - | 6.9 | TBC | TBC | TBC | TBC | TBC | TBC | N | TBC | TBC | N | N/A | TBC | 2020-07-14
| 1800060539971 | Becon Project Management | Bankend Rig Windfarm | Bankend Rig Windfarm | Waterhead Peelhill And Linbank Highway | Strathaven | South Lanarkshire | ML10 6RQ | Scotland | 265553 | 633692 | Kilmarnock South | N/A | N/A | 33 | SP Distribution Ltd | Wind | Onshore wind turbines | No |  | N/A | 14.3 | - | - | - | - | - | - | - | - | - | - | - | - | No | Connected | 14.3 | TBC | TBC | TBC | TBC | 2013-06-01 | - | - | - | - | - | - | - | N | TBC | TBC | N | N/A | TBC | 2020-07-14
| TBC | William Tracey Ltd | Barkip Landfill | Barkip Anaerobic Digestion Plant | B707 | Barkip | North Ayrshire | KA24 4JJ | Scotland | 229333 | 650530 | Saltcoats | N/A | KILBIRNIE (11kV) | 11 | SP Distribution Ltd | Waste | Other | No |  | N/A | 1.2 | - | - | - | - | - | - | - | - | - | - | - | - | No | Connected | 1.2 | TBC | TBC | TBC | TBC | 2004-10-13 | - | - | - | - | - | - | - | N | TBC | TBC | N | N/A | TBC | 2020-09-14
| TBC | William Tracey Ltd | Barkip Landfill No2 | Barkip Anaerobic Digestion Plant | B707 | Barkip | North Ayrshire | KA24 4GB | Scotland | 233264 | 650410 | Saltcoats B | N/A | Kilbirnie | 11 | SP Distribution Ltd | Biofuel - Biogas from anaerobic digestion (excluding landfill & sewage) | Gas turbine (OCGT) | No |  | N/A | 2.8 | - | - | - | - | - | - | - | - | - | - | - | - | No | Connected | 2.8 | TBC | TBC | TBC | TBC | 2011-10-11 | - | - | - | - | - | - | - | N | TBC | TBC | N | N/A | TBC | 2020-09-14
| 1800060532717 | Engie Wind Services Ltd | Barlockhart Moor | Barlockhart Moor Wind Farm | OF THE A747 | Glenluce | Dumfries and Galloway | DG8 0JQ | Scotland | 221183 | 555886 | Glenluce | N/A | TBC | 33 | SP Distribution Ltd | Wind | Onshore wind turbines | No |  | N/A | 10 | - | - | - | - | - | - | - | - | - | - | - | - | No | Connected | 10 | TBC | TBC | TBC | TBC | 2013-08-27 | - | - | - | - | - | - | - | N | TBC | TBC | N | N/A | TBC | 2020-07-14
| N/A | West Coast Energy | Barlockhart Moor - Extension | Barlockhart Moor Wind Farm | Barlockhart Moor | Glenluce | Dumfries and Galloway | DG8 0JQ | Scotland | 222700 | 557109 | Glenluce | N/A | TBC | 33 | SP Distribution Ltd | Wind | Onshore wind turbines | No |  | N/A | 8.2 | - | - | - | - | - | - | - | - | - | - | - | - | No | Accepted to connect | - | - | - | - | - | - | 8.2 | TBC | TBC | TBC | TBC | TBC | TBC | N | TBC | TBC | N | N/A | TBC | 2020-09-14
| 1800060532692 | Edf | Barmoor Windfarm | Barmoor Wind Farm | Near Barmoor Ridge | Berwick-upon-Tweed | Northumberland | TD15 2QD | England | 397018 | 639026 | Berwick | N/A | HORNCLIFFE (33kV) | 33 | SP Distribution Ltd | Wind | Onshore wind turbines | No |  | N/A | 15 | - | - | - | - | - | - | - | - | - | - | - | - | No | Connected | 15 | TBC | TBC | TBC | TBC | 2014-06-20 | - | - | - | - | - | - | - | N | TBC | TBC | N | N/A | TBC | 2020-08-14
| N/A | Environmental Energy Investments | Berryhill Farm Solar Array | Site To South Of Berryhill Far | Tak-Ma-Doon Road | Kilsyth | North Lanarkshire | G65 0RY | Scotland | 273164 | 679927 | Bonnybridge | N/A | TBC | TBC | SP Distribution Ltd | Solar | Photovoltaic | No |  | N/A | 4.8 | - | - | - | - | - | - | - | - | - | - | - | - | No | Accepted to connect | - | - | - | - | - | - | 4.8 | TBC | TBC | TBC | TBC | TBC | TBC | N | TBC | TBC | N | N/A | TBC | 2020-07-14
| N/A | Attix Cic | Blackbarn Farm | Site To South East Of | Blackbarn Farm | Kilbirnie | North Ayrshire | KA25 7JZ | Scotland | 231548 | 656890 | Saltcoats A | N/A | TBC | TBC | SP Distribution Ltd | Stored Energy | Storage - Mechanical - Pumped Hydro | No |  | N/A | 1 | - | - | - | - | - | - | - | - | - | - | - | - | No | Accepted to connect | - | - | - | - | - | - | 1 | TBC | TBC | TBC | TBC | TBC | TBC | N | TBC | TBC | N | N/A | TBC | 2020-09-14
| 1800054244598 | Res | Blackhill Windfarm | Blackhill Windfarm | Stobswood | Duns | Scottish Borders | TD11 3NT | Scotland | 373000 | 656300 | Eccles | N/A | DUNS (33kV) | 33 | SP Distribution Ltd | Wind | Onshore wind turbines | No |  | N/A | 28.6 | - | - | - | - | - | - | - | - | - | - | - | - | No | Connected | 28.6 | TBC | TBC | TBC | TBC | 2006-12-11 | - | - | - | - | - | - | - | N | TBC | TBC | N | N/A | TBC | 2020-07-14
| 1800060532735 | ENGIE Wind Services Ltd | Blantyre Muir Windfarm | Blantyre Muir Wind Farm | Newhousemill Road | Hamilton | South Lanarkshire | ML3 8RJ | Scotland | 268888 | 651781 | Strathaven | N/A | N/A | 33 | SP Distribution Ltd | Wind | Onshore wind turbines | No |  | N/A | 12.3 | - | - | - | - | - | - | - | - | - | - | - | - | No | Connected | 12.3 | TBC | TBC | TBC | TBC | 2014-02-05 | - | - | - | - | - | - | - | N | TBC | TBC | N | N/A | TBC | 2020-07-14
| TBC | Messrs Stevenson, Watson And Brunton | Bonerbo Wind Turbines (Resubmission) | Balmonth And Drumrack Farms | Bonerbo | Dunino | Fife | KY16 8QQ | Scotland | 353841 | 707688 | Leven | N/A | Anstruther | 11 | SP Distribution Ltd | Wind | Onshore wind turbines | No |  | N/A | 1.5 | - | - | - | - | - | - | - | - | - | - | - | - | No | Connected | 1.5 | TBC | TBC | TBC | TBC | 2014-12-15 | - | - | - | - | - | - | - | N | TBC | TBC | N | N/A | TBC | 2020-09-14
| 1800053646224 | No Info. | Bonnington Power Station | Bonnington Power Station |  | Lanark | South Lanarkshire | ML11 9TB | Scotland | 289061 | 641763 | Linnmill | N/A | Corra Linn | 11 | SP Distribution Ltd | Water (flowing water or head of water) | Hydro - Run of river | No |  | N/A | 11 | - | - | - | - | - | - | - | - | - | - | - | - | No | Connected | 11 | TBC | TBC | TBC | TBC | 2000-01-01 | - | - | - | - | - | - | - | N | TBC | TBC | N | N/A | TBC | 2020-09-14
| 1800053648036 | RWE Renewables UK Ltd. | Bowbeat Windfarm (Emly Bank) | Bowbeat (Emlybank) | Bowbeat Windfarm | Gorebridge | Midlothian | EH23 4TE | Scotland | 329600 | 647500 | Kaimes | N/A | N/A | 33 | SP Distribution Ltd | Wind | Onshore wind turbines | No |  | N/A | 15 | - | - | - | - | - | - | - | - | - | - | - | - | No | Connected | 15 | TBC | TBC | TBC | TBC | 2014-04-01 | - | - | - | - | - | - | - | N | TBC | TBC | N | N/A | TBC | 2020-07-14
| 1800053648054 | RWE Renewables UK Ltd. | Bowbeat Windfarm (Roughsidehill) | Bowbeat (Roughsidehill) | FMC TECHNOLOGIES | Gorebridge | Midlothian | EH23 4TE | Scotland | 327658 | 652577 | Kaimes | N/A | N/A | 33 | SP Distribution Ltd | Wind | Onshore wind turbines | No |  | N/A | 15 | - | - | - | - | - | - | - | - | - | - | - | - | No | Connected | 15 | TBC | TBC | TBC | TBC | 2014-04-01 | - | - | - | - | - | - | - | N | TBC | TBC | N | N/A | TBC | 2020-07-14
| N/A | Radio City Asscociation Ltd | Bridgend Kilbirnie 2.5MW | 1a Bridgend |  | Kilbirnie | North Ayrshire | KA25 7DF | Scotland | 231660 | 654679 | Johnstone | N/A | Lochwinnoch | 11 | SP Distribution Ltd | Wind | Onshore wind turbines | No |  | N/A | 2.5 | - | - | - | - | - | - | - | - | - | - | - | - | No | Accepted to connect | - | - | - | - | - | - | 2.5 | TBC | TBC | TBC | TBC | TBC | TBC | N | TBC | TBC | N | N/A | TBC | 2020-09-14
| 1800060552643 | John Prentice | Brockholes Wind Farm | Brockholes Farm House | Grantshouse | Duns | Scottish Borders | TD11 3RL | Scotland | 382080 | 663751 | Berwick | N/A | Ayton | 11 | SP Distribution Ltd | Wind | Onshore wind turbines | No |  | N/A | 2.4 | - | - | - | - | - | - | - | - | - | - | - | - | No | Connected | 2.4 | TBC | TBC | TBC | TBC | 2012-11-16 | - | - | - | - | - | - | - | N | TBC | TBC | N | N/A | TBC | 2020-08-14
| TBC | TBC | Broomfield Wind Cluster | Broomfield Road |  | Netherburn | South Lanarkshire | ML9 3PP | Scotland | 277803 | 647459 | Wishaw | N/A | Larkhall | TBC | SP Distribution Ltd | Wind | Onshore wind turbines | No |  | N/A | 1 | - | - | - | - | - | - | - | - | - | - | - | - | No | Connected | 1 | TBC | TBC | TBC | TBC | TBC | - | - | - | - | - | - | - | N | TBC | TBC | N | N/A | TBC | 2020-08-14
| N/A | Wind Estate | Brownhill Farm | West Benhar Road | Harthill | Shotts | North Lanarkshire | ML7 5TG | Scotland | 288880 | 662140 | Newarthill | N/A | TBC | TBC | SP Distribution Ltd | Wind | Onshore wind turbines | No |  | N/A | 8.4 | - | - | - | - | - | - | - | - | - | - | - | - | No | Accepted to connect | - | - | - | - | - | - | 8.4 | TBC | TBC | TBC | TBC | TBC | TBC | N | TBC | TBC | N | N/A | TBC | 2020-07-14
| MSID 8360 | Res Ltd | Broxburn Energy Storage | 2 Illieston Castle Steading |  | Broxburn | West Lothian | EH52 5PD | Scotland | 309143 | 670530 | Broxburn | N/A | Broxburn | 33 | SP Distribution Ltd | Stored Energy | Storage - Electrochemical (Batteries) | No |  | TBC | 20 | - | - | - | - | - | - | - | - | - | - | - | - | No | Connected | 20 | TBC | TBC | TBC | TBC | 2018-03-08 | - | - | - | - | - | - | - | N | TBC | TBC | N | N/A | TBC | 2020-09-14
| N/A | TBC | Burnbank Ge | Site to South of Burnbank Street | Greenhill | Coatbridge | North Lanarkshire | ML5 2EJ | Scotland | 274029 | 665891 | Coatbridge | N/A | N/A | 33 | SP Distribution Ltd | Fossil - Gas | Gas turbine (OCGT) | No |  | N/A | 19.8 | - | - | - | - | - | - | - | - | - | - | - | - | No | Accepted to connect | - | - | - | - | - | - | 19.8 | TBC | TBC | TBC | TBC | TBC | TBC | N | TBC | TBC | N | N/A | TBC | 2020-09-14
| N/A | Wind Prospect Developments | Burnfoot East Windfarm | Burnfoot East Windfarm |  | Tillicoultry | Clackmanshire | FK13 6NA | Scotland | 290930 | 703230 | Devonside | N/A | Devonside | 33 | SP Distribution Ltd | Wind | Onshore wind turbines | No |  | N/A | 10.8 | - | - | - | - | - | - | - | - | - | - | - | - | No | Accepted to connect | - | - | - | - | - | - | 10.8 | TBC | TBC | TBC | TBC | TBC | TBC | N | TBC | TBC | N | N/A | TBC | 2020-09-14
| 1800060372122 | Edf | Burnfoot Windfarm | Rhodders Farm | Stroud Road | Alva | Clackmanshire | FK12 5JY | Scotland | 290135 | 703250 | Devonside | N/A | Devonside | 33 | SP Distribution Ltd | Wind | Onshore wind turbines | No |  | N/A | 29.5 | - | - | - | - | - | - | - | - | - | - | - | - | No | Connected | 29.5 | 24.7 | 26 | 7.97 | 8.3895 | 2008-06-06 | - | - | - | - | - | - | - | N | TBC | TBC | N | N/A | TBC | 2020-09-14
| 1800060769747 | Wind Prospect Developments/ Edf | Burnhead Windfarm | Burnhead Moss Wind Farm |  | Falkirk | Falkirk Council Area | FK1 2JW | Scotland | 289158 | 670199 | Bathgate | N/A | Bathgate | 33 | SP Distribution Ltd | Wind | Onshore wind turbines | No |  | N/A | 26 | - | - | - | - | - | - | - | - | - | - | - | - | No | Connected | 26 | TBC | TBC | TBC | TBC | 2016-02-29 | - | - | - | - | - | - | - | N | TBC | TBC | N | N/A | TBC | 2020-09-14
| TBC | TBC | Bush Energy Centre | Bush Farm Road |  | Edinburgh | Renfrewshire | EH25 9RG | Scotland | 325033 | 664250 | Kaimes | N/A | BUSH ESTATE (11kV) | 11 | SP Distribution Ltd | Other | Steam-gas turbine (CCGT) | Yes |  | TBC | 2.5 | - | - | - | - | - | - | - | - | - | - | - | - | No | Connected | 2.5 | TBC | TBC | TBC | TBC | TBC | - | - | - | - | - | - | - | N | TBC | TBC | N | N/A | TBC | 2020-09-14
| N/A | Grid Reserve | Byers Brae Battery Storage | Ralston Cottage |  | Byers Brae | West Lothian | EH48 1JY | Scotland | 300794 | 669573 | Drumcross | N/A | N/A | 33 | SP Distribution Ltd | Stored Energy | Storage - Electrochemical (Batteries) | No |  | TBC | 29.9 | - | - | - | - | - | - | - | - | - | - | - | - | No | Accepted to connect | - | - | - | - | - | - | 29.9 | TBC | TBC | TBC | TBC | TBC | TBC | N | TBC | TBC | N | N/A | TBC | 2020-09-14
| N/A | TBC | Calachem (Customer) | Earls Road |  | Glensburgh | Stirlingshire | FK3 8XG | Scotland | 291678 | 681406 | Grangemouth C | N/A | Avecia | 11 | SP Distribution Ltd | Other | Steam-gas turbine (CCGT) | Yes |  | TBC | 28 | - | - | - | - | - | - | - | - | - | - | - | - | No | Accepted to connect | - | - | - | - | - | - | 28 | TBC | TBC | TBC | TBC | TBC | TBC | N | TBC | TBC | N | N/A | TBC | 2020-09-14
| N/A | Earls Gate Energy Centre | Calachem Fine Chemicals (Grangemouth) | Calachem Ltd | Earls Road | Grangemouth | Falkirk Council Area | FK3 8XG | Scotland | 291830 | 681210 | Grangemouth | N/A | Avecia | 11 | SP Distribution Ltd | Waste | Other | No |  | N/A | 21.5 | - | - | - | - | - | - | - | - | - | - | - | - | No | Accepted to connect | - | - | - | - | - | - | 21.5 | TBC | TBC | TBC | TBC | TBC | TBC | N | TBC | TBC | N | N/A | TBC | 2020-09-14
| 1800060642711 | Community Windpower Ltd (Cwl) | Calder Water Wind Farm | Calder Water Community Wind Farm | C138 Hairshaw Highway | Strathaven | South Lanarkshire | ML10 6QW | Scotland | 260869 | 640428 | East Kilbride South | N/A | TBC | 33 | SP Distribution Ltd | Wind | Onshore wind turbines | No |  | N/A | 39 | - | - | - | - | - | - | - | - | - | - | - | - | No | Connected | 39 | TBC | TBC | TBC | TBC | 2013-09-12 | - | - | - | - | - | - | - | N | TBC | TBC | N | N/A | TBC | 2020-07-14
| N/A | Caledon Green Generation Ltd. | Caledon Green Gas | Land to South East of | 2 Caledon Green | Grangemouth | Stirlingshire | FK3 8TR | Scotland | 291575 | 681050 | Bainsford | N/A | N/A | 33 | SP Distribution Ltd | Fossil - Gas | Gas turbine (OCGT) | No |  | N/A | 22.5 | - | - | - | - | - | - | - | - | - | - | - | - | No | Accepted to connect | - | - | - | - | - | - | 22.5 | TBC | TBC | TBC | TBC | TBC | TBC | N | TBC | TBC | N | N/A | TBC | 2020-09-14
| TBC | Diageo Great Britain Limited | Cameron Bridge Distillery Chp | Cameronbridge Distillery |  | Leven | Fife | KY8 5RL | Scotland | 334498 | 700150 | Leven | N/A | Leven | 11 | SP Distribution Ltd | Other | Steam-gas turbine (CCGT) | Yes |  | TBC | 10.63 | - | - | - | - | - | - | - | - | - | - | - | - | No | Connected | 10.63 | TBC | TBC | TBC | TBC | 2010-11-26 | - | - | - | - | - | - | - | N | TBC | TBC | N | N/A | TBC | 2020-09-14
| N/A | TBC | Camilla Energy Park Battery Storage | Camilla Farm | Auchtertool | Kirkcaldy | Fife | KY2 5XW | Scotland | 321756 | 690689 | Glenniston | N/A | N/A | 33 | SP Distribution Ltd | Stored Energy | Storage - Electrochemical (Batteries) | No |  | TBC | 50 | - | - | - | - | - | - | - | - | - | - | - | - | No | Accepted to connect | - | - | - | - | - | - | 50 | TBC | TBC | TBC | TBC | TBC | TBC | N | TBC | TBC | Y | 217898 | TBC | 2020-08-14
| N/A | Edf Energy Renewables (Formerly Partnerships For Renewables/Camilty Wind Farm Llp) | Camilty Windfarm | Harburnhead Farm |  | West Calder | West Lothian | EH55 8RL | Scotland | 305615 | 659320 | Drumcross | N/A | TBC | TBC | SP Distribution Ltd | Wind | Onshore wind turbines | No |  | N/A | 21.6 | - | - | - | - | - | - | - | - | - | - | - | - | No | Accepted to connect | - | - | - | - | - | - | 21.6 | TBC | TBC | TBC | TBC | TBC | TBC | N | TBC | TBC | Y | 613253342 | TBC | 2020-07-14
| N/A | TBC | Carbrain Gas | Land to the north east of Glenluce |  | Glenluce | TBC | TBC | Scotland | TBC | TBC | Cumbernauld | N/A | TBC | TBC | SP Distribution Ltd | Other | Other | No |  | TBC | 20 | - | - | - | - | - | - | - | - | - | - | - | - | No | Accepted to connect | - | - | - | - | - | - | 20 | TBC | TBC | TBC | TBC | TBC | TBC | N | TBC | TBC | N | N/A | TBC | 2020-09-14
| 1800060038656 | SSE (Airtricity) | Carcant Windfarm | Carcant Windfarm | Off B7007 | Near Middleton | Midlothian | EH38 | Scotland | 336250 | 652850 | Portobello | N/A | Lady VictoriaPortobello | 11 | SP Distribution Ltd | Wind | Onshore wind turbines | No |  | N/A | 6 | - | - | - | - | - | - | - | - | - | - | - | - | No | Connected | 6 | TBC | TBC | TBC | TBC | 2010-05-05 | - | - | - | - | - | - | - | N | TBC | TBC | N | N/A | TBC | 2020-09-14
| N/A | Reliable Generation Ltd | Carmuirs Gas | Land to the South of A883 |  | Bonnybridge | Stirlingshire | FK4 1SN | Scotland | 284218 | 681134 | Bonnybridge | N/A | N/A | 33 | SP Distribution Ltd | Fossil - Gas | Gas turbine (OCGT) | No |  | N/A | 19.9 | - | - | - | - | - | - | - | - | - | - | - | - | No | Accepted to connect | - | - | - | - | - | - | 19.9 | TBC | TBC | TBC | TBC | TBC | TBC | N | TBC | TBC | N | N/A | TBC | 2020-11-11
| 1800060652463 | John Laing Environmental Assets Group/ Reg Power Management | Carscreugh Renewable Energy Park | Carscreugh Wind Farm | Carscreugh Fell | Glenluce | Dumfries and Galloway | DG8 0PA | Scotland | 225000 | 555000 | Glenluce | N/A | TBC | 33 | SP Distribution Ltd | Wind | Onshore wind turbines | No |  | N/A | 15.3 | - | - | - | - | - | - | - | - | - | - | - | - | No | Connected | 15.3 | TBC | TBC | TBC | TBC | 2014-01-15 | - | - | - | - | - | - | - | N | TBC | TBC | N | N/A | TBC | 2020-07-14
| 1800053647413 | Drax Generation Enterprises Limited | Carsfad | Carsfad Power Station | St Johns Town of Dalry | Castle Douglas | Dumfries and Galloway | DG7 3ST | Scotland | 260374 | 586749 | Kendoon 11kV | N/A | Carsfad Hydro | 11 | SP Distribution Ltd | Water (flowing water or head of water) | Hydro - Run of river | No |  | N/A | 14 | - | - | - | - | - | - | - | - | - | - | - | - | No | Connected | 14 | TBC | TBC | TBC | TBC | 2016-04-01 | - | - | - | - | - | - | - | N | TBC | TBC | N | N/A | TBC | 2020-09-14
| N/A | TBC | Castlemilk Windfarm | Shewalton Road | Riverside Business Park | Irvine | North Ayrshire | KA11 5AP | Scotland | 234490 | 636756 | Chapelcross | N/A | N/A | 33 | SP Distribution Ltd | Wind | Onshore wind turbines | No |  | N/A | 36 | - | - | - | - | - | - | - | - | - | - | - | - | No | Accepted to connect | - | - | - | - | - | - | 36 | TBC | TBC | TBC | TBC | TBC | TBC | N | TBC | TBC | N | N/A | TBC | 2020-08-14
| 1800060586926 | Sse | Cathkin Brae Wf | Cathkin Brae Park | Off Carmunnock Road | East Kilbride | South Lanarkshire | G73 4SE | Scotland | 261220 | 658203 | Giffnock | N/A | Castlemilk | 33 | SP Distribution Ltd | Wind | Onshore wind turbines | No |  | N/A | 2.6 | - | - | - | - | - | - | - | - | - | - | - | - | No | Connected | 2.6 | TBC | TBC | TBC | TBC | 2013-03-20 | - | - | - | - | - | - | - | N | TBC | TBC | N | N/A | TBC | 2020-07-14
| 1800053802415 | CLP Envirogas Limited | Cathkin Landfill | Cathkin Landfill Gas Power Generation | Cairnmuir Road | East Kilbride | South Lanarkshire | G73 4PY | Scotland | 262500 | 657500 | East Kilbride South | N/A | Common FM | 11 | SP Distribution Ltd | Biofuel - Landfill gas | Gas turbine (OCGT) | No |  | N/A | 4.2 | - | - | - | - | - | - | - | - | - | - | - | - | No | Connected | 4.2 | TBC | TBC | TBC | TBC | 2005-12-15 | - | - | - | - | - | - | - | N | TBC | TBC | N | N/A | TBC | 2020-09-14
| 1800060299865 | CLP Envirogas Limited | Cathkin Landfill Extension | Landfill Site | Cairnmuir Road | Glasgow | Glasgow City | G74 4GY | Scotland | 263008 | 657551 | Westburn Road | N/A | Whitlawburn | 11 | SP Distribution Ltd | Biofuel - Landfill gas | Gas turbine (OCGT) | No |  | N/A | 3.2 | - | - | - | - | - | - | - | - | - | - | - | - | No | Connected | 3.2 | TBC | TBC | TBC | TBC | 2010-02-26 | - | - | - | - | - | - | - | N | TBC | TBC | N | N/A | TBC | 2020-09-14
| TBC | Centrica | Centrica Embedded Generation | 1 Waterfront Avenue |  | Edinburgh | Edinburgh City | EH5 1SG | Scotland | 322599 | 676992 | Telford Road | N/A | Pennywell Rd | TBC | SP Distribution Ltd | Fossil - Gas | Gas turbine (OCGT) | No |  | N/A | 1.579 | - | - | - | - | - | - | - | - | - | - | - | - | No | Connected | 1.579 | TBC | TBC | TBC | TBC | 2013-01-09 | - | - | - | - | - | - | - | N | TBC | TBC | N | N/A | TBC | 2020-09-14
| TBC | Charlesfield First Llp & Biogas Power | Charlesfield Biomass Chp Plant | Land East Of G A White Motors | Charlesfield Industrial Estate | St Boswells | Scottish Borders | TD6 0HG | Scotland | 358892 | 629839 | Galashiels | N/A | TBC | TBC | SP Distribution Ltd | Advanced Fuel (produced via gasification or pyrolysis of biofuel or waste) | Steam-gas turbine (CCGT) | Yes |  | N/A | 10 | - | - | - | - | - | - | - | - | - | - | - | - | No | Connected | 10 | TBC | TBC | TBC | TBC | 2015-06-30 | - | - | - | - | - | - | - | N | TBC | TBC | N | N/A | TBC | 2020-09-14
| N/A | TBC | Cic Quote, Off A6106 Newcraighall, Edinb | OFF A6106 | NEWCRAIGHALL | Edinburgh | Edinburgh City | EH15 3## | Scotland | TBC | TBC | Kaimes | N/A | TBC | TBC | SP Distribution Ltd | Solar | Photovoltaic | No |  | N/A | 4.983 | - | - | - | - | - | - | - | - | - | - | - | - | No | Accepted to connect | - | - | - | - | - | - | 4.983 | TBC | TBC | TBC | TBC | TBC | TBC | N | TBC | TBC | N | N/A | TBC | 2020-08-14
| N/A | TBC | Cic, G83, International Business Gateway, Glasgow Road, Ingl | CIC, G83, International Business Gateway | Glasgow Road | Ingliston | Midlothian | EH28 8NJ | Scotland | 315561 | 672475 | GS-NT1871/031 SIGHTHILL GRID B | N/A | TBC | TBC | SP Distribution Ltd | Data not available | Data not available | No |  | TBC | 4.648 | - | - | - | - | - | - | - | - | - | - | - | - | No | Accepted to connect | - | - | - | - | - | - | 4.648 | TBC | TBC | TBC | TBC | 2019-10-23 | TBC | N | TBC | TBC | N | N/A | TBC | 2020-08-14
| N/A | TBC | Cic, G98, Cammo, Edinburgh - Cala | Cammo Grove | Maybury Road | Armadale | West Lothian | EH4 8HA | Scotland | 318497 | 674765 | GS-NT1871/030 SIGHTHILL GRID A | N/A | TBC | TBC | SP Distribution Ltd | Data not available | Data not available | No |  | TBC | 1 | - | - | - | - | - | - | - | - | - | - | - | - | No | Accepted to connect | - | - | - | - | - | - | 1 | TBC | TBC | TBC | TBC | 2019-11-05 | TBC | N | TBC | TBC | N | N/A | TBC | 2020-07-14
| N/A | TBC | Cic,G99, St James Shopping Centre | St James Shopping Centre | Leith Street | Edinburgh | Edinburgh City | EH1 3SJ | Scotland | 325871 | 674219 | GS-NT2675/002 SHRUBHILL GRID | N/A | TBC | TBC | SP Distribution Ltd | Data not available | Data not available | No |  | TBC | 12.5 | - | - | - | - | - | - | - | - | - | - | - | - | No | Accepted to connect | - | - | - | - | - | - | 12.5 | TBC | TBC | TBC | TBC | 2019-09-20 | TBC | N | TBC | TBC | N | N/A | TBC | 2020-07-14
| N/A | TBC | Clydebank Balancing Services Plant | 2km to the east of Girvan |  | Girvan | South Ayrshire | TBC | Scotland | TBC | TBC | Govan | N/A | TBC | TBC | SP Distribution Ltd | Fossil - Gas | Gas turbine (OCGT) | No |  | N/A | 20 | - | - | - | - | - | - | - | - | - | - | - | - | No | Accepted to connect | - | - | - | - | - | - | 20 | TBC | TBC | TBC | TBC | TBC | TBC | N | TBC | TBC | N | N/A | TBC | 2020-09-14
| N/A | Golder Associates (Uk) Ltd/ Shore Energy | Coatbridge Material Recovery And Renewable Energy Facility | Land At Former Shanks & Mcewan Site 251 | Glasgow And Edinburgh Road | Coatbridge | North Lanarkshire | ML5 4UG | Scotland | 274352 | 662620 | Coatbridge | N/A | TBC | TBC | SP Distribution Ltd | Advanced Fuel (produced via gasification or pyrolysis of biofuel or waste) | Data not available | No |  | TBC | 25 | - | - | - | - | - | - | - | - | - | - | - | - | No | Accepted to connect | - | - | - | - | - | - | 25 | TBC | TBC | TBC | TBC | TBC | TBC | N | TBC | TBC | N | N/A | TBC | 2020-08-14
| 1800060728866 | Energy Renewables LLP | Cowdenhead Windfarm | Standhill Farm |  | Bathgate | West Lothian | EH48 3AD | Scotland | 291566 | 667794 | Bathgate | N/A | Armadale | 11 | SP Distribution Ltd | Wind | Onshore wind turbines | No |  | N/A | 1.42 | - | - | - | - | - | - | - | - | - | - | - | - | No | Connected | 1.42 | TBC | TBC | TBC | TBC | 2015-12-18 | - | - | - | - | - | - | - | N | TBC | TBC | N | N/A | TBC | 2020-09-14
| TBC | Norbord | Cowie Norboard Chp | Norbord Ltd | Station Road | Cowie | Stirling Council Area | FK7 7BW | Scotland | 284085 | 688685 | Stirling | N/A | COWIE (11kV) customer | 11 | SP Distribution Ltd | Other | Steam-gas turbine (CCGT) | Yes |  | TBC | 14 | - | - | - | - | - | - | - | - | - | - | - | - | No | Connected | 14 | TBC | TBC | TBC | TBC | 2008-02-01 | - | - | - | - | - | - | - | N | TBC | TBC | N | N/A | TBC | 2020-09-14
| MSID 8363 | Becon Project Management | Craig Ii Wind Farm | 2 Kemrabank | Westkirk | Langholm | Dumfries and Galloway | DG13 ONZ | Scotland | 202000 | 557000 | Chapelcross | N/A | Langholm | 11 | SP Distribution Ltd | Wind | Onshore wind turbines | No |  | N/A | 4.7 | - | - | - | - | - | - | - | - | - | - | - | - | No | Connected | 4.7 | TBC | TBC | TBC | TBC | 2016-12-31 | - | - | - | - | - | - | - | Y | TBC | TBC | N | N/A | TBC | 2020-07-14
| 1800054640924 | Becon Project Management | Craig Wind Farm | Craig Wind Farm Ltd | Watchhall Road | Craig | Dumfries and Galloway | DG13 0NZ | Scotland | 331995 | 586055 | Chapelcross | N/A | Langholm | 11 | SP Distribution Ltd | Wind | Onshore wind turbines | No |  | N/A | 8 | - | - | - | - | - | - | - | - | - | - | - | - | No | Connected | 8 | TBC | TBC | TBC | TBC | 2007-10-01 | - | - | - | - | - | - | - | N | TBC | TBC | N | N/A | TBC | 2020-07-14
| 1800060904929 | Cleanearth Energy Ltd | Craigannet Wind Turbine | Easter Craigannet | Bridge Telford | Denny | Falkirk Council Area | FK6 5JL | Scotland | 271250 | 685550 | Bonnybridge | N/A | Bonnybridge GSP | 33 | SP Distribution Ltd | Wind | Onshore wind turbines | No |  | N/A | 1.5 | - | - | - | - | - | - | - | - | - | - | - | - | No | Connected | 1.5 | TBC | TBC | TBC | TBC | 2017-03-30 | - | - | - | - | - | - | - | N | TBC | TBC | N | N/A | TBC | 2020-09-14
| 1800060289510 | ENGIE Wind Services Ltd | Craigengelt Windfarm | Craigengelt Wind Farm | C10 From C55 Whins Of Milton To B818 | Stirling | Stirlingshire | FK7 9QX | Scotland | 272451 | 686495 | Stirling | N/A | Stirling GSP | 33 | SP Distribution Ltd | Wind | Onshore wind turbines | No |  | N/A | 20 | - | - | - | - | - | - | - | - | - | - | - | - | No | Connected | 20 | TBC | TBC | TBC | TBC | 2010-01-04 | - | - | - | - | - | - | - | N | TBC | TBC | N | N/A | TBC | 2020-09-14
| N/A | TBC | Craighton & Spittalhill Windfarm | Fintry Hills |  | Fintry | Stirlingshire | G63 0LR | Scotland | 260829 | 689331 | Strathleven | N/A | TBC | TBC | SP Distribution Ltd | Wind | Onshore wind turbines | No |  | N/A | 21 | - | - | - | - | - | - | - | - | - | - | - | - | No | Accepted to connect | - | - | - | - | - | - | 21 | TBC | TBC | TBC | TBC | TBC | TBC | N | TBC | TBC | N | N/A | TBC | 2020-08-14
| N/A | Forsa (Formerly 2020 Renewables/Velocita) | Crookedstane Farm | Crookedstane Farm |  | Biggar | South Lanarkshire | ML12 6RL | Scotland | 296607 | 615168 | Chapelcross | N/A | TBC | TBC | SP Distribution Ltd | Wind | Onshore wind turbines | No |  | N/A | 11.4 | - | - | - | - | - | - | - | - | - | - | - | - | No | Accepted to connect | - | - | - | - | - | - | 11.4 | TBC | TBC | TBC | TBC | TBC | TBC | N | TBC | TBC | N | N/A | TBC | 2020-07-14
| TBC | Fred Olsen Renewables | Crystal Rig Extn Windfarm | Crystal Rig Extn Windfarm |  | Duns | Scottish Borders | TD11 3SR | Scotland | 368350 | 665650 | Dunbar | N/A | TBC | TBC | SP Distribution Ltd | Wind | Onshore wind turbines | No |  | N/A | 12.5 | - | - | - | - | - | - | - | - | - | - | - | - | No | Connected | 12.5 | TBC | TBC | TBC | TBC | 2005-04-01 | - | - | - | - | - | - | - | N | TBC | TBC | N | N/A | TBC | 2020-07-14
| 1800053653852 | No Info. | Crystal Rig Windfarm | Crystal Rig Windfarm | By Scottishpower 132/33Kv Substation | Dunbar | East Lothian | EH42 1RG | Scotland | 365058 | 677042 | Dunbar | N/A | TBC | 33 | SP Distribution Ltd | Wind | Onshore wind turbines | No |  | N/A | 50 | - | - | - | - | - | - | - | - | - | - | - | - | No | Connected | 50 | TBC | TBC | TBC | TBC | 2005-04-01 | - | - | - | - | - | - | - | N | TBC | TBC | N | N/A | TBC | 2020-07-14
| N/A | Culraven solar Ltd | Culraven | Pv Plant | Culraven | Kirkcudbright | Dumfries and Galloway | DG6 4SU | Scotland | 263989 | 549517 | Tongland | N/A | TBC | 33 | SP Distribution Ltd | Solar | Photovoltaic | No |  | N/A | 29.9 | - | - | - | - | - | - | - | - | - | - | - | - | No | Accepted to connect | - | - | - | - | - | - | 29.9 | TBC | TBC | TBC | TBC | 2019-12-10 | TBC | N | TBC | TBC | N | N/A | TBC | 2020-09-14
| N/A | Immersa ltd | Cuttlehill Farm Battery Storage | Land to the East of Cuttlehill Farm |  | Crossgates | Fife | KY4 8HD | Scotland | 315622 | 689381 | Glenniston | N/A | TBC | TBC | SP Distribution Ltd | Stored Energy | Storage - Electrochemical (Batteries) | No |  | TBC | 25 | - | - | - | - | - | - | - | - | - | - | - | - | No | Accepted to connect | - | - | - | - | - | - | 25 | TBC | TBC | TBC | TBC | TBC | TBC | N | TBC | TBC | N | N/A | TBC | 2020-08-14
| N/A | TBC | Dalmarnock Trading Estate No Bess | Dalmarnock Road |  | Glasgow | North Lanarkshire | G73 1AE | Scotland | 278067 | 669604 | Dalmarnock | N/A | TBC | TBC | SP Distribution Ltd | Stored Energy | Storage - Electrochemical (Batteries) | No |  | TBC | 29.9 | - | - | - | - | - | - | - | - | - | - | - | - | No | Accepted to connect | - | - | - | - | - | - | 29.9 | TBC | TBC | TBC | TBC | TBC | TBC | N | TBC | TBC | N | N/A | TBC | 2020-09-14
| N/A | H20 Hydro Ltd | Cumberhead West Wind Farm | Poniel Private Road | Douglas | Lanark | South Lanarkshire | ML11 0RL | Scotland | 284508 | 634724 | Linnmill | N/A | TBC | TBC | SP Distribution Ltd | Other | Steam-gas turbine (CCGT) | Yes |  | TBC | 1 | - | - | - | - | - | - | - | - | - | - | - | - | No | Accepted to connect | - | - | - | - | - | - | 1 | TBC | TBC | TBC | TBC | TBC | TBC | N | TBC | TBC | N | N/A | TBC | 2020-09-14
| MSID 8183 | INFINIS | Dalswinton | Dalswinton Wind Farm |  | Dumfries | Dumfries and Galloway | DG2 0XY | Scotland | 295000 | 589000 | Dumfries | N/A | TBC | 33 | SP Distribution Ltd | Wind | Onshore wind turbines | No |  | N/A | 30 | - | - | - | - | - | - | - | - | - | - | - | - | No | Connected | 30 | TBC | TBC | TBC | TBC | 2008-03-15 | - | - | - | - | - | - | - | N | TBC | TBC | N | N/A | TBC | 2020-07-14
| 1800060728839 | Locogen Energy Services Limited | Damhead Farm Wind Turbine | Damhead Farm | Bowhouse Road | Airdrie | North Lanarkshire | ML6 8PW | Scotland | 279061 | 663992 | Newarthill | N/A | Towers Road | 11 | SP Distribution Ltd | Wind | Onshore wind turbines | No |  | N/A | 2 | - | - | - | - | - | - | - | - | - | - | - | - | No | Connected | 2 | TBC | TBC | TBC | TBC | 2015-01-23 | - | - | - | - | - | - | - | N | TBC | TBC | N | N/A | TBC | 2020-09-14
| TBC | TBC | Dean Foods Wind | Strathore Farm | Strathore Road | Thornton | Fife | KY1 4DX | Scotland | 326978 | 697298 | Redhouse | N/A | REDHOUSE (11kV) | 11 | SP Distribution Ltd | Wind | Onshore wind turbines | No |  | N/A | 1.5 | - | - | - | - | - | - | - | - | - | - | - | - | No | Connected | 1.5 | TBC | TBC | TBC | TBC | TBC | - | - | - | - | - | - | - | N | TBC | TBC | N | N/A | TBC | 2020-08-14
| TBC | Scottish Water | Deerdykes Wwtw | Dunswood Road |  | Cumbernauld | North Lanarkshire | G67 3EN | Scotland | 277924 | 676998 | Cumbernauld | N/A | Condorrat | 11 | SP Distribution Ltd | Waste | Other | No |  | N/A | 2 | - | - | - | - | - | - | - | - | - | - | - | - | No | Connected | 2 | TBC | TBC | TBC | TBC | 2010-01-17 | - | - | - | - | - | - | - | N | TBC | TBC | N | N/A | TBC | 2020-09-14
| TBC | TBC | Devro | Gartferry Road |  | Moodiesburn | Lanarkshire | G69 0JE | Scotland | 270691 | 671470 | Cumbernauld | N/A | Gartferry Road (11KV) | 11 | SP Distribution Ltd | Other | Steam-gas turbine (CCGT) | Yes |  | TBC | 2.3 | - | - | - | - | - | - | - | - | - | - | - | - | No | Connected | 2.3 | TBC | TBC | TBC | TBC | TBC | - | - | - | - | - | - | - | N | TBC | TBC | N | N/A | TBC | 2020-09-14
| N/A | Scottish Centre For Regenerative Medicine Scrm | Scottish Centre For Regenerative Medicine SCRM | Little France Drive |  | Edinburgh | Edinburgh City | EH16 4UU | Scotland | 329475 | 670374 | TBC | N/A | TBC | TBC | SP Distribution Ltd | Data not available | Data not available | No |  | TBC | 1.5 | - | - | - | - | - | - | - | - | - | - | - | - | No | Accepted to connect | - | - | - | - | - | - | 1.5 | TBC | TBC | TBC | TBC | 2019-07-22 | TBC | N | TBC | TBC | N | N/A | TBC | 2020-09-14
| TBC | Diageo | Diageo Biomass Energy Project | Cameronbridge Distillery | Cameron Bridge | Leven | Fife | KY8 5RL | Scotland | 334567 | 700177 | Redhouse | N/A | TBC | TBC | SP Distribution Ltd | Biomass | Other | No |  | N/A | 5.5 | - | - | - | - | - | - | - | - | - | - | - | - | No | Connected | 5.5 | TBC | TBC | TBC | TBC | 2013-05-08 | - | - | - | - | - | - | - | N | TBC | TBC | N | N/A | TBC | 2020-09-14
| TBC | Diageo | Diageo Bottling Plant Chp | Banbeath Industrial Estate |  | Leven | Fife | KY8 5HD | Scotland | 337006 | 701509 | Leven | N/A | LEVEN (11kV) | 11 | SP Distribution Ltd | Other | Steam-gas turbine (CCGT) | Yes |  | TBC | 7.16 | - | - | - | - | - | - | - | - | - | - | - | - | No | Connected | 7.16 | TBC | TBC | TBC | TBC | TBC | - | - | - | - | - | - | - | N | TBC | TBC | N | N/A | TBC | 2020-09-14
| N/A | Douglas West Extension / 3R Energy Solutions | Douglas West Wind Farm (Extension) | Site West Of Junction 11 Of M7 |  | Lesmahagow | South Lanarkshire | ML11 0NN | Scotland | 280968 | 634257 | Linnmill | N/A | TBC | TBC | SP Distribution Ltd | Stored Energy | Storage - Electrochemical (Batteries) | No |  | TBC | 20 | - | - | - | - | - | - | - | - | - | - | - | - | No | Accepted to connect | - | - | - | - | - | - | 20 | TBC | TBC | TBC | TBC | TBC | TBC | N | TBC | TBC | N | N/A | TBC | 2020-08-14
| N/A | Dover Yard | Doveryard Energy Centre (Oldhall Industrial) | Oldhall West Industrial Estate | Murdoch Place | Irvine | North Ayrshire | KA11 5DG | Scotland | 233712 | 636561 | Kilmarnock South | N/A | N/A | 33 | SP Distribution Ltd | Waste | Other | No |  | N/A | 15 | - | - | - | - | - | - | - | - | - | - | - | - | No | Accepted to connect | - | - | - | - | - | - | 15 | TBC | TBC | TBC | TBC | TBC | TBC | N | TBC | TBC | Y | 613149674 | TBC | 2020-09-14
| 1800060743961 | Locogen Energy Services Limited | Draffen Marshill Windfarm | Draffan Marshill Wind Turbine | Marshill Farm | Lesmahagow | South Lanarkshire | ML11 9PW | Scotland | 279384 | 645337 | Wishaw | N/A | Larkhall (11KV) | 11 | SP Distribution Ltd | Wind | Onshore wind turbines | No |  | N/A | 3.4 | - | - | - | - | - | - | - | - | - | - | - | - | No | Connected | 3.4 | TBC | TBC | TBC | TBC | 2015-08-09 | - | - | - | - | - | - | - | N | TBC | TBC | N | N/A | TBC | 2020-07-14
| 1800060445659 | Greencoat | Drone Hill Windfarm | Natural Power | Drone Hill Windfarm | Eyemouth | Scottish Borders | TD14 5TX | Scotland | 383719 | 667227 | Berwick | N/A | N/A | 33 | SP Distribution Ltd | Wind | Onshore wind turbines | No |  | N/A | 29.4 | - | - | - | - | - | - | - | - | - | - | - | - | No | Connected | 29.4 | TBC | TBC | TBC | TBC | 2012-02-15 | - | - | - | - | - | - | - | N | TBC | TBC | N | N/A | TBC | 2020-07-14
| N/A | Muirhall Energy | Drumcross Ess | Auchengray |  | Carnwath | Lanarkshire | ML11 8LL | Scotland | 299595 | 652160 | Drumcross | N/A | TBC | 33 | SP Distribution Ltd | Stored Energy | Storage - Electrochemical (Batteries) | No |  | TBC | 29.9 | - | - | - | - | - | - | - | - | - | - | - | - | No | Accepted to connect | - | - | - | - | - | - | 29.9 | TBC | TBC | TBC | TBC | TBC | TBC | N | TBC | TBC | N | N/A | TBC | 2020-09-14
| 1800060917500 | Green Power | Drumduff Windfarm | Drumduff Windfarm (Near Heights Road) | Heights Road | Blackridge | West Lothian | EH48 3SW | Scotland | 288877 | 669339 | Bathgate | N/A | Muckraw | 11 | SP Distribution Ltd | Wind | Onshore wind turbines | No |  | N/A | 6 | - | - | - | - | - | - | - | - | - | - | - | - | No | Connected | 6 | TBC | TBC | TBC | TBC | 2017-06-25 | - | - | - | - | - | - | - | N | TBC | TBC | N | N/A | TBC | 2020-09-14
| N/A | Muirhall Energy (Formerly Infinis) | Drumelzie | Land North Of Blawhorn Moss |  | Blackridge | West Lothian | EH48 3AW | Scotland | 288864 | 669037 | Bathgate | N/A | TBC | TBC | SP Distribution Ltd | Wind | Onshore wind turbines | No |  | N/A | 1.5 | - | - | - | - | - | - | - | - | - | - | - | - | No | Accepted to connect | - | - | - | - | - | - | 1.5 | TBC | TBC | TBC | TBC | TBC | TBC | N | TBC | TBC | N | N/A | TBC | 2020-07-14
| N/A | Capbal | Drumfad Battery Storage | Land North East Of Blackhill, Luss Road | Argyll And Bute | Helensburgh | Argyll and Bute | G84 9EE | Scotland | 231381 | 684279 | Helensburgh | N/A | N/A | 33 | SP Distribution Ltd | Stored Energy | Storage - Electrochemical (Batteries) | No |  | TBC | 29.9 | - | - | - | - | - | - | - | - | - | - | - | - | No | Accepted to connect | - | - | - | - | - | - | 29.9 | TBC | TBC | TBC | TBC | TBC | TBC | N | TBC | TBC | N | N/A | TBC | 2020-07-14
| 1800053647496 | Natural Power | Forrest lodge Power Station | Drumjohn Power Station | Drumjohn | Castle Douglas | Dumfries and Galloway | DG7 3TJ | Scotland | 252197 | 597353 | Kendoon 11kV | N/A | TBC | 11 | SP Distribution Ltd | Water (flowing water or head of water) | Hydro - Run of river | No |  | N/A | 2.2 | - | - | - | - | - | - | - | - | - | - | - | - | No | Connected | 2.2 | TBC | TBC | TBC | TBC | TBC | - | - | - | - | - | - | - | N | TBC | TBC | N | N/A | TBC | 2020-09-14
| 1800054535820 | Infinis | Drummond Moor Landfill Generator | Drummond Moor |  | Penicuik | Midlothian | EH26 8QF | Scotland | 332700 | 665980 | Portobello | N/A | Lady Victoria | 11 | SP Distribution Ltd | Biofuel - Sewage gas | Gas turbine (OCGT) | No |  | N/A | 2 | - | - | - | - | - | - | - | - | - | - | - | - | No | Connected | 2 | TBC | TBC | TBC | TBC | 2006-12-06 | - | - | - | - | - | - | - | N | TBC | TBC | N | N/A | TBC | 2020-09-14
| N/A | Viridor | Dunbar Efw (Previously Oxwellmains Efw) | Dunbar Landfill Site | Oxwellmains | Dunbar | East Lothian | EH42 1SW | Scotland | 371051 | 675563 | Dunbar | N/A | TBC | TBC | SP Distribution Ltd | Waste | Other | No |  | N/A | 25.6 | - | - | - | - | - | - | - | - | - | - | - | - | No | Accepted to connect | - | - | - | - | - | - | 25.6 | TBC | TBC | TBC | TBC | TBC | TBC | N | TBC | TBC | N | N/A | TBC | 2020-09-14
| N/A | Amazon Uk Services/ Push Energy | Dunfermline Edi4 | Amazon Management Office | Amazon Way | Dunfermline | Fife | KY11 8XT | Scotland | 313506 | 686540 | Dunfermline | N/A | TBC | TBC | SP Distribution Ltd | Solar | Photovoltaic | No |  | N/A | 1.9 | - | - | - | - | - | - | - | - | - | - | - | - | No | Accepted to connect | - | - | - | - | - | - | 1.9 | TBC | TBC | TBC | TBC | TBC | TBC | N | TBC | TBC | N | N/A | TBC | 2020-07-14
| 1800060740297 | Reg Power Management | Dungavel Windfarm | Dungavel Hill Wind Farm | Muirkirk Road | Strathaven | South Lanarkshire | ML10 6RF | Scotland | 267954 | 636995 | East Kilbride South | N/A | N/A | 33 | SP Distribution Ltd | Wind | Onshore wind turbines | No |  | N/A | 29.9 | - | - | - | - | - | - | - | - | - | - | - | - | No | Connected | 29.9 | TBC | TBC | TBC | TBC | 2015-08-25 | - | - | - | - | - | - | - | N | TBC | TBC | N | N/A | TBC | 2020-07-14
| N/A | Malcolm J Hamilton & Sons | Duniface Farm Gas Generation | Duniface Farm |  | Windygates | Fife | KY8 5RH | Scotland | 335100 | 700700 | Leven | N/A | N/A | 33 | SP Distribution Ltd | Fossil - Gas | Gas turbine (OCGT) | No |  | N/A | 19.9 | - | - | - | - | - | - | - | - | - | - | - | - | No | Accepted to connect | - | - | - | - | - | - | 19.9 | TBC | TBC | TBC | TBC | TBC | TBC | N | TBC | TBC | Y | 615027538 | TBC | 2020-09-14
| 1800053647246 | ScottishPower Renewables | Dunlaw Windfarm | Dun Law Windfarm |  | Lauder | Scottish Borders | TD2 6PN | Scotland | 347069 | 657344 | Galashiels | N/A | N/A | 33 | SP Distribution Ltd | Wind | Onshore wind turbines | No |  | N/A | 17.2 | - | - | - | - | - | - | - | - | - | - | - | - | No | Connected | 17.2 | TBC | TBC | TBC | TBC | 2000-05-12 | - | - | - | - | - | - | - | N | TBC | TBC | N | N/A | TBC | 2020-07-14
| 1800053653913 | Natural Power | Dunlop Landfill Gas Scheme | Craignaught Landfill |  | Lugton | East Ayrshire | KA3 4EH | Scotland | 244600 | 651500 | Kilmarnock Town | N/A | Stewarton | 11 | SP Distribution Ltd | Biofuel - Landfill gas | Gas turbine (OCGT) | No |  | N/A | 2.4 | - | - | - | - | - | - | - | - | - | - | - | - | No | Connected | 2.4 | TBC | TBC | TBC | TBC | 2003-04-15 | - | - | - | - | - | - | - | N | TBC | TBC | N | N/A | TBC | 2020-09-14
| N/A | Dunnikier Power Generation | Dunnikier | Wheatfield Road |  | KIRKCALDY | Fife | KY1 3NU | Scotland | 328492 | 694757 | Redhouse | N/A | TBC | TBC | SP Distribution Ltd | Data Not Available | Other | No |  | N/A | 30 | - | - | - | - | - | - | - | - | - | - | - | - | No | Accepted to connect | - | - | - | - | - | - | 30 | TBC | TBC | TBC | TBC | TBC | TBC | N | TBC | TBC | N | N/A | TBC | 2020-09-14
| 1800054198374 | Natural Power | Earlsburn Windfarm | Earlsburn Wind Farm | C10 From C55 Whins Of Milton To B818 | Stirling | Stirlingshire | FK7 9QX | Scotland | 269652 | 688422 | Bonnybridge | N/A | Bonnybridge GSP | 33 | SP Distribution Ltd | Wind | Onshore wind turbines | No |  | N/A | 35 | - | - | - | - | - | - | - | - | - | - | - | - | No | Connected | 35 | TBC | TBC | TBC | TBC | 2006-11-02 | - | - | - | - | - | - | - | N | TBC | TBC | N | N/A | TBC | 2020-09-14
| 1800060673231 | Res | Earlseat Windfarm | Carbon Free Earlseat Ltd | Standing Stane Road | Kirkcaldy | Fife | KY1 4TH | Scotland | 332961 | 698416 | Redhouse | N/A | Redhouse GSP | 33 | SP Distribution Ltd | Wind | Onshore wind turbines | No |  | N/A | 16 | - | - | - | - | - | - | - | - | - | - | - | - | No | Connected | 16 | TBC | TBC | TBC | TBC | 2014-06-20 | - | - | - | - | - | - | - | N | TBC | TBC | N | N/A | TBC | 2020-09-14
| 1800053647520 | Drax Generation Enterprises Limited | EARLSTOUN HYDRO 1 | Earlstoun Power Station | 1936 A762 | Castle Douglas | Dumfries and Galloway | DG7 3SR | Scotland | 261410 | 582077 | Glenlee 132 | N/A | TS-EAST T1 EARLSTOUN | 11 | SP Distribution Ltd | Water (flowing water or head of water) | Hydro - Run of river | No |  | N/A | 7 | - | - | - | - | - | - | - | - | - | - | - | - | No | Connected | 7 | TBC | TBC | TBC | TBC | 2016-04-01 | - | - | - | - | - | - | - | N | TBC | TBC | N | N/A | TBC | 2020-09-14
| 1800053653700 | Drax Generation Enterprises Limited | EARLSTOUN HYDRO 2 | Earlstoun Power Station | 1936 A762 | Castle Douglas | Dumfries and Galloway | DG7 3SR | Scotland | 261586 | 582077 | Glenlee 132 | N/A | TS-EAST T1 EARLSTOUN | 11 | SP Distribution Ltd | Water (flowing water or head of water) | Hydro - Run of river | No |  | N/A | 7 | - | - | - | - | - | - | - | - | - | - | - | - | No | Connected | 7 | TBC | TBC | TBC | TBC | 2016-04-01 | - | - | - | - | - | - | - | N | TBC | TBC | N | N/A | TBC | 2020-09-14
| N/A | Grid Connection Consulting | East Mains Generating Plant | 24 Grange Knowe |  | LINLITHGOW | West Lothian | EH49 7HX | Scotland | 301556 | 677809 | Broxburn | N/A | EAST MAINS (11KV) | 11 | SP Distribution Ltd | Fossil - Gas | Gas turbine (OCGT) | No |  | N/A | 10 | - | - | - | - | - | - | - | - | - | - | - | - | No | Accepted to connect | - | - | - | - | - | - | 10 | TBC | TBC | TBC | TBC | TBC | TBC | N | TBC | TBC | N | N/A | TBC | 2020-09-14
| N/A | TBC | Easter Kilhwiss Farm Solar | Easter Kilwhiss Farm |  | Giffordtown | Fife | KY15 7UR | Scotland | 327943 | 710849 | Cupar | N/A | TBC | TBC | SP Distribution Ltd | Solar | Photovoltaic | No |  | N/A | 29.9 | - | - | - | - | - | - | - | - | - | - | - | - | No | Accepted to connect | - | - | - | - | - | - | 29.9 | TBC | TBC | TBC | TBC | 2019-08-09 | TBC | N | TBC | TBC | N | N/A | TBC | 2020-07-14
| 1800060904079 | TBC | Energen Biogas | 3A | Dunnswood Road | Glasgow | Glasgow City | G67 3EN | Scotland | 327943 | 676918 | Cumbernauld | N/A | Old Inns (11KV) | 11 | SP Distribution Ltd | Biofuel - Biogas from anaerobic digestion (excluding landfill & sewage) | Gas turbine (OCGT) | No |  | N/A | 2.105 | - | - | - | - | - | - | - | - | - | - | - | - | No | Connected | 2.105 | TBC | TBC | TBC | TBC | TBC | - | - | - | - | - | - | - | N | TBC | TBC | N | N/A | TBC | 2020-09-14
| TBC | Shanks Group | Energen Biomass, Cumbernauld Bioplant | 3A Dunnswood Road |  | Cumbernauld | North Lanarkshire | G67 3EN | Scotland | 277889 | 676918 | Cumbernauld | N/A | Old Inns | TBC | SP Distribution Ltd | Waste | Other | No |  | N/A | 2 | - | - | - | - | - | - | - | - | - | - | - | - | No | Connected | 2 | TBC | TBC | TBC | TBC | 2017-03-19 | - | - | - | - | - | - | - | N | TBC | TBC | N | N/A | TBC | 2020-09-14
| N/A | ERSKINE GAS GENERATION LTD | Erskine Gas | SHILTON ROAD |  | BISHOPTON | Renfrewshire | PA7 5NS | Scotland | TBC | TBC | Erskine | N/A | N/A | 33 | SP Distribution Ltd | Fossil - Gas | Gas turbine (OCGT) | No |  | N/A | 19.9 | - | - | - | - | - | - | - | - | - | - | - | - | No | Accepted to connect | - | - | - | - | - | - | 19.9 | TBC | TBC | TBC | TBC | TBC | TBC | N | TBC | TBC | Y | 614749420 | TBC | 2020-09-14
| 1800060683763 | Scottishpower Renewables. | Ewe Hill | Ewe Hill Windfarm | Off B7068 Tundergarth | Lockerbie | Dumfries and Galloway | DG11 3HH | Scotland | 315000 | 580000 | Chapelcross | N/A | TBC | 33 | SP Distribution Ltd | Wind | Onshore wind turbines | No |  | N/A | 13.8 | - | - | - | - | - | - | - | - | - | - | - | - | No | Connected | 13.8 | TBC | TBC | TBC | TBC | 2016-05-30 | - | - | - | - | - | - | - | N | TBC | TBC | N | N/A | TBC | 2020-07-14
| N/A | Stirling Council | Farm At Lower Polmaise | 485M South East Of, Lower Polmaise Refuse Handling | Fallin | Stirling | Stirlingshire | FK7 7LU | Scotland | 283438 | 693163 | DEVONSIDE | N/A | Colquhoun Street | 11 | SP Distribution Ltd | Solar | Photovoltaic | No |  | N/A | 5 | - | - | - | - | - | - | - | - | - | - | - | - | No | Accepted to connect | - | - | - | - | - | - | 5 | TBC | TBC | TBC | TBC | TBC | TBC | N | TBC | TBC | N | N/A | TBC | 2020-09-14
| 1800060732348 | Sedgwick Trading Ltd | Ferneylea Farm Windfarm | Ferneylea Farm Wind Generation | Hoprigsheils Farm | Cockburnspath | Scottish Borders | TD13 5YN | Scotland | 373982 | 669162 | Dunbar | N/A | Torness | 11 | SP Distribution Ltd | Wind | Onshore wind turbines | No |  | N/A | 1.6 | - | - | - | - | - | - | - | - | - | - | - | - | Yes | Connected | 1.6 | TBC | TBC | TBC | TBC | 2014-12-17 | - | - | - | - | - | - | - | N | TBC | TBC | N | N/A | TBC | 2020-09-14
| N/A | Energiekontor | Fernielees Windfarm | Land near TD9 9TW |  | Hawick | Scottish Borders | TD9 9TW | Scotland | TBC | TBC | Hawick | N/A | N/A | 33 | SP Distribution Ltd | Wind | Onshore wind turbines | No |  | N/A | 36 | - | - | - | - | - | - | - | - | - | - | - | - | No | Accepted to connect | - | - | - | - | - | - | 36 | TBC | TBC | TBC | TBC | TBC | TBC | N | TBC | TBC | N | N/A | TBC | 2020-09-14
| N/A | Elgin Energy EsCo | Fernishaw Farm PV | Fernishaw Farm |  | Motherwell | North Lanarkshire | ML1 5NQ | Scotland | 281611 | 658839 | Newarthill | N/A | TBC | 33 | SP Distribution Ltd | Solar | Photovoltaic | No |  | N/A | 49 | - | - | - | - | - | - | - | - | - | - | - | - | No | Accepted to connect | - | - | - | - | - | - | 49 | TBC | TBC | TBC | TBC | TBC | TBC | N | TBC | TBC | N | N/A | TBC | 2020-09-14
| N/A | TBC | Ferrymuir Farm Battery | Westfield Road |  | Stratheden | Fife | KY15 5UJ | Scotland | 335269 | 713495 | Cupar | N/A | N/A | 33 | SP Distribution Ltd | Stored Energy | Storage - Electrochemical (Batteries) | No |  | TBC | 29.9 | - | - | - | - | - | - | - | - | - | - | - | - | No | Accepted to connect | - | - | - | - | - | - | 29.9 | TBC | TBC | TBC | TBC | 2019-07-02 | TBC | N | TBC | TBC | N | N/A | TBC | 2020-08-14
| 1800060613552 | Samsung Heavy Industries UK | Fife Renewables Innovation Centre | Fife Renewables Innovation Centre | Ajax Way | Methil | Fife | KY8 3RS | Scotland | 337916 | 699918 | Leven | N/A | Methilhill | 11 | SP Distribution Ltd | Wind | Onshore wind turbines | No |  | N/A | 7 | - | - | - | - | - | - | - | - | - | - | - | - | No | Connected | 7 | TBC | TBC | TBC | TBC | 2014-10-08 | - | - | - | - | - | - | - | N | TBC | TBC | N | N/A | TBC | 2020-09-14
| N/A | Samsung Heavy Industries UK | Fife Renewables Innovation Centre | Fife Renewables Innovation Centre | Ajax Way | Methil | Fife | KY8 3RS | Scotland | 337916 | 699918 | Leven | N/A | Methilhill | 33 | SP Distribution Ltd | Wind | Onshore wind turbines | No |  | N/A | 14 | - | - | - | - | - | - | - | - | - | - | - | - | No | Accepted to connect | - | - | - | - | - | - | 14 | TBC | TBC | TBC | TBC | TBC | TBC | N | TBC | TBC | N | N/A | TBC | 2020-09-14
| 1800060371607 | FMC Technology | Fmc Tech Wind Turbine | Embedded Generation | Fmc Technologies | Dunfermline | Fife | KY11 8UD | Scotland | 310010 | 685787 | Inverkeithing | N/A | Pitreavie | 11 | SP Distribution Ltd | Wind | Onshore wind turbines | No |  | N/A | 1.6 | - | - | - | - | - | - | - | - | - | - | - | - | No | Connected | 1.6 | TBC | TBC | TBC | TBC | 2011-12-07 | - | - | - | - | - | - | - | N | TBC | TBC | N | N/A | TBC | 2020-09-14
| N/A | TBC | Former Sanmex Site No 2 | 5-9 Dalmarnock Road |  | Rutherglen | South Lanarkshire | G73 1NY | Scotland | 261780 | 662540 | Dalmarnock | N/A | TBC | TBC | SP Distribution Ltd | Fossil - Gas | Gas turbine (OCGT) | No |  | N/A | 20 | - | - | - | - | - | - | - | - | - | - | - | - | No | Accepted to connect | - | - | - | - | - | - | 20 | TBC | TBC | TBC | TBC | TBC | TBC | N | TBC | TBC | N | N/A | TBC | 2020-09-14
| N/A | TBC | Former Sanmex Site No1 | 5-9 Dalmarnock Road |  | Rutherglen | South Lanarkshire | G73 1NY | Scotland | 261780 | 662540 | Dalmarnock | N/A | TBC | TBC | SP Distribution Ltd | Fossil - Gas | Gas turbine (OCGT) | No |  | N/A | 20 | - | - | - | - | - | - | - | - | - | - | - | - | No | Accepted to connect | - | - | - | - | - | - | 20 | TBC | TBC | TBC | TBC | TBC | TBC | N | TBC | TBC | N | N/A | TBC | 2020-09-14
| N/A | West Cost Energy | Forrestfield Wind Farm | Site South Of, Airdrie Road | Caldercruix | Airdrie | North Lanarkshire | ML6 8NX | Scotland | 286350 | 666350 | Newarthill | N/A | TBC | TBC | SP Distribution Ltd | Wind | Onshore wind turbines | No |  | N/A | 13.2 | - | - | - | - | - | - | - | - | - | - | - | - | No | Accepted to connect | - | - | - | - | - | - | 13.2 | TBC | TBC | TBC | TBC | TBC | TBC | N | TBC | TBC | Y | 614841156 | TBC | 2020-07-14
| N/A | West Coast Energy | Forrestfield Windfarm | Forrestfield Road |  | Caldercruix | North Lanarkshire | ML6 7RX | Scotland | 283803 | 668688 | Bathgate | N/A | ARMADALE (11kV) | 11 | SP Distribution Ltd | Wind | Onshore wind turbines | No |  | N/A | 9 | - | - | - | - | - | - | - | - | - | - | - | - | No | Accepted to connect | - | - | - | - | - | - | 9 | TBC | TBC | TBC | TBC | TBC | TBC | N | TBC | TBC | N | N/A | TBC | 2020-08-14
| N/A | Cierco | Forthwind Project - Forth of Firth (Methil) | The Boathouse | Hawkcraig Road | Aberdour | Fife | KY3 0TZ | Scotland | 338141 | 696278 | Leven | N/A | TBC | TBC | SP Distribution Ltd | Wind | Offshore wind turbines | No |  | N/A | 29.9 | - | - | - | - | - | - | - | - | - | - | - | - | No | Accepted to connect | - | - | - | - | - | - | 29.9 | TBC | TBC | TBC | TBC | TBC | TBC | N | TBC | TBC | N | N/A | TBC | 2020-07-14
| 1800053646206 | Natural Power | Gallow Rig Windfarm | Gallow Site 2 | Gallow Rig Wind Farm | Nr Carsphairn | Dumfries and Galloway | DG7 3T | Scotland | 259175 | 589756 | Coylton | N/A | NEW CUMNOCK (33kV) | 33 | SP Distribution Ltd | Wind | Onshore wind turbines | No |  | N/A | 11 | - | - | - | - | - | - | - | - | - | - | - | - | No | Connected | 11 | TBC | TBC | TBC | TBC | 2014-10-24 | - | - | - | - | - | - | - | N | TBC | TBC | N | N/A | TBC | 2020-07-14
| 1800053653880 | CLP Envirogas Limited | Garlaff Landfill | Skares Road |  | Cumnock | East Ayrshire | KA18 2RB | Scotland | 254300 | 617500 | Coylton | N/A | N/A | 33 | SP Distribution Ltd | Other | Other | No |  | N/A | 5 | - | - | - | - | - | - | - | - | - | - | - | - | No | Connected | 5 | TBC | TBC | TBC | TBC | 2004-07-19 | - | - | - | - | - | - | - | N | TBC | TBC | N | N/A | TBC | 2020-07-14
| N/A | Willowind Energy | Gass Wind Farm | Land north of Tarf Bridge |  | Newton Stewart | Dumfries and Galloway | DG8 | Scotland | 225226 | 566406 | Newton Stewart | N/A | TBC | 33 | SP Distribution Ltd | Wind | Onshore wind turbines | No |  | N/A | 67.2 | - | - | - | - | - | - | - | - | - | - | - | - | No | Accepted to connect | - | - | - | - | - | - | 67.2 | TBC | TBC | TBC | TBC | TBC | TBC | N | TBC | TBC | Y | 613801869 | TBC | 2020-07-14
| N/A | TBC | Carswell Wind | Land At Nether Carswell Farm |  | Neilston | East Renfrewshire | G78 3DH | Scotland | 246640 | 653414 | Crookston | N/A | AURS ROAD | 11 | SP Distribution Ltd | Wind | Onshore wind turbines | No |  | N/A | 4 | - | - | - | - | - | - | - | - | - | - | - | - | No | Accepted to connect | - | - | - | - | - | - | 4 | TBC | TBC | TBC | TBC | 2019-09-25 | TBC | N | TBC | TBC | N | N/A | TBC | 2020-09-14
| N/A | TBC | Gen - Dg, G98, Windymains Sawmill, Humbi | Marischal |  | Humbie | East Lothian | EH36 5PA | Scotland | 344726 | 664061 | TS-KEIH3 KEITH HILL 33kV | N/A | TBC | TBC | SP Distribution Ltd | Data not available | Data not available | No |  | TBC | 1.65 | - | - | - | - | - | - | - | - | - | - | - | - | No | Accepted to connect | - | - | - | - | - | - | 1.65 | TBC | TBC | TBC | TBC | 2019-11-25 | TBC | N | TBC | TBC | N | N/A | TBC | 2020-08-14
| N/A | TBC | Gen+P Off A7 & B704, Gorebridge, Eh23 4L | Off A7 & B704 |  | Gorebridge | Midlothian | EH23 4LJ | Scotland | 333158 | 662689 | TS-SMEA1 SMEATON 132kV | N/A | TBC | TBC | SP Distribution Ltd | Data not available | Data not available | No |  | TBC | 1.43 | - | - | - | - | - | - | - | - | - | - | - | - | No | Accepted to connect | - | - | - | - | - | - | 1.43 | TBC | TBC | TBC | TBC | 2019-09-17 | TBC | N | TBC | TBC | N | N/A | TBC | 2020-07-14
| 1800060852049 | Mes | Gevens Windfarm | Clentrie Farm |  | Auchertool | Fife | KY2 5XG | Scotland | 259342 | 665564 | Glenniston | N/A | Gleniston | 33 | SP Distribution Ltd | Wind | Onshore wind turbines | No |  | N/A | 6.9 | - | - | - | - | - | - | - | - | - | - | - | - | No | Connected | 6.9 | TBC | TBC | TBC | TBC | 2016-11-09 | - | - | - | - | - | - | - | N | TBC | TBC | N | N/A | TBC | 2020-09-14
| 1800060864346 | Medium Scale Wind No. 2 Ltd | Gibsley Farm Wind Turbine | Gibsley Farm Wind Turbine | Gibsley Farm | Dunfermline | Fife | KY12 9UF | Scotland | 298802 | 692487 | Devonside | N/A | Gartarry | 11 | SP Distribution Ltd | Wind | Onshore wind turbines | No |  | N/A | 1.5 | - | - | - | - | - | - | - | - | - | - | - | - | No | Connected | 1.5 | TBC | TBC | TBC | TBC | 2016-09-20 | - | - | - | - | - | - | - | N | TBC | TBC | N | N/A | TBC | 2020-09-14
| N/A | 2020 Renewables/ Forsa Energy | Gilston Hill Wind Farm | Land North West Of Gilston Farm |  | Heriot | Scottish Borders | EH37 5TF | Scotland | 344140 | 657352 | Galashiels | N/A | TBC | TBC | SP Distribution Ltd | Wind | Onshore wind turbines | No |  | N/A | 21 | - | - | - | - | - | - | - | - | - | - | - | - | No | Accepted to connect | - | - | - | - | - | - | 21 | TBC | TBC | TBC | TBC | TBC | TBC | N | TBC | TBC | N | N/A | TBC | 2020-07-14
| N/A | North Lanarkshire Bio | Glasgow Advanced | 251 Glasgow and Edinburgh road |  | Coatbridge | North Lanarkshire | ML5 4UG | Scotland | 274384 | 662602 | Coatbridge | N/A | N/A | 33 | SP Distribution Ltd | Biofuel - Other | Steam-gas turbine (CCGT) | Yes |  | N/A | 29 | - | - | - | - | - | - | - | - | - | - | - | - | No | Accepted to connect | - | - | - | - | - | - | 29 | TBC | TBC | TBC | TBC | TBC | TBC | N | TBC | TBC | N | N/A | TBC | 2020-09-14
| 1800060630637 | GSK | Glaxosmithkline Windfarm | Shewalton Road |  | Irvine | North Ayrshire | KA11 5BX | Scotland | 235916 | 636616 | KILWINNING | N/A | KILWINNING | 33 | SP Distribution Ltd | Wind | Onshore wind turbines | No |  | N/A | 9.473 | - | - | - | - | - | - | - | - | - | - | - | - | No | Connected | 9.473 | 9 | 9.4737 | 33.25 | 35 | TBC | - | - | - | - | - | - | - | N | TBC | TBC | N | N/A | TBC | 2020-09-14
| MSID 8732 | Res Ltd | Glenchamber Wind Farm | Glenchamber Wind Farm |  | Newton Stewart | Dumfries and Galloway | DG8 0PB | Scotland | 223765 | 566671 | Glenluce | N/A | TBC | 33 | SP Distribution Ltd | Wind | Onshore wind turbines | No |  | N/A | 27.5 | - | - | - | - | - | - | - | - | - | - | - | - | No | Connected | 27.5 | TBC | TBC | TBC | TBC | 2016-06-01 | - | - | - | - | - | - | - | Y | TBC | TBC | N | N/A | TBC | 2020-07-14
| N/A | Environmental Energy Investments | Glenhead Farm (Upper) | Glenhead Farm | High Banton Road | Kilsyth | North Lanarkshire | G65 0RB | Scotland | 273746 | 680043 | Bonnybridge | N/A | TBC | 11 | SP Distribution Ltd | Solar | Photovoltaic | No |  | N/A | 5 | - | - | - | - | - | - | - | - | - | - | - | - | No | Accepted to connect | - | - | - | - | - | - | 5 | TBC | TBC | TBC | TBC | TBC | TBC | N | TBC | TBC | N | N/A | TBC | 2020-07-14
| N/A | Environmental Energy Investments | Glenhead Farm Lower Solar Array | Glenhead Farm | High Banton Road | Kilsyth | North Lanarkshire | G65 0RB | Scotland | 274229 | 678358 | Bonnybridge | N/A | TBC | 11 | SP Distribution Ltd | Solar | Photovoltaic | No |  | N/A | 4.1 | - | - | - | - | - | - | - | - | - | - | - | - | No | Accepted to connect | - | - | - | - | - | - | 4.1 | TBC | TBC | TBC | TBC | TBC | TBC | N | TBC | TBC | N | N/A | TBC | 2020-07-14
| 1800060441399 | Ventient Energy | Glenkerie (Middle Hill) W/F | Glenkerrie Windfarm | Broughton | Biggar | South Lanarkshire | ML12 6QL | Scotland | 310453 | 628117 | Linnmill | N/A | TBC | 33 | SP Distribution Ltd | Wind | Onshore wind turbines | No |  | N/A | 19.5 | - | - | - | - | - | - | - | - | - | - | - | - | No | Connected | 19.5 | TBC | TBC | TBC | TBC | 2011-12-01 | - | - | - | - | - | - | - | N | TBC | TBC | N | N/A | TBC | 2020-07-14
| N/A | Muirhall Energy (Formerly Infinis) | Glenkerie Wind Farm Extension | Kingledores Farm | Broughton | Biggar | South Lanarkshire | ML12 6QL | Scotland | 310453 | 628117 | Linnmill | N/A | TBC | TBC | SP Distribution Ltd | Wind | Onshore wind turbines | No |  | N/A | 15 | - | - | - | - | - | - | - | - | - | - | - | - | No | Accepted to connect | - | - | - | - | - | - | 15 | TBC | TBC | TBC | TBC | TBC | TBC | N | TBC | TBC | N | N/A | TBC | 2020-07-14
| 1800053647548 | Drax Generation Enterprises Limited | Glenlee Hydro St Gen 1 | Glenlee Power Station |  | Castle Douglas | Dumfries and Galloway | DG7 3SF | Scotland | 260662 | 580306 | Glenlee 132 | N/A | Glenlee | 11 | SP Distribution Ltd | Water (flowing water or head of water) | Hydro - Run of river | No |  | N/A | 12 | - | - | - | - | - | - | - | - | - | - | - | - | No | Connected | 12 | TBC | TBC | TBC | TBC | 2016-04-01 | - | - | - | - | - | - | - | N | TBC | TBC | N | N/A | TBC | 2020-09-14
| 1800053653728 | Drax Generation Enterprises Limited | Glenlee Hydro St Gen 2 | Glenlee Power Station |  | Castle Douglas | Dumfries and Galloway | DG7 3SF | Scotland | 260662 | 580306 | Glenlee 132 | N/A | Glenlee | 11 | SP Distribution Ltd | Water (flowing water or head of water) | Hydro - Run of river | No |  | N/A | 12 | - | - | - | - | - | - | - | - | - | - | - | - | No | Connected | 12 | TBC | TBC | TBC | TBC | 2016-04-01 | - | - | - | - | - | - | - | N | TBC | TBC | N | N/A | TBC | 2020-09-14
| N/A | Forsa (Formerly Buccleuch/2020) | Glenmuckloch Wind Farm | Land North Of Glenmuckloch Surface Coal Mine |  | Glenmuckloch | Dumfries and Galloway | DG4 | Scotland | 270269 | 615690 | Coylton | N/A | TBC | 11 | SP Distribution Ltd | Wind | Onshore wind turbines | No |  | N/A | 25.6 | - | - | - | - | - | - | - | - | - | - | - | - | No | Accepted to connect | - | - | - | - | - | - | 25.6 | TBC | TBC | TBC | TBC | TBC | TBC | N | TBC | TBC | N | N/A | TBC | 2020-08-14
| 1800060886321 | ADAM WILSON AND SONS LTD | Glennon Brothers | Adam Wilson And Sons Ltd | Harbour Road | Troon | South Ayrshire | KA10 6DN | Scotland | 230930 | 631425 | Kilmarnock Town | N/A | TROON | 11 | SP Distribution Ltd | Biomass | Other | No |  | N/A | 2.3 | - | - | - | - | - | - | - | - | - | - | - | - | No | Connected | 2.3 | 2.19 | 2.3053 | 3.33 | 3.5053 | 2017-06-07 | - | - | - | - | - | - | - | N | TBC | TBC | N | N/A | TBC | 2020-11-11
| N/A | Ventient (Formerly Infinis) | Glentaggart Wind Farm | To The South East Of The Settlement Of Glespin In South Lanarkshire |  | Glespin | South Lanarkshire | ML11 | Scotland | 286170 | 627590 | Linnmill | N/A | TBC | TBC | SP Distribution Ltd | Wind | Onshore wind turbines | No |  | N/A | 17 | - | - | - | - | - | - | - | - | - | - | - | - | No | Accepted to connect | - | - | - | - | - | - | 17 | TBC | TBC | TBC | TBC | TBC | TBC | N | TBC | TBC | N | N/A | TBC | 2020-08-14
| 1800060740250 | Wind Direct | Goathill Quarry Wind Turbine | Goathill Quarry | Easter Buchlyvie | Cowdenbeath | Fife | KY4 8ES | Scotland | 317941 | 688959 | Westfield | N/A | Cowdenbeath | 11 | SP Distribution Ltd | Wind | Onshore wind turbines | No |  | N/A | 1.5 | - | - | - | - | - | - | - | - | - | - | - | - | No | Connected | 1.5 | TBC | TBC | TBC | TBC | 2015-12-16 | - | - | - | - | - | - | - | N | TBC | TBC | N | N/A | TBC | 2020-11-11
| N/A | MWAT LTD | Govan Hybrid | 161 HELEN STREET |  | GOVAN | Glasgow City | G51 3HD | Scotland | 255163 | 665018 | Govan | N/A | GOVAN HYBRID (CUSTOMER) | 33 | SP Distribution Ltd | Data Not Available | Other | No |  | N/A | 20 | - | - | - | - | - | - | - | - | - | - | - | - | No | Accepted to connect | - | - | - | - | - | - | 40 | TBC | TBC | TBC | TBC | TBC | TBC | N | TBC | TBC | N | N/A | TBC | 2020-09-14
| 1800060493341 | WILLIAM GRANT & SONS DILSTILLERS LTD | Grants Distillery A | Girvan Distillery | Grangestone Ind Estate | Girvan | South Ayrshire | KA26 9PT | Scotland | 221328 | 655686 | Maybole | N/A | Girvan | 11 | SP Distribution Ltd | Fossil - Gas | Steam-gas turbine (CCGT) | Yes |  | N/A | 6 | - | - | - | - | - | - | - | - | - | - | - | - | No | Connected | 6 | TBC | TBC | TBC | TBC | 2016-04-01 | - | - | - | - | - | - | - | N | TBC | TBC | N | N/A | TBC | 2020-11-11
| 1800053648115 | WILLIAM GRANT & SONS DILSTILLERS LTD | Grants Distillery B | Girvan Distillery | Grangestone Ind Estate | Girvan | South Ayrshire | KA26 9PT | Scotland | 220061 | 599954 | Maybole | N/A | Girvan | 11 | SP Distribution Ltd | Fossil - Gas | Steam-gas turbine (CCGT) | Yes |  | N/A | 6 | - | - | - | - | - | - | - | - | - | - | - | - | No | Connected | 6 | TBC | TBC | TBC | TBC | 2012-01-26 | - | - | - | - | - | - | - | N | TBC | TBC | N | N/A | TBC | 2020-11-11
| 1800054738276 | Becon Project Management | Greendykeside Windfarm | Greendykeside Windfarm | Loanhead Road | Airdrie | North Lanarkshire | ML6 7TX | Scotland | 281134 | 670403 | Cumbernauld | N/A | N/A | 33 | SP Distribution Ltd | Wind | Onshore wind turbines | No |  | N/A | 4 | - | - | - | - | - | - | - | - | - | - | - | - | No | Connected | 4 | TBC | TBC | TBC | TBC | 2007-01-01 | - | - | - | - | - | - | - | N | TBC | TBC | N | N/A | TBC | 2020-07-14
| 1800053647645 | Infinis Energy Services Ltd | Shanks & McEwan Phase 5 | Greengairs Landfill 5 | Meikle Drumgray Road | Greengairs | North Lanarkshire | ML6 7TY | Scotland | 278648 | 669784 | Cumbernauld | N/A | N/A | 33 | SP Distribution Ltd | Waste | Other | No |  | N/A | 4.45 | - | - | - | - | - | - | - | - | - | - | - | - | No | Connected | 4.45 | TBC | TBC | TBC | TBC | 2016-04-01 | - | - | - | - | - | - | - | N | TBC | TBC | N | N/A | TBC | 2020-09-14
| 1800053645968 | Infinis Energy Services Ltd | Shanks & McEwan Phase 1 | Greengairs Landfill 1 | Meikle Drumgray Road | Greengairs | North Lanarkshire | ML6 7TY | Scotland | 278500 | 659700 | Cumbernauld | N/A | TBC | TBC | SP Distribution Ltd | Waste | Other | No |  | N/A | 2 | - | - | - | - | - | - | - | - | - | - | - | - | No | Connected | 2 | TBC | TBC | TBC | TBC | 1996-05-01 | - | - | - | - | - | - | - | N | TBC | TBC | N | N/A | TBC | 2020-11-11
| 1800053645968 | Infinis Energy Services Ltd | Shanks & McEwan Phase 2 | Greengairs Landfill 2 | Meikle Drumgray Road | Greengairs | North Lanarkshire | ML6 7TY | Scotland | 278500 | 669700 | Cumbernauld | N/A | GREENFAULDS (11kV) | 11 | SP Distribution Ltd | Waste | Other | No |  | N/A | 2 | - | - | - | - | - | - | - | - | - | - | - | - | No | Connected | 2 | TBC | TBC | TBC | TBC | 2002-04-01 | - | - | - | - | - | - | - | N | TBC | TBC | N | N/A | TBC | 2020-09-14
| N/A | Macrocom | Greengairs Power Station | Land at former Drumshangie OCCS | Greengairs Road | Greengairs | North Lanarkshire | ML6 7TY | Scotland | 278034 | 669593 | Cumbernauld | N/A | N/A | 33 | SP Distribution Ltd | Waste | Steam turbine (thermal power plant) | Yes |  | N/A | 4.6 | - | - | - | - | - | - | - | - | - | - | - | - | No | Accepted to connect | - | - | - | - | - | - | 4.6 | TBC | TBC | TBC | TBC | TBC | TBC | N | TBC | TBC | N | N/A | TBC | 2020-09-14
| N/A | Muirhall Energy (Formerly Infinis) | Greengairs Wind Farm | Greengairs Landfill | Meikle Drumgray Road | Greengairs | North Lanarkshire | ML6 7TY | Scotland | 279673 | 669835 | Cumbernauld | N/A | TBC | TBC | SP Distribution Ltd | Wind | Onshore wind turbines | No |  | N/A | 17.5 | - | - | - | - | - | - | - | - | - | - | - | - | No | Accepted to connect | - | - | - | - | - | - | 17.5 | TBC | TBC | TBC | TBC | TBC | TBC | N | TBC | TBC | N | N/A | TBC | 2020-08-14
| N/A | Muirhall Energy | Greengairs Wind Power Scheme | Greengairs Landfill |  | Greengairs | North Lanarkshire | ML6 7TY | Scotland | 278763 | 669688 | Cumbernauld | N/A | N/A | 33 | SP Distribution Ltd | Wind | Onshore wind turbines | No |  | N/A | 5 | - | - | - | - | - | - | - | - | - | - | - | - | No | Accepted to connect | - | - | - | - | - | - | 5 | TBC | TBC | TBC | TBC | TBC | TBC | N | TBC | TBC | N | N/A | TBC | 2020-09-14
| N/A | Murihall Energy | Greengairs Windfarm (Greengairs East) | Land North of Easterton |  | Greengairs | North Lanarkshire | ML6 | Scotland | 280551 | 669203 | Cumbernauld | N/A | TBC | TBC | SP Distribution Ltd | Wind | Onshore wind turbines | No |  | N/A | 42.64 | - | - | - | - | - | - | - | - | - | - | - | - | No | Accepted to connect | - | - | - | - | - | - | 42.64 | TBC | TBC | TBC | TBC | 2019-07-01 | TBC | N | TBC | TBC | N | N/A | TBC | 2020-08-14
| N/A | Tamani | Greenhills (Easter Drumclair Wood) | Land To North Of Lochview House | Slamannan | Falkirk | Falkirk Council Area | FK1 3BZ | Scotland | 286869 | 671605 | Bathgate | N/A | TBC | TBC | SP Distribution Ltd | Wind | Onshore wind turbines | No |  | N/A | 3 | - | - | - | - | - | - | - | - | - | - | - | - | No | Accepted to connect | - | - | - | - | - | - | 3 | TBC | TBC | TBC | TBC | TBC | TBC | N | TBC | TBC | Y | 614911506 | TBC | 2020-08-14
| 1800054865141 | Scottishpower Renewables. | Greenknowes Windfarm | Greenknowes Windfarm Substation | Near Glendevon Castle | PERTH & KINROSS | Clackmanshire | FK14 7JY | Scotland | 297021 | 707553 | Devonside | N/A | N/A | 33 | SP Distribution Ltd | Wind | Onshore wind turbines | No |  | N/A | 27 | - | - | - | - | - | - | - | - | - | - | - | - | No | Connected | 27 | TBC | TBC | TBC | TBC | 2010-09-22 | - | - | - | - | - | - | - | N | TBC | TBC | N | N/A | TBC | 2020-08-14
| 1800060194434 | Pattersons Landfill | Greenoakhill Landfill 1 | Greenoakhill Landfill 1 | Hamilton Road | Glasgow | Glasgow City | G71 7SN | Scotland | 267421 | 661903 | Westburn Road | N/A | Baillieston | 11 | SP Distribution Ltd | Waste | Other | No |  | N/A | 4 | - | - | - | - | - | - | - | - | - | - | - | - | No | Connected | 4 | TBC | TBC | TBC | TBC | 2002-12-21 | - | - | - | - | - | - | - | N | TBC | TBC | N | N/A | TBC | 2020-11-11
| 1800054541391 | Pattersons Landfill | Greenoakhill Landfill 2 | Greenoakhill Landfill 2 | Hamilton Road | Glasgow | Glasgow City | G71 7SN | Scotland | 266600 | 662700 | Westburn Road | N/A | Baillieston | 11 | SP Distribution Ltd | Waste | Other | No |  | N/A | 4 | - | - | - | - | - | - | - | - | - | - | - | - | No | Connected | 4 | TBC | TBC | TBC | TBC | 2008-11-25 | - | - | - | - | - | - | - | N | TBC | TBC | N | N/A | TBC | 2020-11-11
| 180060630637 | Glaxosmithkline | Gsk Chp & Biogas | SHEWALTON ROAD | Riverside Business Park | Irvine | North Ayrshire | KA11 5AP | Scotland | 234489 | 636751 | Kilmarnock Town | N/A | Beechams (33kV Customer Installation) | 33 | SP Distribution Ltd | Wind | Onshore wind turbines | Yes |  | N/A | 9 | - | - | - | - | - | - | - | - | - | - | - | - | No | Connected | 5 | TBC | TBC | TBC | TBC | 2013-08-19 | - | - | - | - | - | - | - | N | TBC | TBC | N | N/A | TBC | 2020-11-11
| N/A | Glaxosmithkline | Gsk Chp Ii | SHEWALTON ROAD | Riverside Business Park | Irvine | North Ayrshire | KA11 5AP | Scotland | 234490 | 636756 | KILWINNING | N/A | KILWINNING | 33 | SP Distribution Ltd | Fossil - Gas | Steam-gas turbine (CCGT) | Yes |  | N/A | 20 | - | - | - | - | - | - | - | - | - | - | - | - | No | Accepted to connect | - | - | - | - | - | - | 20 | TBC | TBC | TBC | TBC | TBC | TBC | N | TBC | TBC | N | N/A | TBC | 2020-09-14
| N/A | Glaxosmithkline | Gsk Solar Wind | SHEWALTON ROAD | Riverside Business Park | Irvine | North Ayrshire | KA11 5AP | Scotland | 234491 | 636761 | KILWINNING | N/A | KILWINNING | 33 | SP Distribution Ltd | Solar | Photovoltaic | No |  | N/A | 23.5 | - | - | - | - | - | - | - | - | - | - | - | - | No | Accepted to connect | - | - | - | - | - | - | 23.5 | TBC | TBC | TBC | TBC | TBC | TBC | N | TBC | TBC | N | N/A | TBC | 2020-09-14
| 1800053646260 | 3R Energy | Trigen | Hagshaw Hill Wind Farm |  | Lanark | South Lanarkshire | ML11 0RR | Scotland | 282089 | 631116 | Linnmill | N/A | TBC | 33 | SP Distribution Ltd | Stored Energy | Storage - Electrochemical (Batteries) | No |  | TBC | 20 | - | - | - | - | - | - | - | - | - | - | - | - | No | Connected | 20 | TBC | TBC | TBC | TBC | - | - | - | - | - | - | - | - | N | TBC | TBC | N | N/A | TBC | 2020-09-14
| 1800054992977 | ScottishPower Renewables | Hagshaw Hill Extension W/F | Hagshaw Hill Windfarm | Hagshaw Hill Windfarm | Lanark | South Lanarkshire | ML11 0RR | Scotland | 279000 | 632000 | Linnmill | N/A | TBC | 33 | SP Distribution Ltd | Wind | Onshore wind turbines | No |  | N/A | 27.4 | - | - | - | - | - | - | - | - | - | - | - | - | No | Connected | 27.4 | 26.03 | 27.4 | 1.03 | 1.0842 | 2008-09-01 | - | - | - | - | - | - | - | N | TBC | TBC | N | N/A | TBC | 2020-07-14
| 1800053646260 | ScottishPower Renewables | Hagshaw Hill W/F | Trigen | Hagshaw Hill Windfarm | Lanark | South Lanarkshire | ML11 0RR | Scotland | 278980 | 630740 | Linnmill | N/A | TBC | 33 | SP Distribution Ltd | Wind | Onshore wind turbines | No |  | N/A | 15.6 | - | - | - | - | - | - | - | - | - | - | - | - | No | Connected | 15.6 | TBC | TBC | TBC | TBC | 2000-01-01 | - | - | - | - | - | - | - | N | TBC | TBC | N | N/A | TBC | 2020-07-14
| 1800060850690 | Stakis Hydro LLP | Halkshill Hydro | Greeto Hydro Power Station | Halkshill | Largs | North Ayrshire | KA30 9EF | Scotland | 221185 | 659312 | Saltcoats B | N/A | Largs | 11 | SP Distribution Ltd | Stored Energy | Storage - Mechanical - Pumped Hydro | No |  | N/A | 1.34 | - | - | - | - | - | - | - | - | - | - | - | - | No | Connected | 1.34 | TBC | TBC | TBC | TBC | 2017-02-23 | - | - | - | - | - | - | - | N | TBC | TBC | N | N/A | TBC | 2020-09-14
| N/A | TBC | Hallsburn (Strathaven South) | Strathaven South |  | TBC | TBC | TBC | Scotland | TBC | TBC | Linmill | N/A | TBC | TBC | SP Distribution Ltd | Wind | Onshore wind turbines | No |  | N/A | 1.5 | - | - | - | - | - | - | - | - | - | - | - | - | No | Accepted to connect | - | - | - | - | - | - | 1.5 | TBC | TBC | TBC | TBC | TBC | TBC | N | TBC | TBC | N | N/A | TBC | 2020-08-14
| MSID 8349 | LDV Harburnhead Ltd | Harburnhead Windfarm | Harburnhead Windfarm |  | West Calder | West Lothian | EH55 8RS | Scotland | 304070 | 658330 | Livingston East | N/A | N/A | 33 | SP Distribution Ltd | Wind | Onshore wind turbines | No |  | N/A | 51.7 | - | - | - | - | - | - | - | - | - | - | - | - | No | Connected | 51.7 | TBC | TBC | TBC | TBC | 2016-12-02 | - | - | - | - | - | - | - | N | TBC | TBC | N | N/A | TBC | 2020-07-14
| N/A | EnergieKontour | Harecraig W/F | 6km NE of Muirkirk |  | Muirkirk | TBC | TBC | Scotland | TBC | TBC | Linmill | N/A | N/A | 33 | SP Distribution Ltd | Wind | Onshore wind turbines | No |  | N/A | 36 | - | - | - | - | - | - | - | - | - | - | - | - | No | Accepted to connect | - | - | - | - | - | - | 36 | TBC | TBC | TBC | TBC | TBC | TBC | N | TBC | TBC | N | N/A | TBC | 2020-09-14
| MSID 8339 | Scottishpower Renewables. | Harehill Extn Windfarm | Harehill Windfarm |  | Cumnock | East Ayrshire | KA18 4NP | Scotland | 265320 | 609703 | Coylton | N/A | NEW CUMMNOCK (33kV) | 33 | SP Distribution Ltd | Wind | Onshore wind turbines | No |  | N/A | 29.75 | - | - | - | - | - | - | - | - | - | - | - | - | No | Connected | 29.75 | TBC | TBC | TBC | TBC | 2016-09-21 | - | - | - | - | - | - | - | Y | TBC | TBC | N | N/A | TBC | 2020-07-14
| 1800053647399 | ScottishPower Renewables | Harehill Windfarm | Harehill Windfarm |  | New Cumnock | East Ayrshire | KA18 4NW | Scotland | 265320 | 609703 | Coylton | N/A | NEW CUMMNOCK (33kV) | 33 | SP Distribution Ltd | Wind | Onshore wind turbines | No |  | N/A | 15 | - | - | - | - | - | - | - | - | - | - | - | - | No | Connected | 15 | TBC | TBC | TBC | TBC | 2000-11-01 | - | - | - | - | - | - | - | N | TBC | TBC | N | N/A | TBC | 2020-07-14
| N/A | Harelaw Generation | Harelaw Gas | Auchenfoil Road |  | Kilmacolm | Renfrewshire | PA13 4TL | Scotland | 230700 | 672600 | Devol Moor | N/A | N/A | 33 | SP Distribution Ltd | Fossil - Gas | Gas turbine (OCGT) | No |  | N/A | 20.9 | - | - | - | - | - | - | - | - | - | - | - | - | No | Accepted to connect | - | - | - | - | - | - | 20.9 | TBC | TBC | TBC | TBC | TBC | TBC | N | TBC | TBC | Y | 257803 | TBC | 2020-11-11
| TBC | TBC | Hareshawhead Wind Cluster | Hareshawhead Farm |  | Strathaven | South Lanarkshire | ML10 6PP | Scotland | 273476 | 640271 | Wishaw | N/A | Stonehouse | 11 | SP Distribution Ltd | Wind | Onshore wind turbines | No |  | N/A | 1.5 | - | - | - | - | - | - | - | - | - | - | - | - | No | Connected | 1.5 | TBC | TBC | TBC | TBC | TBC | - | - | - | - | - | - | - | N | TBC | TBC | N | N/A | TBC | 2020-09-14
| N/A | Abo Wind Uk | Hartwood Windfarm | Alba Innovation Centre | Alba Campus | Livingston | North Lanarkshire | EH54 7GA | Scotland | 303189 | 665465 | Newarthill | N/A | TBC | TBC | SP Distribution Ltd | Wind | Onshore wind turbines | No |  | N/A | 18.7 | - | - | - | - | - | - | - | - | - | - | - | - | No | Accepted to connect | - | - | - | - | - | - | 18.7 | TBC | TBC | TBC | TBC | TBC | TBC | N | TBC | TBC | N | N/A | TBC | 2020-09-14
| 1800060857570 | Mitchell Farming Partnerships (3R Energy) | Hazelside Windfarm | Hazelside Farm Generation | Hazelside Farm | Lanark | South Lanarkshire | ML11 0SD | Scotland | 281251 | 630930 | Linmill | N/A | DOUGLAS WEST (11kV) | 11 | SP Distribution Ltd | Wind | Onshore wind turbines | No |  | N/A | 2.4 | - | - | - | - | - | - | - | - | - | - | - | - | No | Connected | 2.4 | TBC | TBC | TBC | TBC | TBC | - | - | - | - | - | - | - | N | TBC | TBC | N | N/A | TBC | 2020-09-14
| 1800060857570 | Mitchell Farming Partnerships (3R Energy) | Hazelside Windfarm | HAZELSIDE FARM GENERATION | HAZELSIDE FARM | LANARK | South Lanarkshire | ML11 0SD | Scotland | 281526 | 628787 | Linmill | N/A | DOUGLAS WEST (11kV) | 11 | SP Distribution Ltd | Wind | Onshore wind turbines | No |  | N/A | 1 | - | - | - | - | - | - | - | - | - | - | - | - | No | Connected | 1 | TBC | TBC | TBC | TBC | 2016-09-01 | - | - | - | - | - | - | - | N | TBC | TBC | N | N/A | TBC | 2020-09-14
| N/A | Green Power Development Ltd | Heights Wf | Heights Farm |  | Avonbridge | West Lothian | FK1 2JU | Scotland | 290074 | 669426 | Bathgate | N/A | Bathgate | TBC | SP Distribution Ltd | Wind | Onshore wind turbines | No |  | N/A | 9.8 | - | - | - | - | - | - | - | - | - | - | - | - | No | Accepted to connect | - | - | - | - | - | - | 9.8 | TBC | TBC | TBC | TBC | 2019-09-10 | TBC | N | TBC | TBC | N | N/A | TBC | 2020-09-14
| N/A | Lark Gas Assets | Helen Street Gas Generation | Helen Street |  | GLASGOW | Glasgow City | G52 1EE | Scotland | 255160 | 664818 | Govan | N/A | N/A | 33 | SP Distribution Ltd | Fossil - Gas | Gas turbine (OCGT) | No |  | N/A | 20 | - | - | - | - | - | - | - | - | - | - | - | - | No | Accepted to connect | - | - | - | - | - | - | 20 | TBC | TBC | TBC | TBC | TBC | TBC | N | TBC | TBC | N | N/A | TBC | 2020-09-14
| N/A | ENERGIEKONTOUR | Wull Muir Wind Farm | Will Muir |  | Heriot | Midlothian | EH38 5YE | Scotland | 336300 | 653500 | Kaimes | N/A | N/A | 33 | SP Distribution Ltd | Wind | Onshore wind turbines | No |  | N/A | 30.6 | - | - | - | - | - | - | - | - | - | - | - | - | No | Accepted to connect | - | - | - | - | - | - | 30.6 | TBC | TBC | TBC | TBC | TBC | TBC | N | TBC | TBC | N | N/A | TBC | 2020-09-14
| 1800060877293 | Wood Group | Hoprigshiels Windfarm | Hoprigsheils Windfarm | Hoprigsheils Farm | Cockburnspath | Scottish Borders | TD13 5YN | Scotland | 375631 | 669803 | Dunbar | N/A | INNERWICK SW STN (33kV) | 33 | SP Distribution Ltd | Wind | Onshore wind turbines | No |  | N/A | 7.5 | - | - | - | - | - | - | - | - | - | - | - | - | Yes | Connected | 7.5 | TBC | TBC | TBC | TBC | 2017-03-08 | - | - | - | - | - | - | - | N | TBC | TBC | Y | 614983953 | TBC | 2020-07-14
| N/A | Le20 | Howpark Wind Farm | Land North Of Howpark Farm | Grantshouse | Duns | Scottish Borders | TD11 3RP | Scotland | 382529 | 667205 | Berwick | N/A | TBC | TBC | SP Distribution Ltd | Wind | Onshore wind turbines | No |  | N/A | 18.8 | - | - | - | - | - | - | - | - | - | - | - | - | No | Accepted to connect | - | - | - | - | - | - | 18.8 | TBC | TBC | TBC | TBC | TBC | TBC | N | TBC | TBC | N | N/A | TBC | 2020-07-14
| 1800060587869 | Scottish Enterprise/Sse | Hunterston National Off-Shore Wind Turbine Test Facility | Hunterston | Power Station Road | West Kilbride | North Ayrshire | KA23 9QX | Scotland | 218776 | 652956 | Hunterston Farm | N/A | N/A | 33 | SP Distribution Ltd | Wind | Onshore wind turbines | No |  | N/A | 24 | - | - | - | - | - | - | - | - | - | - | - | - | No | Connected | 24 | TBC | TBC | TBC | TBC | 2015-12-15 | - | - | - | - | - | - | - | N | TBC | TBC | N | N/A | TBC | 2020-07-14
| N/A | Rm Brown & Son Ltd | Inchdairnie | Inchdairnie Renewable Energy |  | Lochgelly | Fife | KY5 0UL | Scotland | 324885 | 699061 | WESTFIELD | N/A | TBC | TBC | SP Distribution Ltd | Biofuel - Biogas from anaerobic digestion (excluding landfill & sewage) | Gas turbine (OCGT) | No |  | N/A | 2 | - | - | - | - | - | - | - | - | - | - | - | - | No | Accepted to connect | - | - | - | - | - | - | 2 | TBC | TBC | TBC | TBC | TBC | TBC | N | TBC | TBC | N | N/A | TBC | 2020-09-14
| 1800053647830 | Fred Olsen Ltd | Invento A/S | Forest Estate |  | Dalry | Dumfries and Galloway | DG7 3XS | Scotland | 256798 | 586002 | Earlstoun | N/A | TBC | 11 | SP Distribution Ltd | Water (flowing water or head of water) | Hydro - Run of river | No |  | N/A | 1.2 | - | - | - | - | - | - | - | - | - | - | - | - | No | Connected | 1.2 | TBC | TBC | TBC | TBC | TBC | - | - | - | - | - | - | - | N | TBC | TBC | N | N/A | TBC | 2020-09-14
| N/A | Baywa | Inverclyde Windfarm | Corlick Hill | Clyde Muirshiel Regional Park | Kilmacolm | Inverclyde | PA13 4TJ | Scotland | 229563 | 672854 | Devol Moor | N/A | N/A | 33 | SP Distribution Ltd | Wind | Onshore wind turbines | No |  | N/A | 24 | - | - | - | - | - | - | - | - | - | - | - | - | No | Accepted to connect | - | - | - | - | - | - | 24 | TBC | TBC | TBC | TBC | TBC | TBC | N | TBC | TBC | N | N/A | TBC | 2020-07-14
| N/A | Greenock Hydro Power | Inverkip Rd 427-13 | Inverkip Water Hydro Scheme Powerho |  | Inverkip | Renfrewshire | PA16 0ED | Scotland | 221610 | 673062 | Spango Valley | N/A | INVERKIP ROAD | 11 | SP Distribution Ltd | Stored Energy | Storage - Mechanical - Pumped Hydro | No |  | N/A | 1 | - | - | - | - | - | - | - | - | - | - | - | - | No | Accepted to connect | - | - | - | - | - | - | 1 | TBC | TBC | TBC | TBC | TBC | TBC | N | TBC | TBC | N | N/A | TBC | 2020-09-14
| N/A | BIOGEN POWER | Irvine Biomass | OLD HALL INDUSTRIAL ESTATE |  | Irvine | North Ayrshire | KA11 5DG | Scotland | 233720 | 636540 | Kilmarnock South | N/A | RIVERSIDE (11kV) | 11 | SP Distribution Ltd | Biomass | Other | No |  | N/A | 5.5 | - | - | - | - | - | - | - | - | - | - | - | - | No | Accepted to connect | - | - | - | - | - | - | 5.5 | TBC | TBC | TBC | TBC | TBC | TBC | N | TBC | TBC | N | N/A | TBC | 2020-09-14
| N/A | Private Developer | Jameston Farm (Arran View Battery Storage) | North West Of Jameston Farm |  | Dalry | North Ayrshire | KA24 4EY | Scotland | 232189 | 647344 | Kilwinning | N/A | N/A | 33 | SP Distribution Ltd | Stored Energy | Storage - Electrochemical (Batteries) | No |  | TBC | 20 | - | - | - | - | - | - | - | - | - | - | - | - | No | Accepted to connect | - | - | - | - | - | - | 20 | TBC | TBC | TBC | TBC | TBC | TBC | N | TBC | TBC | N | N/A | TBC | 2020-09-14
| N/A | TBC | Kaimes Renewable Energy Park | Land off the A720 |  | Kaimes | Midlothian | EH17 8RT | Scotland | 326936 | 667679 | Kaimes | N/A | TBC | TBC | SP Distribution Ltd | Data Not Available | Other | No |  | N/A | 50 | - | - | - | - | - | - | - | - | - | - | - | - | No | Accepted to connect | - | - | - | - | - | - | 50 | TBC | TBC | TBC | TBC | TBC | TBC | N | TBC | TBC | N | N/A | TBC | 2020-09-14
| TBC | Infinis | Kaimes Landfill | Linburn Rd |  | Kirknewton | West Lothian | EH27 8DY | Scotland | 312800 | 666500 | Livingston East | N/A | Kirknewton | 11 | SP Distribution Ltd | Waste | Other | No |  | N/A | 2.5 | - | - | - | - | - | - | - | - | - | - | - | - | No | Connected | 2.5 | TBC | TBC | TBC | TBC | 2002-10-31 | - | - | - | - | - | - | - | N | TBC | TBC | N | N/A | TBC | 2020-11-11
| 1800060450533 | Renewable Energy Systems Limited | Kelburn “A” Windfarm | KELBURN WINDFARM A | East Of Kepperburn Farm Road | FAIRLIE | North Ayrshire | KA29 0BQ | Scotland | 224000 | 655000 | Saltcoats B | N/A | N/A | 33 | SP Distribution Ltd | Wind | Onshore wind turbines | No |  | N/A | 14 | - | - | - | - | - | - | - | - | - | - | - | - | No | Connected | 14 | TBC | TBC | TBC | TBC | 2012-03-18 | - | - | - | - | - | - | - | N | TBC | TBC | N | N/A | TBC | 2020-09-14
| 1800060450551 | Renewable Energy Systems Limited | Kelburn “B” Windfarm | KELBURN WINDFARM B | East Of Kepperburn Farm Road | FAIRLIE | North Ayrshire | KA29 0BQ | Scotland | 221328 | 655686 | Saltcoats B | N/A | N/A | 33 | SP Distribution Ltd | Wind | Onshore wind turbines | No |  | N/A | 14 | - | - | - | - | - | - | - | - | - | - | - | - | No | Connected | 14 | TBC | TBC | TBC | TBC | 2012-03-22 | - | - | - | - | - | - | - | N | TBC | TBC | N | N/A | TBC | 2020-09-14
| 1800054906620 | Falkirk Council | Kemper Avenue Chp | Kemper Avenue | Polmont | Falkirk | Falkirk Council Area | FK1 1UA | Scotland | 289041 | 679346 | Bonnybridge | N/A | Falkirk | 11 | SP Distribution Ltd | Other | Steam-gas turbine (CCGT) | Yes |  | TBC | 1.12 | - | - | - | - | - | - | - | - | - | - | - | - | No | Connected | 1.12 | TBC | TBC | TBC | TBC | TBC | - | - | - | - | - | - | - | N | TBC | TBC | N | N/A | TBC | 2020-09-14
| 1800053647566 | Drax Generation Enterprises Limited | Kendoon | Kendoon Power Station |  | Castle Douglas | Dumfries and Galloway | DG7 3UB | Scotland | 260591 | 587599 | Kendoon 11kV | N/A | kendoon | 11 | SP Distribution Ltd | Water (flowing water or head of water) | Hydro - Run of river | No |  | N/A | 24 | - | - | - | - | - | - | - | - | - | - | - | - | No | Connected | 24 | TBC | TBC | TBC | TBC | 2016-04-01 | - | - | - | - | - | - | - | N | TBC | TBC | N | N/A | TBC | 2020-09-14
| TBC | Kerry Group | Kerry Ingredients (Uk) Ltd | Glenochil Yeast Factory |  | Menstrie | Clackmanshire | FK11 7ES | Scotland | 285787 | 696483 | Devonside | N/A | Menstrie | TBC | SP Distribution Ltd | Other | Steam-gas turbine (CCGT) | Yes |  | TBC | 1.2 | - | - | - | - | - | - | - | - | - | - | - | - | No | Connected | 1.2 | TBC | TBC | TBC | TBC | TBC | - | - | - | - | - | - | - | N | TBC | TBC | N | N/A | TBC | 2020-09-14
| N/A | Barr Environmental | Killoch Depot | Killoch Depot Killoch Colliery |  | Cumnock | East Ayrshire | KA18 2RL | Scotland | 248650 | 620732 | Coylton | N/A | KILLOCH COLLIERY | 11 | SP Distribution Ltd | Waste | Other | No |  | N/A | 12 | - | - | - | - | - | - | - | - | - | - | - | - | No | Accepted to connect | - | - | - | - | - | - | 12 | TBC | TBC | TBC | TBC | TBC | TBC | N | TBC | TBC | N | N/A | TBC | 2020-09-14
| N/A | TBC | Kilmux Farm Solar Pv (20MW) (Me Offer In Progress) | Kilmux Solar Farm |  | Bonnybank | Fife | KY8 5NW | Scotland | 336732 | 705008 | Leven | N/A | TBC | TBC | SP Distribution Ltd | Solar | Photovoltaic | No |  | N/A | 20 | - | - | - | - | - | - | - | - | - | - | - | - | No | Accepted to connect | - | - | - | - | - | - | 20 | TBC | TBC | TBC | TBC | TBC | TBC | N | TBC | TBC | N | N/A | TBC | 2020-08-14
| 1800060891785 | Airvolution Energy | Kinegar Wind Farm | Kinegar Wind Farm | The Neuk | Cockburnspath | Scottish Borders | TD13 5YH | Scotland | 377377 | 671362 | Dunbar | N/A | Torness | 11 | SP Distribution Ltd | Wind | Onshore wind turbines | No |  | N/A | 5 | - | - | - | - | - | - | - | - | - | - | - | - | Yes | Connected | 5 | TBC | TBC | TBC | TBC | 2017-03-16 | - | - | - | - | - | - | - | N | TBC | TBC | Y | 614983811 | TBC | 2020-07-14
| N/A | Coriolis Energy | Kirk Hill Windfarm | Kirk Hill |  | Kirkswald | South Ayrshire | KA19 8LX | Scotland | 226622 | 604337 | Maybole | N/A | N/A | 33 | SP Distribution Ltd | Wind | Onshore wind turbines | No |  | N/A | 20 | - | - | - | - | - | - | - | - | - | - | - | - | No | Accepted to connect | - | - | - | - | - | - | 20 | TBC | TBC | TBC | TBC | TBC | TBC | N | TBC | TBC | N | N/A | TBC | 2020-08-14
| N/A | W Ramsay & Sons Ltd | Knockman Hill Wind Farm | Milnmark Farm |  | Castle Douglas | Dumfries and Galloway | DG7 | Scotland | 266921 | 583507 | Dumfries | N/A | TBC | 11 | SP Distribution Ltd | Wind | Onshore wind turbines | No |  | N/A | 5 | - | - | - | - | - | - | - | - | - | - | - | - | No | Accepted to connect | - | - | - | - | - | - | 5 | TBC | TBC | TBC | TBC | TBC | TBC | N | TBC | TBC | N | N/A | TBC | 2020-08-14
| N/A | Reg Windpower | Knockshinnoch Wind Farm | Knockshinnoch Wind Farm | Knockshinnoch Rd | Cumnock | East Ayrshire | KA18 4NJ | Scotland | 260917 | 612721 | Coylton | N/A | NEW CUMMNOCK | 11 | SP Distribution Ltd | Wind | Onshore wind turbines | No |  | N/A | 4 | - | - | - | - | - | - | - | - | - | - | - | - | No | Accepted to connect | - | - | - | - | - | - | 4 | TBC | TBC | TBC | TBC | TBC | TBC | N | TBC | TBC | N | N/A | TBC | 2020-09-14
| 1800060853317 | Enercon | Ladehead Wind Cluster | Ladehead Farm | Kelburn Country Park Access Road | Lesmahagow | South Lanarkshire | ML11 0HZ | Scotland | 279142 | 641223 | Wishaw | N/A | Stonehouse | 11 | SP Distribution Ltd | Wind | Onshore wind turbines | No |  | N/A | 2 | - | - | - | - | - | - | - | - | - | - | - | - | No | Connected | 2 | TBC | TBC | TBC | TBC | 2016-09-01 | - | - | - | - | - | - | - | N | TBC | TBC | N | N/A | TBC | 2020-09-14
| TBC | Ylem Energy Limited | Ladybank Landfill Lower Melville Wood | Lower Melville Wood |  | Ladybank | Fife | KY15 7UL | Scotland | 330000 | 711700 | Cupar | N/A | Cupar | 11 | SP Distribution Ltd | Waste | Other | No |  | N/A | 2.4 | - | - | - | - | - | - | - | - | - | - | - | - | No | Connected | 2.4 | TBC | TBC | TBC | TBC | 2007-03-01 | - | - | - | - | - | - | - | N | TBC | TBC | N | N/A | TBC | 2020-09-14
| 1800053946507 | TBC | Lafarge Cement | Dunbar Works |  | Dunbar | East Lothian | EH42 1SL | Scotland | 370598 | 676488 | Dunbar | N/A | OXWELL MAINS (33kV) | 33 | SP Distribution Ltd | Waste | Other | No |  | N/A | 5.3 | - | - | - | - | - | - | - | - | - | - | - | - | No | Connected | 5.3 | TBC | TBC | 26.2 | 27.5789 | 2012-04-06 | - | - | - | - | - | - | - | N | TBC | TBC | N | N/A | TBC | 2020-09-14
| 1800060510722 | Land Energy | Land Energy | Chilton Bros 19 | Ladywell Avenue | Girvan | South Ayrshire | KA26 9PF | Scotland | 221328 | 655686 | Maybole | N/A | Girvan | 11 | SP Distribution Ltd | Biomass | Other | No |  | N/A | 2.6 | - | - | - | - | - | - | - | - | - | - | - | - | No | Connected | 2.6 | 2.47 | 2.6 | 2.19 | 2.3053 | 2012-05-03 | - | - | - | - | - | - | - | N | TBC | TBC | N | N/A | TBC | 2020-09-14
| N/A | North Gisborne | Land North Of Balbeggie Avenue | Land North Of Balbeggie Avenue | Balbeggie Thornton | Kirkcaldy | Fife | KY1 3NS | Scotland | 328587 | 696532 | Redhouse | N/A | TBC | TBC | SP Distribution Ltd | Solar | Photovoltaic | No |  | N/A | 12 | - | - | - | - | - | - | - | - | - | - | - | - | No | Accepted to connect | - | - | - | - | - | - | 12 | TBC | TBC | TBC | TBC | TBC | TBC | N | TBC | TBC | N | N/A | TBC | 2020-07-14
| N/A | South Redhouse | Land North Of Thornton Road | Land North Of | Redhouse Grid Substation | Kirkcaldy | Fife | KY1 | Scotland | 329101 | 695410 | Redhouse | N/A | TBC | TBC | SP Distribution Ltd | Stored Energy | Storage - Electrochemical (Batteries) | No |  | TBC | 19.9 | - | - | - | - | - | - | - | - | - | - | - | - | No | Accepted to connect | - | - | - | - | - | - | 19.9 | TBC | TBC | TBC | TBC | TBC | TBC | N | TBC | TBC | N | N/A | TBC | 2020-07-14
| N/A | Flexible Grid Power | Land Off Shilton Lane | Land Off Shilton Lane | Land Bet Shilton Cottage & M89 | Bishopton | Renfrewshire | PA7 5PR | Scotland | 245343 | 671600 | ERSKINE | N/A | N/A | 33 | SP Distribution Ltd | Stored Energy | Storage - Electrochemical (Batteries) | No |  | TBC | 19 | - | - | - | - | - | - | - | - | - | - | - | - | No | Accepted to connect | - | - | - | - | - | - | 19 | TBC | TBC | TBC | TBC | TBC | TBC | N | TBC | TBC | N | N/A | TBC | 2020-09-14
| N/A | 1 Stop Renewables | Land South East Of Auchterhead | Land South East Of Auchterhead |  | Wishaw | North Lanarkshire | ML2 9PJ | Scotland | 287876 | 654682 | Newarthill | N/A | TBC | TBC | SP Distribution Ltd | Wind | Onshore wind turbines | No |  | N/A | 2.3 | - | - | - | - | - | - | - | - | - | - | - | - | No | Accepted to connect | - | - | - | - | - | - | 2.3 | TBC | TBC | TBC | TBC | TBC | TBC | N | TBC | TBC | N | N/A | TBC | 2020-08-14
| N/A | CJ Energy | Land To The East Of Wholeflats Road | Unit 2 | Wholeflats Road | Grangemouth | Falkirk Council Area | FK3 9UY | Scotland | 293973 | 679925 | Grangemouth | N/A | TBC | TBC | SP Distribution Ltd | Stored Energy | Storage - Electrochemical (Batteries) | No |  | TBC | 20 | - | - | - | - | - | - | - | - | - | - | - | - | No | Accepted to connect | - | - | - | - | - | - | 20 | TBC | TBC | TBC | TBC | TBC | TBC | N | TBC | TBC | N | N/A | TBC | 2020-08-14
| 1800060697232 | Greencoat Uk Wind | Langhope Rig Windfarm | Near Heaphill | Stirches Road | Hawick | Scottish Borders | TD9 7NE | Scotland | 340680 | 620050 | Hawick | N/A | N/A | 33 | SP Distribution Ltd | Wind | Onshore wind turbines | No |  | N/A | 16.2 | - | - | - | - | - | - | - | - | - | - | - | - | No | Connected | 16.2 | TBC | TBC | TBC | TBC | 2015-03-26 | - | - | - | - | - | - | - | N | TBC | TBC | N | N/A | TBC | 2020-07-14
| N/A | Brookfield Renewable Energy Group (Pne Wind Uk) | Larbrax | Land West of B738 | North Rhins Peninsula | Leswalt | Wigtownshire | DG9 0RR | Scotland | 197781 | 560974 | Glenluse | N/A | TBC | 33 | SP Distribution Ltd | Wind | Onshore wind turbines | No |  | N/A | 24 | - | - | - | - | - | - | - | - | - | - | - | - | No | Accepted to connect | - | - | - | - | - | - | 24 | TBC | TBC | TBC | TBC | TBC | TBC | N | TBC | TBC | N | N/A | TBC | 2020-09-14
| TBC | Stewart Energy | Lesmahagow Windfarm | Draffan Road |  | Draffan | South Lanarkshire | ML9 3DQ | Scotland | 279570 | 646510 | Linnmill | N/A | LESMAHAGOW (11kV) | 11 | SP Distribution Ltd | Wind | Onshore wind turbines | No |  | N/A | 2.25 | - | - | - | - | - | - | - | - | - | - | - | - | No | Connected | 2.25 | TBC | TBC | TBC | TBC | TBC | - | - | - | - | - | - | - | N | TBC | TBC | Y | TBC | TBC | 2020-08-14
| TBC | Letham Farm Generation | Letham Farm Generator | Letham Farm | off the M876 | Letham | Stirlingshire | FK2 8QH | Scotland | 288717 | 685420 | Bainsford | N/A | Carron Iron | TBC | SP Distribution Ltd | Fossil - Gas | Gas turbine (OCGT) | No |  | N/A | 4 | - | - | - | - | - | - | - | - | - | - | - | - | No | Connected | 4 | TBC | TBC | TBC | TBC | 2012-06-15 | - | - | - | - | - | - | - | N | TBC | TBC | N | N/A | TBC | 2020-09-14
| TBC | Celts | Levenmouth Hv Cust | Offshore Renewable Energy Catapult: Levenmouth Demonstration Turbine | Links Drive | Methil | Fife | KY8 | Scotland | 336022 | 698106 | Leven | N/A | Levenbank | TBC | SP Distribution Ltd | Fossil - Gas | Gas turbine (OCGT) | No |  | N/A | 2.6 | - | - | - | - | - | - | - | - | - | - | - | - | No | Connected | 2.6 | TBC | TBC | TBC | TBC | 2017-08-20 | - | - | - | - | - | - | - | N | TBC | TBC | N | N/A | TBC | 2020-09-14
| 1800060906847 | No Info. | Levenseat Efw | Levenseat Efw | Levenseat Quarry | Forth | South Lanarkshire | ML11 8EP | Scotland | 294854 | 655234 | Newarthill | N/A | Forth (11KV) | 11 | SP Distribution Ltd | Waste | Other | No |  | N/A | 11 | - | - | - | - | - | - | - | - | - | - | - | - | No | Connected | 11.6 | 11 | 11.5789 | TBC | TBC | 2017-05-21 | - | - | - | - | - | - | - | N | TBC | TBC | N | N/A | TBC | 2020-09-14
| N/A | Levenseat Renewable Energy Ltd | Levenseat Efw Phase Ii | Levenseat EFW | off the A706 | Forth | West Lothian | ML11 8EP | Scotland | 294970 | 655143 | Drumcross | N/A | TBC | 11 | SP Distribution Ltd | Waste | Steam turbine (thermal power plant) | Yes |  | N/A | 20 | - | - | - | - | - | - | - | - | - | - | - | - | No | Accepted to connect | - | - | - | - | - | - | 20 | TBC | TBC | TBC | TBC | TBC | TBC | N | TBC | TBC | N | N/A | TBC | 2020-09-14
| TBC | Simec/ Liberty House | Liberty Steel Dalzell | Liberty Steel Dalzell | Park Street | Motherwell | North Lanarkshire | ML1 1PU | Scotland | 275801 | 656790 | Ravenscraig | N/A | TBC | TBC | SP Distribution Ltd | Biomass | Other | No |  | N/A | 17 | - | - | - | - | - | - | - | - | - | - | - | - | No | Connected | 17 | TBC | TBC | TBC | TBC | 2017-03-30 | - | - | - | - | - | - | - | N | TBC | TBC | N | N/A | TBC | 2020-09-14
| N/A | Forsa (2020 Renewables/Velocita) | Lion Hill Wind Farm | Lion Hill Wind Farm | Land Off Nunnerie Farm | Biggar | South Lanarkshire | ML12 | Scotland | 297700 | 610300 | Chapelcross | N/A | TBC | TBC | SP Distribution Ltd | Wind | Onshore wind turbines | No |  | N/A | 11.4 | - | - | - | - | - | - | - | - | - | - | - | - | No | Accepted to connect | - | - | - | - | - | - | 11.4 | TBC | TBC | TBC | TBC | TBC | TBC | N | TBC | TBC | N | N/A | TBC | 2020-07-14
| N/A | Island Green Power | Little Raith Battery Storage (Bega Contracted) | LITTLE RAITH WIND FARM |  | LOCHGELLY | Fife | KY5 0AX | Scotland | 320876 | 692568 | Glenniston | N/A | TBC | 33 | SP Distribution Ltd | Stored Energy | Storage - Electrochemical (Batteries) | No |  | TBC | 49.9 | - | - | - | - | - | - | - | - | - | - | - | - | No | Accepted to connect | - | - | - | - | - | - | 50 | TBC | TBC | TBC | TBC | TBC | TBC | N | TBC | TBC | N | N/A | TBC | 2020-09-14
| 1800060450515 | Ge | Little Raith Windfarm | Little Raith Windfarm | The Windfarm Switchgear House | Cardenden Lochgelly | Fife | KY5 0AX | Scotland | 322245 | 692552 | Glenniston | N/A | N/A | 33 | SP Distribution Ltd | Wind | Onshore wind turbines | No |  | N/A | 27 | - | - | - | - | - | - | - | - | - | - | - | - | No | Connected | 27 | TBC | TBC | TBC | TBC | 2012-09-07 | - | - | - | - | - | - | - | N | TBC | TBC | N | N/A | TBC | 2020-07-14
| 1800060893728 | Quintas Energy UK | Loch Craigs Solar Park | Lochcraig Farm | Lochcraig Farm | Stevenston | North Ayrshire | KA20 4LB | Scotland | 252615 | 665698 | Saltcoats A | N/A | Byrehill | 11 | SP Distribution Ltd | Solar | Photovoltaic | No |  | N/A | 4.75 | - | - | - | - | - | - | - | - | - | - | - | - | No | Connected | 4.75 | TBC | TBC | TBC | TBC | 2017-03-31 | - | - | - | - | - | - | - | N | TBC | TBC | N | N/A | TBC | 2020-07-14
| 1800054479014 | YLEM Energy limited | Lochhead Landfill | Lochhead Landfill Site | Lochhead | Dunfermline | Fife | KY12 0RX | Scotland | 308500 | 690500 | Dunfermline | N/A | Townhill | 11 | SP Distribution Ltd | Biofuel - Landfill gas | Gas turbine (OCGT) | No |  | N/A | 6 | - | - | - | - | - | - | - | - | - | - | - | - | No | Connected | 6 | TBC | TBC | TBC | TBC | 2006-09-01 | - | - | - | - | - | - | - | N | TBC | TBC | N | N/A | TBC | 2020-09-14
| TBC | Fife Council | Lochhead Landfill Chp | Lochhead Landfill Chp | Wellwood | Dunfermline | Fife | KY12 0RX | Scotland | 308683 | 690319 | Dunfermline | N/A | TBC | TBC | SP Distribution Ltd | Biofuel - Biogas from anaerobic digestion (excluding landfill & sewage) | Gas turbine (OCGT) | No |  | N/A | 1.7 | - | - | - | - | - | - | - | - | - | - | - | - | No | Connected | 1.7 | TBC | TBC | TBC | TBC | 2014-03-31 | - | - | - | - | - | - | - | N | TBC | TBC | N | N/A | TBC | 2020-09-14
| 1800060212590 | Becon Project Management | Lochhead Windfarm | Lochhead Farm | Carlisle Road | Larkhall | South Lanarkshire | ML9 3PP | Scotland | 275500 | 646500 | Wishaw | N/A | Larkhall | 11 | SP Distribution Ltd | Wind | Onshore wind turbines | No |  | N/A | 6 | - | - | - | - | - | - | - | - | - | - | - | - | No | Connected | 6 | TBC | TBC | TBC | TBC | 2007-01-01 | - | - | - | - | - | - | - | N | TBC | TBC | N | N/A | TBC | 2020-09-14
| N/A | Muirhall Energy | Loganhead Wind Farm | Loganhead Wind Farm | Land Forming Part Of Loganhead Commercial Forestry | Langholm | Dumfries and Galloway | DG13 0NW | Scotland | 330880 | 586580 | Chapelcross | N/A | TBC | 11 | SP Distribution Ltd | Wind | Onshore wind turbines | No |  | N/A | 25.6 | - | - | - | - | - | - | - | - | - | - | - | - | No | Accepted to connect | - | - | - | - | - | - | 25.6 | TBC | TBC | TBC | TBC | TBC | TBC | N | TBC | TBC | N | N/A | TBC | 2020-08-14
| N/A | Energiekontor Uk | Longhill Burn Windfarm | Longhill Burn (West Of Pates H) |  | West Calder | West Lothian | EH55 | Scotland | 298062 | 658993 | Drumcross | N/A | N/A | 33 | SP Distribution Ltd | Wind | Onshore wind turbines | No |  | N/A | 36 | - | - | - | - | - | - | - | - | - | - | - | - | No | Accepted to connect | - | - | - | - | - | - | 36 | TBC | TBC | TBC | TBC | TBC | TBC | N | TBC | TBC | Y | 185534 | TBC | 2020-07-14
| 1800060251881 | Edf | Longpark Windfarm | Longpark Windfarm | Switchgear House | Galashiels | Scottish Borders | TD1 2QA | Scotland | 348050 | 642050 | Galashiels | N/A | TBC | 33 | SP Distribution Ltd | Wind | Onshore wind turbines | No |  | N/A | 38 | - | - | - | - | - | - | - | - | - | - | - | - | No | Connected | 38 | TBC | TBC | TBC | TBC | 2009-07-02 | - | - | - | - | - | - | - | N | TBC | TBC | N | N/A | TBC | 2020-07-14
| 1800053647609 | Natural Power Ltd | Melville Landfill | Melville Landfill Generation Site | Lasswade Road | Lasswade | Midlothian | EH22 3GZ | Scotland | 332034 | 666719 | Kaimes | N/A | Poltonhall | 11 | SP Distribution Ltd | Waste | Other | No |  | N/A | 1.2 | - | - | - | - | - | - | - | - | - | - | - | - | No | Connected | 1.2 | TBC | TBC | TBC | TBC | 2014-04-01 | - | - | - | - | - | - | - | N | TBC | TBC | N | N/A | TBC | 2020-09-14
| 1800060801319 | Lightsource Renewable Energy | Middle Balbeggie Solar Park | Mid Balbeggie Solar Park | Hurlburn Road | Thornton | Fife | KY1 3MW | Scotland | 328855 | 695619 | Redhouse | N/A | REDHOUSE (11kV) | 11 | SP Distribution Ltd | Solar | Photovoltaic | No |  | N/A | 3.8 | - | - | - | - | - | - | - | - | - | - | - | - | No | Connected | 3.8 | TBC | TBC | TBC | TBC | 2017-01-27 | - | - | - | - | - | - | - | N | TBC | TBC | N | N/A | TBC | 2020-08-14
| 1800060869594 | Capital Dynamics | Middle Balbeggie Windfarm | Middle Balbeggie Farm | Hurlburn Road | Thornton | Fife | KY1 3NS | Scotland | 327760 | 696279 | Redhouse | N/A | Redhouse | 11 | SP Distribution Ltd | Wind | Onshore wind turbines | No |  | N/A | 6.4 | - | - | - | - | - | - | - | - | - | - | - | - | No | Connected | 6.4 | TBC | TBC | TBC | TBC | 2016-10-25 | - | - | - | - | - | - | - | N | TBC | TBC | N | N/A | TBC | 2020-09-14
| 1800060532656 | ScottishPower Renewables | Middleton Wind Farm | Middleton Wind Farm | Near Bannerbank Farm | Newton Mearns | East Renfrewshire | G77 6QA | Scotland | 253158 | 656019 | Crookston B | N/A | N/A | 33 | SP Distribution Ltd | Wind | Onshore wind turbines | No |  | N/A | 12.63 | - | - | - | - | - | - | - | - | - | - | - | - | No | Connected | 12.63 | TBC | TBC | TBC | TBC | 2013-01-17 | - | - | - | - | - | - | - | N | TBC | TBC | N | N/A | TBC | 2020-09-14
| N/A | Banks Renewables | Mill Rig WF | Land adjacent to Bankend Rig WF |  | Dungavel | South Lanarkshire | ML10 6RG | Scotland | 263028 | 634395 | Kilmarnock South | N/A | N/A | 33 | SP Distribution Ltd | Wind | Onshore wind turbines | No |  | N/A | 36 | - | - | - | - | - | - | - | - | - | - | - | - | No | Accepted to connect | - | - | - | - | - | - | 36 | TBC | TBC | TBC | TBC | TBC | TBC | N | TBC | TBC | Y | 269683 | TBC | 2020-09-14
| 1800060963669 | Edinburgh Energy Recovery Facility | Millerhill Efw | Midlothian Residual Waste Facility | Whitehill Road | Dalkeith | Midlothian | EH22 1SX | Scotland | 332352 | 670580 | Portobello | N/A | NIDDRIE (33kV) | 33 | SP Distribution Ltd | Biofuel - Sewage gas | Gas turbine (OCGT) | No |  | N/A | 15 | - | - | - | - | - | - | - | - | - | - | - | - | No | Connected | 15 | TBC | TBC | 4 | 4.2105 | 2018-10-01 | - | - | - | - | - | - | - | N | TBC | TBC | N | N/A | TBC | 2020-09-14
| 1800060782162 | Millerhill Zero Waste | Millerhill Waste Plant | Zero Waste Plant | Millerhill | Musselburgh | East Lothian | EH21 8 | Scotland | 332400 | 670800 | Portobello | N/A | Niddrie | 11 | SP Distribution Ltd | Waste | Other | No |  | N/A | 1.5 | - | - | - | - | - | - | - | - | - | - | - | - | No | Connected | 1.5 | TBC | TBC | TBC | TBC | 2015-08-13 | - | - | - | - | - | - | - | N | TBC | TBC | N | N/A | TBC | 2020-09-14
| 1800060450490 | Community Wind Power (Cwl) | Millourhill Wind Farm | Millour Hill Windfarm | Millour Hill | DALRY | North Ayrshire | KA24 5HR | Scotland | 225843 | 652080 | Saltcoats A | N/A | N/A | 33 | SP Distribution Ltd | Wind | Onshore wind turbines | No |  | N/A | 24 | - | - | - | - | - | - | - | - | - | - | - | - | No | Connected | 24 | 17.1 | 18 | 17.1 | 18 | 2012-05-25 | - | - | - | - | - | - | - | N | TBC | TBC | N | N/A | TBC | 2020-09-14
| MSID 8182 | Infinis | Minsca | Minsca Wind Farm |  | Lockerbie | Dumfries and Galloway | DG11 2QE | Scotland | 313821 | 581690 | Chapelcross | N/A | TBC | 33 | SP Distribution Ltd | Wind | Onshore wind turbines | No |  | N/A | 36.8 | - | - | - | - | - | - | - | - | - | - | - | - | No | Connected | 36.8 | TBC | TBC | TBC | TBC | 2008-03-01 | - | - | - | - | - | - | - | N | TBC | TBC | N | N/A | TBC | 2020-07-14
| N/A | Falck Renewables | Mochrum Fell | Barwhillanty Estate and Glenswinton Farm |  | Parton | Dumfries and Galloway | DG7 3ED | Scotland | 272507 | 575119 | Tongland | N/A | TBC | 33 | SP Distribution Ltd | Wind | Onshore wind turbines | No |  | N/A | 33 | - | - | - | - | - | - | - | - | - | - | - | - | No | Accepted to connect | - | - | - | - | - | - | 33 | TBC | TBC | TBC | TBC | TBC | TBC | N | TBC | TBC | N | N/A | TBC | 2020-08-14
| TBC | Urban Wind | Moor House Windfarm | Land North West Of Shepherds House | Moorhouse | Coldingham | Scottish Borders | TD14 5TX | Scotland | 384415 | 667894 | Berwick | N/A | Eyemouth | TBC | SP Distribution Ltd | Wind | Onshore wind turbines | No |  | N/A | 1.4 | - | - | - | - | - | - | - | - | - | - | - | - | Yes | Connected | 1.4 | TBC | TBC | TBC | TBC | 2016-09-01 | - | - | - | - | - | - | - | N | TBC | TBC | N | N/A | TBC | 2020-07-14
| 1800060804142 | Airvolution | Mossmorran Windfarm | Mossmorran Windfarm | Mossmorran | Cowdenbeath | Fife | KY4 8EP | Scotland | 318109 | 689419 | Westfield | N/A | Cowdenbeath | 11 | SP Distribution Ltd | Wind | Onshore wind turbines | No |  | N/A | 4.6 | - | - | - | - | - | - | - | - | - | - | - | - | No | Connected | 4.6 | TBC | TBC | TBC | TBC | 2016-01-08 | - | - | - | - | - | - | - | N | TBC | TBC | N | N/A | TBC | 2020-09-14
| N/A | Mount Green Energy Ltd | Mount Farm | Mount Farm | Stobieside | Strathaven | South Lanarkshire | ML10 6QL | Scotland | 262455 | 639653 | Coylton | N/A | DARVEL | TBC | SP Distribution Ltd | Wind | Onshore wind turbines | No |  | N/A | 2 | - | - | - | - | - | - | - | - | - | - | - | - | No | Accepted to connect | - | - | - | - | - | - | 2 | TBC | TBC | TBC | TBC | TBC | TBC | N | TBC | TBC | Y | 613442693 | TBC | 2020-09-14
| TBC | Muirhall Energy | Muirhall South Windfarm | Muiirhall South Windfarm |  | Stellashaw Moss | South Lanarkshire | ML11 8LL | Scotland | 299342 | 652838 | Livingston East | N/A | PATES HILL (33kV) | 33 | SP Distribution Ltd | Wind | Onshore wind turbines | No |  | N/A | 8.25 | - | - | - | - | - | - | - | - | - | - | - | - | No | Connected | 8.25 | TBC | TBC | TBC | TBC | 2016-03-17 | - | - | - | - | - | - | - | N | TBC | TBC | N | N/A | TBC | 2020-08-14
| 1800060328044 | Natural Power | Muirhall Windfarm | Muirhall Farm |  | Lanark | South Lanarkshire | ML11 8LL | Scotland | 300605 | 653760 | Livingston East | N/A | PATES HILL (33kV) | 33 | SP Distribution Ltd | Wind | Onshore wind turbines | No |  | N/A | 12 | - | - | - | - | - | - | - | - | - | - | - | - | No | Connected | 12 | 31.35 | 33 | 31.5 | 33.1579 | 2010-12-09 | - | - | - | - | - | - | - | N | TBC | TBC | N | N/A | TBC | 2020-07-14
| 1800060674262 | Natural Power | Muirhall Windfarm Extn | Muirhall Wf Extension Ltd |  | Lanark | South Lanarkshire | ML11 8LL | Scotland | 299342 | 652838 | Livingston East | N/A | PATES HILL (33kV) | 33 | SP Distribution Ltd | Wind | Onshore wind turbines | No |  | N/A | 6.4 | - | - | - | - | - | - | - | - | - | - | - | - | No | Connected | 6.4 | TBC | TBC | TBC | TBC | 2014-04-15 | - | - | - | - | - | - | - | N | TBC | TBC | N | N/A | TBC | 2020-07-14
| N/A | Muirmealing Solar Ltd (The Abbey Group) | Muirmealing Solar Farm | Muirmealing Solar Farm | Muirmealing Shaw | Dunfermline | Fife | KY12 9UB | Scotland | 299830 | 692727 | DEVONSIDE | N/A | TBC | TBC | SP Distribution Ltd | Solar | Photovoltaic | No |  | N/A | 5 | - | - | - | - | - | - | - | - | - | - | - | - | No | Accepted to connect | - | - | - | - | - | - | 5 | TBC | TBC | TBC | TBC | TBC | TBC | N | TBC | TBC | N | N/A | TBC | 2020-07-14
| 1800053646303 | Bryan J Rendall (Electrical) Ltd | Myreshill 2 | Myers Burn |  | Eaglesham | East Renfrewshire | G76 0PW | Scotland | 256821 | 646184 | Giffnock | N/A | Castle | 11 | SP Distribution Ltd | Wind | Onshore wind turbines | No |  | N/A | 1.8 | - | - | - | - | - | - | - | - | - | - | - | - | No | Connected | 1.8 | TBC | TBC | TBC | TBC | 2003-10-27 | - | - | - | - | - | - | - | N | TBC | TBC | N | N/A | TBC | 2020-08-14
| N/A | TBC | N015947 Glasgow Airpt 14 Linwood Wwtw | Glasgow Airport |  | Paisley | Renfrewshire | PA3 2SW | Scotland | 248090 | 666061 | Paisley | N/A | GLASGOW AIRPORT | 11 | SP Distribution Ltd | Stored Energy | Storage - Mechanical - Pumped Hydro | No |  | N/A | 1.2 | - | - | - | - | - | - | - | - | - | - | - | - | No | Accepted to connect | - | - | - | - | - | - | 1.2 | TBC | TBC | TBC | TBC | TBC | TBC | N | TBC | TBC | N | N/A | TBC | 2020-08-14
| N/A | Picardi Enterprises Ltd | Nairn Road Alpha | 3 Nairn Road | Deans Industrial Estate | Livingston | West Lothian | EH54 8AY | Scotland | 302054 | 669676 | Drumcross | N/A | TBC | TBC | SP Distribution Ltd | Fossil - Gas | Gas turbine (OCGT) | No |  | N/A | 4 | - | - | - | - | - | - | - | - | - | - | - | - | No | Accepted to connect | - | - | - | - | - | - | 4 | TBC | TBC | TBC | TBC | TBC | TBC | N | TBC | TBC | Y | 612706941 | TBC | 2020-09-14
| N/A | Picardi Enterprises | Nairn Road Bravo | 3 Nairn Road | Deans Industrial Estate | Livingston | West Lothian | EH54 8AY | Scotland | 302054 | 669676 | Drumcross | N/A | TBC | TBC | SP Distribution Ltd | Fossil - Gas | Gas turbine (OCGT) | No |  | N/A | 4 | - | - | - | - | - | - | - | - | - | - | - | - | No | Accepted to connect | - | - | - | - | - | - | 4 | TBC | TBC | TBC | TBC | TBC | TBC | N | TBC | TBC | Y | 613142487 | TBC | 2020-09-14
| N/A | TBC | Nairn Road Generation | Land at Naird Road | Deans Industrial Estate | Livingston | West Lothian | EH54 8AY | Scotland | 302054 | 669676 | Drumcross | N/A | TBC | TBC | SP Distribution Ltd | Fossil - Gas | Gas turbine (OCGT) | No |  | N/A | 19.9 | - | - | - | - | - | - | - | - | - | - | - | - | No | Accepted to connect | - | - | - | - | - | - | 20 | TBC | TBC | TBC | TBC | TBC | TBC | N | TBC | TBC | Y | 613438982 | TBC | 2020-09-14
| 1800060532674 | Renewable Energy Systems Limited | Neilston Community | Neilston Community Wind Farm | Near Commore Farm | Neilston | East Renfrewshire | G78 3DA | Scotland | 245292 | 653952 | Crookston B | N/A | Aurs Road 2 | 33 | SP Distribution Ltd | Wind | Onshore wind turbines | No |  | N/A | 10 | - | - | - | - | - | - | - | - | - | - | - | - | No | Connected | 10 | TBC | TBC | TBC | TBC | 2013-12-01 | - | - | - | - | - | - | - | N | TBC | TBC | N | N/A | TBC | 2020-09-14
| N/A | NEILSTON COMMUNITY WIND FARM LLP | Neilston Community Phase Ii Windfarm | NEILSTON COMMUNITY WIND FARM |  | NEILSTON | Glasgow City | G78 3DQ | Scotland | 245364 | 654037 | Crookston B | N/A | Aurs Road 2 | 33 | SP Distribution Ltd | Wind | Onshore wind turbines | No |  | N/A | 2.5 | - | - | - | - | - | - | - | - | - | - | - | - | No | Accepted to connect | - | - | - | - | - | - | 2.5 | TBC | TBC | TBC | TBC | TBC | TBC | N | TBC | TBC | N | N/A | TBC | 2020-09-14
| N/A | Neilston Wind Limited Ili | Neilstonwind | Neilston Windfarm | South of Barhead | Neilston | East Renfrewshire | G78 | Scotland | 245747 | 653929 | Crookston B | N/A | Aurs Road | 11 | SP Distribution Ltd | Wind | Onshore wind turbines | No |  | N/A | 2.5 | - | - | - | - | - | - | - | - | - | - | - | - | No | Accepted to connect | - | - | - | - | - | - | 2.5 | TBC | TBC | TBC | TBC | TBC | TBC | N | TBC | TBC | N | N/A | TBC | 2020-08-14
| N/A | TBC | Netherton Gas | Site West of 22A-22F Netherdale Road | Netherton Industrial Estate | Wishaw | North Lanarkshire | ML2 0ER | Scotland | 278333 | 654697 | Wishaw | N/A | Larkhall (11KV) | 11 | SP Distribution Ltd | Fossil - Gas | Gas turbine (OCGT) | No |  | N/A | 20 | - | - | - | - | - | - | - | - | - | - | - | - | No | Accepted to connect | - | - | - | - | - | - | 20 | TBC | TBC | TBC | TBC | TBC | TBC | N | TBC | TBC | N | N/A | TBC | 2020-09-14
| N/A | Peel Environmental | North Clyde Recycling Centre (Resubmission) | Rothesay Dock |  | Clydebank | West Dunbartonshire | G81 1LX | Scotland | 250389 | 669199 | DRUMCHAPEL | N/A | TBC | TBC | SP Distribution Ltd | Biofuel - Biogas from anaerobic digestion (excluding landfill & sewage) | Gas turbine (OCGT) | No |  | N/A | 1.6 | - | - | - | - | - | - | - | - | - | - | - | - | No | Accepted to connect | - | - | - | - | - | - | 1.6 | TBC | TBC | TBC | TBC | TBC | TBC | N | TBC | TBC | N | N/A | TBC | 2020-09-14
| N/A | North Lanarkshire Bio Power Ltd | North Lanarkshire Bio | 251 Glasgow and Edinburgh road |  | Coatbridge | North Lanarkshire | ML5 4UG | Scotland | 274384 | 662602 | Coatbridge | N/A | N/A | 33 | SP Distribution Ltd | Waste | Other | No |  | N/A | 29 | - | - | - | - | - | - | - | - | - | - | - | - | No | Accepted to connect | - | - | - | - | - | - | 29 | TBC | TBC | TBC | TBC | TBC | TBC | N | TBC | TBC | N | N/A | TBC | 2020-09-14
| 1800060207447 | Wind Energy (North Rhins) | North Rhins | North Rhinns Windfarm | Enoch Farm | Portpatrick | Dumfries and Galloway | DG9 8JG | Scotland | 201980 | 557960 | Glenluce | N/A | TBC | 33 | SP Distribution Ltd | Wind | Onshore wind turbines | No |  | N/A | 22 | - | - | - | - | - | - | - | - | - | - | - | - | No | Connected | 22 | TBC | TBC | TBC | TBC | 2010-01-20 | - | - | - | - | - | - | - | N | TBC | TBC | N | N/A | TBC | 2020-07-14
| 1800060566993 | Statkraft | Nutberry W/F | Nutberry Windfarm | Hagshaw Hill Windfarm | Lanark | South Lanarkshire | ML11 0RR | Scotland | 279021 | 635662 | Linnmill | N/A | TBC | 33 | SP Distribution Ltd | Wind | Onshore wind turbines | No |  | N/A | 18 | - | - | - | - | - | - | - | - | - | - | - | - | No | Connected | 18 | TBC | TBC | TBC | TBC | 2013-09-01 | - | - | - | - | - | - | - | N | TBC | TBC | N | N/A | TBC | 2020-07-14
| 1800054535565 | Oatslie Generation - A (07/02/07) | Oatlsie Sand Pit Landfill | Oatslie Landfill Site | Cleugh Road | Roslin | Midlothian | EH25 9QN | Scotland | 327200 | 663100 | Portobello | N/A | Lady Victoria | 11 | SP Distribution Ltd | Waste | Other | No |  | N/A | 2.63 | - | - | - | - | - | - | - | - | - | - | - | - | No | Connected | 2.63 | TBC | TBC | TBC | TBC | 2013-10-01 | - | - | - | - | - | - | - | N | TBC | TBC | N | N/A | TBC | 2020-09-14
| N/A | Muirhall Energy | Old Greenock Road | Site 300 Metres South West Of | Old Greenock Road | Bishopton | Renfrewshire | PA7 5BB | Scotland | 243794 | 671266 | Erskine | N/A | N/A | 33 | SP Distribution Ltd | Stored Energy | Storage - Electrochemical (Batteries) | No |  | TBC | 29.9 | - | - | - | - | - | - | - | - | - | - | - | - | No | Accepted to connect | - | - | - | - | - | - | 29.9 | TBC | TBC | TBC | TBC | TBC | TBC | N | TBC | TBC | N | N/A | TBC | 2020-09-14
| N/A | Energiekontor (Ekuk) | Overhill Windfarm | Over Hill | New Cumnock | Cumnock | East Ayrshire | KA18 4AA | Scotland | 251694 | 611197 | Coylton | N/A | N/A | 33 | SP Distribution Ltd | Wind | Onshore wind turbines | No |  | N/A | 34 | - | - | - | - | - | - | - | - | - | - | - | - | No | Accepted to connect | - | - | - | - | - | - | 34 | TBC | TBC | TBC | TBC | TBC | TBC | N | TBC | TBC | N | N/A | TBC | 2020-07-14
| N/A | Overton Wind ltd | Overton Farm Wf | Overton Farm |  | Blairhall | Fife | KY12 9HA | Scotland | 300082 | 689786 | Devonside | N/A | TBC | TBC | SP Distribution Ltd | Wind | Onshore wind turbines | No |  | N/A | 1.5 | - | - | - | - | - | - | - | - | - | - | - | - | No | Accepted to connect | - | - | - | - | - | - | 1.5 | TBC | TBC | TBC | TBC | 2019-10-14 | TBC | N | TBC | TBC | N | N/A | TBC | 2020-09-14
| 1800060241313 | Your Energy | Pate'S Hill Windfarm | Pates Hill Windfarm | Pates Hill | West Calder | West Lothian | EH55 8LG | Scotland | 299130 | 659300 | Livingston East | N/A | PATES HILL (33kV) | 33 | SP Distribution Ltd | Wind | Onshore wind turbines | No |  | N/A | 14 | - | - | - | - | - | - | - | - | - | - | - | - | No | Connected | 14 | TBC | TBC | TBC | TBC | 2010-01-20 | - | - | - | - | - | - | - | N | TBC | TBC | N | N/A | TBC | 2020-08-14
| 1800060845821 | Edf | Pearie Law Windfarm | Pearie Law Wind Farm | Harburn | West Calder | West Lothian | EH55 8LF | Scotland | 302205 | 659690 | Livingston East | N/A | TBC | 33 | SP Distribution Ltd | Wind | Onshore wind turbines | No |  | N/A | 19.2 | - | - | - | - | - | - | - | - | - | - | - | - | No | Connected | 19.2 | TBC | TBC | TBC | TBC | 2016-11-01 | - | - | - | - | - | - | - | N | TBC | TBC | N | N/A | TBC | 2020-07-14
| N/A | Brookfield Renewable Energy Group (Pne Wind Uk) | Penbreck & Carmacoup Forest (Resubmission) | Penbreck & Carmacoup Forest (Resubmission) |  | Lanark | South Lanarkshire | ML11 | Scotland | 269500 | 627500 | Coylton | N/A | TBC | TBC | SP Distribution Ltd | Wind | Onshore wind turbines | No |  | N/A | 27 | - | - | - | - | - | - | - | - | - | - | - | - | No | Accepted to connect | - | - | - | - | - | - | 27 | TBC | TBC | TBC | TBC | TBC | TBC | N | TBC | TBC | N | N/A | TBC | 2020-07-14
| 1800060819282 | Res | Penmanshiel Windfram | Penmanshiel Windfarm | Harelawside | Granthouse | Scottish Borders | TD11 3RP | Scotland | 380006 | 667129 | Berwick | N/A | TBC | 33 | SP Distribution Ltd | Wind | Onshore wind turbines | No |  | N/A | 28.7 | - | - | - | - | - | - | - | - | - | - | - | - | Yes | Connected | 28.7 | TBC | TBC | TBC | TBC | 2016-05-01 | - | - | - | - | - | - | - | N | TBC | TBC | N | N/A | TBC | 2020-08-14
| 1800060758026 | Plascow wind development Ltd | Plascow Wind Cluster (Resubmission) | Plascow Wind Farm | Plascow | Near Dalbeattie | Dumfries and Galloway | DG5 | Scotland | 287380 | 563820 | Tongland | N/A | Dalbeattie | 11 | SP Distribution Ltd | Wind | Onshore wind turbines | No |  | N/A | 2.4 | - | - | - | - | - | - | - | - | - | - | - | - | No | Connected | 2.4 | TBC | TBC | TBC | TBC | 2015-07-15 | - | - | - | - | - | - | - | N | TBC | TBC | N | N/A | TBC | 2020-11-11
| 1800060749670 | Viridor | Polmadie Resource Recovery Facility | Polmadie Connection A (Waste Energy) | Polmadie Road | Glasgow | Glasgow City | G42 0PL | Scotland | 259342 | 662421 | Dalmarnock | N/A | TBC | 33 | SP Distribution Ltd | Waste | Other | No |  | N/A | 16 | - | - | - | - | - | - | - | - | - | - | - | - | No | Connected | 16 | TBC | TBC | TBC | TBC | TBC | - | - | - | - | - | - | - | N | TBC | TBC | N | N/A | TBC | 2020-09-14
| N/A | Brookfield Renewable Energy Group (Pne Wind Uk) | Polquhairn | Polquhairn Wind Farm | Se Of Sinclairston | Cumnock | East Ayrshire | KA18 2RT | Scotland | 246990 | 616752 | Coylton | N/A | N/A | 33 | SP Distribution Ltd | Wind | Onshore wind turbines | No |  | N/A | 22.3 | - | - | - | - | - | - | - | - | - | - | - | - | No | Accepted to connect | - | - | - | - | - | - | 22.3 | TBC | TBC | TBC | TBC | TBC | TBC | N | TBC | TBC | N | N/A | TBC | 2020-09-14
| 1800053646181 | Polwhat Rig Windfarm Limited (C/O National Wind Power Limited) | Polwhat Rig Windfarm | Import Site | Gallow Rig Wind Farm | Nr Carsphairn | Dumfries and Galloway | DG7 3T | Scotland | 259175 | 589756 | Coylton | N/A | TBC | 33 | SP Distribution Ltd | Wind | Onshore wind turbines | No |  | N/A | 10.8 | - | - | - | - | - | - | - | - | - | - | - | - | No | Connected | 10.8 | TBC | TBC | TBC | TBC | 1996-08-23 | - | - | - | - | - | - | - | N | TBC | TBC | N | N/A | TBC | 2020-08-14
| N/A | Banks Renewables | Pond Green Energy Park | Pond Green Energy Park | Whitburn Road | Bathgate | West Lothian | EH48 2HR | Scotland | 296452 | 667203 | Bathgate | N/A | TBC | TBC | SP Distribution Ltd | Advanced Fuel (produced via gasification or pyrolysis of biofuel or waste) | Data not available | No |  | TBC | 5 | - | - | - | - | - | - | - | - | - | - | - | - | No | Accepted to connect | - | - | - | - | - | - | 5 | TBC | TBC | TBC | TBC | TBC | TBC | N | TBC | TBC | N | N/A | TBC | 2020-08-14
| N/A | 3R Energy | Poniel Wind Turbines | Land At Poniel South Lanarkshire | Near M74 | Lanark | South Lanarkshire | ML11 0RL | Scotland | 284063 | 633619 | Linnmill | N/A | TBC | TBC | SP Distribution Ltd | Wind | Onshore wind turbines | No |  | N/A | 9 | - | - | - | - | - | - | - | - | - | - | - | - | No | Accepted to connect | - | - | - | - | - | - | 9 | TBC | TBC | TBC | TBC | TBC | TBC | N | TBC | TBC | N | N/A | TBC | 2020-07-14
| N/A | Muirhall Energy | Priestgill Wind Farm | Abington | Biggar | Strathclyde | South Lanarkshire | ML12 6RW | Scotland | 295854 | 625399 | Linnmill | N/A | TBC | TBC | SP Distribution Ltd | Wind | Onshore wind turbines | No |  | N/A | 22.4 | - | - | - | - | - | - | - | - | - | - | - | - | No | Accepted to connect | - | - | - | - | - | - | 22.4 | TBC | TBC | TBC | TBC | TBC | TBC | N | TBC | TBC | N | N/A | TBC | 2020-08-14
| 1800060731229 | Genesis Energy | Priestside Farm 1.8 MW | Preistside | Auchentiber Road | Kilmacolm | Inverclyde | PA13 4SP | Scotland | 246640 | 653414 | Devol Moor | N/A | Port Glasgow | 11 | SP Distribution Ltd | Wind | Onshore wind turbines | No |  | N/A | 1.8 | - | - | - | - | - | - | - | - | - | - | - | - | No | Connected | 1.8 | TBC | TBC | TBC | TBC | 2015-09-10 | - | - | - | - | - | - | - | N | TBC | TBC | N | N/A | TBC | 2020-07-14
| TBC | Pure Malt Products Limited | Pure Malt Products Ad | Pure Malt Products Ltd | Whittingehame Drive | Haddington | East Lothian | EH41 4BD | Scotland | 351977 | 674000 | COCKENZIE | N/A | Peppercraig | TBC | SP Distribution Ltd | Biofuel - Biogas from anaerobic digestion (excluding landfill & sewage) | Gas turbine (OCGT) | No |  | N/A | 1.5 | - | - | - | - | - | - | - | - | - | - | - | - | No | Connected | 1.5 | TBC | TBC | TBC | TBC | 2016-01-01 | - | - | - | - | - | - | - | N | TBC | TBC | N | N/A | TBC | 2020-09-14
| TBC | Quaker/ Pepsico | Quaker Oats Cupar | Uthrogle Mills |  | Cupar | Fife | KY15 4PD | Scotland | 334171 | 713146 | Cupar | N/A | Cupar | TBC | SP Distribution Ltd | Biomass | Other | No |  | N/A | 2.1 | - | - | - | - | - | - | - | - | - | - | - | - | No | Connected | 2.1 | TBC | TBC | TBC | TBC | 2015-09-26 | - | - | - | - | - | - | - | N | TBC | TBC | N | N/A | TBC | 2020-09-14
| 1800060872764 | Natural Power | Quixwood Windfarm | Quixwood Moor Ltd Quixwood Moor Wind Farm | C108 C106 At Moorhouse To A6112 In Grant | Grantshouse | Scottish Borders | TD11 3RY | Scotland | 378028 | 663859 | Berwick | N/A | N/A | 33 | SP Distribution Ltd | Wind | Onshore wind turbines | No |  | N/A | 24 | - | - | - | - | - | - | - | - | - | - | - | - | Yes | Connected | 24 | TBC | TBC | TBC | TBC | 2017-01-05 | - | - | - | - | - | - | - | N | TBC | TBC | N | N/A | TBC | 2020-07-14
| 1800060650448 | The Royal Bank Of Scotland Plc | Rbs Gogarburn | 175 Glasgow Road | Tycroes | Edinburgh | Edinburgh City | EH12 9BH | Scotland | 316586 | 672224 | Sighthill | N/A | Edinburgh Airport | 11 | SP Distribution Ltd | Other | Steam-gas turbine (CCGT) | Yes |  | TBC | 4 | - | - | - | - | - | - | - | - | - | - | - | - | No | Connected | 4 | 3.8 | 4 | 5.23 | 5.5053 | 2013-09-16 | - | - | - | - | - | - | - | N | TBC | TBC | N | N/A | TBC | 2020-09-14
| N/A | SOUTH REDHOUSE | Redhouse Ess | LAND EAST OF REDHOUSE GRID | HEATHERYWOOD | KIRKCALDY | Fife | KY1 3NW | Scotland | 329237 | 695521 | Redhouse | N/A | REDHOUSE (33kV) | 33 | SP Distribution Ltd | Stored Energy | Storage - Electrochemical (Batteries) | No |  | TBC | 16 | - | - | - | - | - | - | - | - | - | - | - | - | No | Accepted to connect | - | - | - | - | - | - | 16 | TBC | TBC | TBC | TBC | TBC | TBC | N | TBC | TBC | N | N/A | TBC | 2020-09-14
| N/A | MWAT | Redhouse Small Holding Gas | THORNTON ROAD |  | KIRKCALDY | Fife | KY1 3NN | Scotland | 328810 | 695357 | Redhouse | N/A | REDHOUSE (33kV) | 33 | SP Distribution Ltd | Fossil - Gas | Gas turbine (OCGT) | No |  | N/A | 40 | - | - | - | - | - | - | - | - | - | - | - | - | No | Accepted to connect | - | - | - | - | - | - | 40 | TBC | TBC | TBC | TBC | TBC | TBC | N | TBC | TBC | N | N/A | TBC | 2020-11-12
| 1800060775990 | Edf | Rhodders Windfarm | Rhodders Wind Farm | Stude Street | Alloa | Clackmanshire | FK12 5JZ | Scotland | 289525 | 702720 | Devonside | N/A | "RHODDERS ""B""" | 33 | SP Distribution Ltd | Wind | Onshore wind turbines | No |  | N/A | 12.3 | - | - | - | - | - | - | - | - | - | - | - | - | No | Connected | 12.3 | TBC | TBC | TBC | TBC | 2015-11-23 | - | - | - | - | - | - | - | N | TBC | TBC | N | N/A | TBC | 2020-07-14
| TBC | Shanks Group | Rigg Head Landfill | Riggend Landfill Site | Old Biggar Road | Riggend | North Lanarkshire | ML6 7ST | Scotland | 276549 | 670239 | Cumbernauld | N/A | TBC | TBC | SP Distribution Ltd | Waste | Other | No |  | N/A | 1.15 | - | - | - | - | - | - | - | - | - | - | - | - | No | Connected | 1.15 | TBC | TBC | TBC | TBC | TBC | - | - | - | - | - | - | - | N | TBC | TBC | N | N/A | TBC | 2020-09-14
| 1800060402948 | Viridor Waste Management. | Rigmuir Landfill | Rigmuir Landfill Site | Strathaven Road | Glasgow | Glasgow City | G75 0QZ | Scotland | 265436 | 652636 | East Kilbride South | N/A | Kelvin | 11 | SP Distribution Ltd | Waste | Other | No |  | N/A | 2 | - | - | - | - | - | - | - | - | - | - | - | - | No | Connected | 2 | TBC | TBC | TBC | TBC | 2011-03-17 | - | - | - | - | - | - | - | N | TBC | TBC | N | N/A | TBC | 2020-09-14
| N/A | Roaring Hill Energy Storage Ltd | Roaring Hill Energy Storage System | LAND ON THE EAST SIDE OF BALLINBREICH | LESLIE | GLENROTHES | Fife | KY6 3HD | Scotland | 325456 | 702308 | Glenrothes | N/A | N/A | 33 | SP Distribution Ltd | Stored Energy | Storage - Electrochemical (Batteries) | No |  | TBC | 29.9 | - | - | - | - | - | - | - | - | - | - | - | - | No | Accepted to connect | - | - | - | - | - | - | 29.9 | TBC | TBC | TBC | TBC | TBC | TBC | N | TBC | TBC | N | N/A | TBC | 2020-09-14
| 1800053648240 | DSM Nutritional Products | Roche Products (Customer) | Drakemyre |  | Dalry | North Ayrshire | KA24 5JJ | Scotland | 229333 | 650531 | Kilwinning | N/A | ROCHE (CUSTOMER) | 11 | SP Distribution Ltd | Other | Steam-gas turbine (CCGT) | Yes |  | TBC | 22 | - | - | - | - | - | - | - | - | - | - | - | - | No | Connected | 16 | TBC | TBC | TBC | TBC | 1994-04-01 | - | - | - | - | - | - | - | N | TBC | TBC | N | N/A | TBC | 2020-09-14
| TBC | Green Cat Renewables | Rosehill Wind Turbines | Land Some 550 Metres East Of Rosehill | Rosehill Road | Tower Plean | Stirlingshire | FK2 8RS | Scotland | 286252 | 686188 | Stirling | N/A | TBC | TBC | SP Distribution Ltd | Wind | Onshore wind turbines | No |  | N/A | 2.4 | - | - | - | - | - | - | - | - | - | - | - | - | No | Connected | 2.4 | TBC | TBC | TBC | TBC | 2015-12-15 | - | - | - | - | - | - | - | N | TBC | TBC | N | N/A | TBC | 2020-07-14
| 1800060575029 | Branna Industrial & Technical Services Ltd | Rosti Wind Turbine | Baird Avenue |  | Larkhall | South Lanarkshire | ML9 2PJ | Scotland | 276956 | 649658 | Wishaw | N/A | Larkhall | 11 | SP Distribution Ltd | Wind | Onshore wind turbines | No |  | N/A | 2.3 | - | - | - | - | - | - | - | - | - | - | - | - | No | Connected | 2.3 | TBC | TBC | TBC | TBC | 2013-02-18 | - | - | - | - | - | - | - | N | TBC | TBC | N | N/A | TBC | 2020-07-14
| MSID 8334 | Rwe - Markinch Control Room | Rothes Biomass (Markinch) | Markinch Power Station |  | Glenrothes | Fife | KY7 6GU | Scotland | 327988 | 701561 | Glenrothes | N/A | TBC | 33 | SP Distribution Ltd | Other | Other | Yes |  | TBC | 55 | - | - | - | - | - | - | - | - | - | - | - | - | No | Connected | 55 | TBC | TBC | TBC | TBC | 2012-11-14 | - | - | - | - | - | - | - | N | TBC | TBC | N | N/A | TBC | 2020-09-14
| N/A | TBC | Sclenteuch (Ex Keirs Hill Windfarm) | Dalmellington Road |  | Patna | East Ayrshire | KA6 7JJ | Scotland | 241788 | 607457 | Coylton | N/A | N/A | 33 | SP Distribution Ltd | Wind | Onshore wind turbines | No |  | N/A | 40 | - | - | - | - | - | - | - | - | - | - | - | - | No | Accepted to connect | - | - | - | - | - | - | 40 | TBC | TBC | TBC | TBC | TBC | TBC | N | TBC | TBC | N | N/A | TBC | 2020-09-14
| 1800060357170 | Veolia Water | Seafield Sewage Plant | 20 | MARINE ESPLANADE | Edinburgh | Edinburgh City | EH6 7RF | Scotland | 328668 | 675921 | Portobello | N/A | Portobello | 11 | SP Distribution Ltd | Waste | Other | No |  | N/A | 3.19 | - | - | - | - | - | - | - | - | - | - | - | - | No | Connected | 3.19 | TBC | TBC | TBC | TBC | 2014-01-01 | - | - | - | - | - | - | - | N | TBC | TBC | N | N/A | TBC | 2020-09-14
| 1800053647992 | TBC | Shanks Avondale 01 | Avondale Quarry | Polmont | Falkirk | Falkirk Council Area | FK2 0YG | Scotland | 284508 | 634724 | Grangemouth A | N/A | Manuel | 11 | SP Distribution Ltd | Biofuel - Landfill gas | Gas turbine (OCGT) | No |  | N/A | 2.305 | - | - | - | - | - | - | - | - | - | - | - | - | No | Connected | 2.305 | TBC | TBC | TBC | TBC | TBC | - | - | - | - | - | - | - | N | TBC | TBC | N | N/A | TBC | 2020-09-14
| N/A | WHP WILKINSON HELSBY | Shaws Farm Battery Storage | SHAWS FARM |  | NEWCASTLETON | Scottish Borders | TD9 0SE | Scotland | 350226 | 589643 | Wishaw | N/A | TBC | 11 | SP Distribution Ltd | Stored Energy | Storage - Electrochemical (Batteries) | No |  | TBC | 5 | - | - | - | - | - | - | - | - | - | - | - | - | No | Accepted to connect | - | - | - | - | - | - | 5 | TBC | TBC | TBC | TBC | TBC | TBC | N | TBC | TBC | N | N/A | TBC | 2020-09-14
| N/A | Boralex/Infinergy | Shepherd'S Rig Wind Farm | Shepherds Rig Windfarm 5KM E/O |  | Castle Douglas | Dumfries and Galloway | DG7 | Scotland | 262319 | 593591 | Dumfries | N/A | TBC | 11 | SP Distribution Ltd | Stored Energy | Storage - Electrochemical (Batteries) | No |  | TBC | 6 | - | - | - | - | - | - | - | - | - | - | - | - | No | Accepted to connect | - | - | - | - | - | - | 6 | TBC | TBC | TBC | TBC | TBC | TBC | N | TBC | TBC | N | N/A | TBC | 2020-08-14
| 1800053647859 | Energ | Shewalton Landfill | Landfill Site | Shewalton Road | Irvine | North Ayrshire | KA11 5AJ | Scotland | 284508 | 634724 | Kilmarnock South | N/A | Riverside | 11 | SP Distribution Ltd | Biofuel - Sewage gas | Gas turbine (OCGT) | No |  | N/A | 1.8 | - | - | - | - | - | - | - | - | - | - | - | - | No | Connected | 1.8 | TBC | TBC | TBC | TBC | 2003-10-21 | - | - | - | - | - | - | - | N | TBC | TBC | N | N/A | TBC | 2020-09-14
| N/A | EDF | Shin Etsu Chp | Toll Roundabout | Wilson Road | Livingston | West Lothian | EH54 7DA | Scotland | 302316 | 667243 | Drumcross | N/A | SHINETSU | 11 | SP Distribution Ltd | Other | Other | No |  | TBC | 4.7 | - | - | - | - | - | - | - | - | - | - | - | - | No | Accepted to connect | - | - | - | - | - | - | 4.7 | TBC | TBC | TBC | TBC | TBC | TBC | N | TBC | TBC | N | N/A | TBC | 2020-09-14
| 1800060884547 | Fullarton Drive Cambuslang Herald & Times Group | Smg Diesel Generation | 125 | FULLARTON DRIVE | Glasgow | Glasgow City | G32 8FG | Scotland | 264670 | 662188 | Dalmarnock | N/A | TBC | 11 | SP Distribution Ltd | Fossil oil | Engine (combustion / reciprocating) | No |  | N/A | 1.6 | - | - | - | - | - | - | - | - | - | - | - | - | No | Connected | 1.6 | TBC | TBC | TBC | TBC | TBC | - | - | - | - | - | - | - | N | TBC | TBC | N | N/A | TBC | 2020-09-14
| N/A | Community Windpower | Sneddon Law Windfarm | Sneddon Law Off Hemphill Road |  | Moscow | East Ayrshire | KA4 8PP | Scotland | 249387 | 641441 | Kilmarnock Town | N/A | N/A | 33 | SP Distribution Ltd | Wind | Onshore wind turbines | No |  | N/A | 30 | - | - | - | - | - | - | - | - | - | - | - | - | No | Accepted to connect | - | - | - | - | - | - | 30 | TBC | TBC | TBC | TBC | TBC | TBC | N | TBC | TBC | N | N/A | TBC | 2020-07-14
| N/A | The Renewables Infrastructure Group (Trig) | Solwaybank Windfarm | 7.5Km Nw Of Langholm | Westerkirk | Langholm | Dumfries and Galloway | DG13 0A | Scotland | 329413 | 578978 | Chapelcross | N/A | TBC | 33 | SP Distribution Ltd | Wind | Onshore wind turbines | No |  | N/A | 29.9 | - | - | - | - | - | - | - | - | - | - | - | - | No | Accepted to connect | - | - | - | - | - | - | 29.9 | TBC | TBC | TBC | TBC | TBC | TBC | N | TBC | TBC | N | N/A | TBC | 2020-07-14
| N/A | Forsa (2020 Renewables/Velocita) | Sorbie | Sorbie Farm |  | Ardrossan | North Ayrshire | KA22 7NP | Scotland | 224637 | 644638 | Saltcoats A | N/A | N/A | 33 | SP Distribution Ltd | Wind | Onshore wind turbines | No |  | N/A | 12 | - | - | - | - | - | - | - | - | - | - | - | - | No | Accepted to connect | - | - | - | - | - | - | 12 | TBC | TBC | TBC | TBC | TBC | TBC | N | TBC | TBC | N | N/A | TBC | 2020-09-14
| N/A | Peel Environmental | South Clyde Energy Centre | Bogmoor Road | North Cardonald | Glasgow | Glasgow City | G52 | Scotland | 252615 | 665698 | Braehad park | N/A | N/A | 33 | SP Distribution Ltd | Biofuel - Sewage gas | Gas turbine (OCGT) | No |  | N/A | 35 | - | - | - | - | - | - | - | - | - | - | - | - | No | Accepted to connect | - | - | - | - | - | - | 35 | TBC | TBC | TBC | TBC | TBC | TBC | N | TBC | TBC | N | N/A | TBC | 2020-09-14
| N/A | Muirhall Energy (Southrigg Wt) | South Priorhill Farm | South Priorhill Farm |  | Lesmahagow | South Lanarkshire | ML11 0JL | Scotland | 275280 | 639176 | Linnmill | N/A | TBC | TBC | SP Distribution Ltd | Wind | Onshore wind turbines | No |  | N/A | 1.5 | - | - | - | - | - | - | - | - | - | - | - | - | No | Accepted to connect | - | - | - | - | - | - | 1.5 | TBC | TBC | TBC | TBC | TBC | TBC | N | TBC | TBC | N | N/A | TBC | 2020-07-14
| N/A | SR Wind | Southrigg 2 | C1-Torrance Farm To Southrig | Southrigg Farm | Bathgate | West Lothian | EH48 3AW | Scotland | 292119 | 665711 | Bathgate | N/A | TBC | TBC | SP Distribution Ltd | Wind | Onshore wind turbines | No |  | N/A | 4.2 | - | - | - | - | - | - | - | - | - | - | - | - | No | Accepted to connect | - | - | - | - | - | - | 4.2 | TBC | TBC | TBC | TBC | TBC | TBC | N | TBC | TBC | N | N/A | TBC | 2020-07-14
| 1800060864328 | Medium Scale Wind No. 2 Ltd | Southrigg Wind Turbine | Southrigg Farm | Blairmuckhill Road | Harthill | North Lanarkshire | EH48 3AW | Scotland | 291875 | 665563 | Bathgate | N/A | Armadale | 11 | SP Distribution Ltd | Wind | Onshore wind turbines | No |  | N/A | 1.5 | - | - | - | - | - | - | - | - | - | - | - | - | No | Connected | 1.5 | TBC | TBC | TBC | TBC | 2016-09-22 | - | - | - | - | - | - | - | N | TBC | TBC | N | N/A | TBC | 2020-09-14
| N/A | ENGIE Urban Energy | St James Energy Centre Chp | Edinburgh St James | Leith Street | Edinburgh | Edinburgh City | EH1 3SP | Scotland | 325936 | 674211 | Shrubhill | N/A | ST. JAMES CENTRE (11kV) | 11 | SP Distribution Ltd | Other | Steam-gas turbine (CCGT) | Yes |  | TBC | 1.2 | - | - | - | - | - | - | - | - | - | - | - | - | No | Accepted to connect | - | - | - | - | - | - | 1.2 | TBC | TBC | TBC | TBC | TBC | TBC | N | TBC | TBC | N | N/A | TBC | 2020-09-14
| N/A | Peritus | Low Airies Farm | Low Airies Farm |  | Newton Stewart | Dumfries and Galloway | DG8 0PE | Scotland | 226137 | 566533 | TS-KILG2 KILGALLIOCH 275/33KV | N/A | TBC | 33 | SP Distribution Ltd | Wind | Onshore wind turbines | No |  | N/A | 29.9 | - | - | - | - | - | - | - | - | - | - | - | - | No | Accepted to connect | - | - | - | - | - | - | 29.9 | TBC | TBC | TBC | TBC | 2019-11-13 | TBC | N | TBC | TBC | N | N/A | TBC | 2020-09-14
| 1800054498480 | Eon Uk | STEVENS CROFT POWER STATION | Stevens Croft Power Station | Stevens Croft | Lockerbie | Dumfries and Galloway | DG11 2SQ | Scotland | 312100 | 585100 | Chapelcross | N/A | TBC | 33 | SP Distribution Ltd | Biomass | Other | Yes |  | N/A | 52 | - | - | - | - | - | - | - | - | - | - | - | - | No | Connected | 52 | 43.7 | 46 | 7.6 | 8 | 2007-12-15 | - | - | - | - | - | - | - | N | TBC | TBC | N | N/A | TBC | 2020-11-11
| TBC | Stirling Uni | Stirling Univ No1 | Airthrey Rd |  | Stirling | Stirlingshire | FK9 4LA | Scotland | 280397 | 696841 | Stirling | N/A | STIRLING UNIV | TBC | SP Distribution Ltd | Fossil - Gas | Gas turbine (OCGT) | No |  | N/A | 1.5 | - | - | - | - | - | - | - | - | - | - | - | - | No | Connected | 1.5 | TBC | TBC | TBC | TBC | 2016-04-01 | - | - | - | - | - | - | - | N | TBC | TBC | N | N/A | TBC | 2020-09-14
| 1800053646242 | SP Generation | Stonebyres Power Station | Lanark Road |  | Stonebyres | South Lanarkshire | ML11 9UP | Scotland | 284985 | 644182 | Linnmill | N/A | Corra Linn | 11 | SP Distribution Ltd | Water (flowing water or head of water) | Hydro - Run of river | No |  | N/A | 6 | - | - | - | - | - | - | - | - | - | - | - | - | No | Connected | 6 | TBC | TBC | TBC | TBC | 2000-01-01 | - | - | - | - | - | - | - | N | TBC | TBC | N | N/A | TBC | 2020-09-14
| N/A | Private Developer | Stoney Hill Farm | Stoneyhill Farm | Drumclog | Strathaven | South Lanarkshire | ML10 6RG | Scotland | 266542 | 636804 | East Kilbride South | N/A | TBC | TBC | SP Distribution Ltd | Wind | Onshore wind turbines | No |  | N/A | 2 | - | - | - | - | - | - | - | - | - | - | - | - | No | Accepted to connect | - | - | - | - | - | - | 2 | TBC | TBC | TBC | TBC | TBC | TBC | N | TBC | TBC | N | N/A | TBC | 2020-07-14
| 1800054358329 | TBC | Straid Farm Landfill | Straid Farm |  | Girvan | South Ayrshire | KA26 0JF | Scotland | 213679 | 590178 | Maybole | N/A | PINWHERRY (11kV) | 11 | SP Distribution Ltd | Waste | Other | No |  | N/A | 1 | - | - | - | - | - | - | - | - | - | - | - | - | No | Connected | 1 | TBC | TBC | TBC | TBC | TBC | - | - | - | - | - | - | - | N | TBC | TBC | N | N/A | TBC | 2020-09-14
| N/A | University of Strathclyde | Strathclyde University | 16 Richmond Street |  | Glasgow | Strathclyde | G1 1XQ | Scotland | 259609 | 665397 | Charlotte St | N/A | TBC | TBC | SP Distribution Ltd | Other | Steam-gas turbine (CCGT) | Yes |  | TBC | 3.3 | - | - | - | - | - | - | - | - | - | - | - | - | No | Accepted to connect | - | - | - | - | - | - | 3.3 | TBC | TBC | TBC | TBC | TBC | TBC | N | TBC | TBC | N | N/A | TBC | 2020-09-14
| 1800053647185 | Combined Landfill Projects (Clp) | Summerston Landfill No 1 | Summerston Landfill Site/Power Generation Compound/S W Of Balmuildy Bridge | Balmore Road | Glasgow | Glasgow City | G23 5HD | Scotland | 258000 | 671700 | Killermont | N/A | TBC | 11 | SP Distribution Ltd | Waste | Other | No |  | N/A | 3 | - | - | - | - | - | - | - | - | - | - | - | - | No | Connected | 3 | TBC | TBC | TBC | TBC | 2009-03-01 | - | - | - | - | - | - | - | N | TBC | TBC | N | N/A | TBC | 2020-09-14
| TBC | Summerston Energy | Summerston Landfill No 2 | Summerston Landfill | Balmore Road | Milton | Glasgow City | G23 5HF | Scotland | 257880 | 672188 | Killermont | N/A | TBC | TBC | SP Distribution Ltd | Waste | Other | No |  | N/A | 2 | - | - | - | - | - | - | - | - | - | - | - | - | No | Connected | 2 | TBC | TBC | TBC | TBC | TBC | - | - | - | - | - | - | - | N | TBC | TBC | N | N/A | TBC | 2020-09-14
| TBC | Sunnyside Wind Farm | Sunnyside Wind Cluster | Land At Sunnyside |  | Sanquhar | Dumfries and Galloway | DG4 6JP | Scotland | 276612 | 611178 | Dumfries | N/A | TBC | 11 | SP Distribution Ltd | Wind | Onshore wind turbines | No |  | N/A | 1 | - | - | - | - | - | - | - | - | - | - | - | - | No | Connected | 1 | TBC | TBC | TBC | TBC | 2015-11-15 | - | - | - | - | - | - | - | N | TBC | TBC | N | N/A | TBC | 2020-07-14
| N/A | Capbal Ltd | The Black Shed | Belleknowes Industrial Estate |  | Inverkeithing | Fife | KY11 1HZ | Scotland | 312546 | 683701 | Inverkeithing | N/A | N/A | 33 | SP Distribution Ltd | Fossil - Gas | Gas turbine (OCGT) | No |  | N/A | 19.9 | - | - | - | - | - | - | - | - | - | - | - | - | No | Accepted to connect | - | - | - | - | - | - | 20 | TBC | TBC | TBC | TBC | TBC | TBC | N | TBC | TBC | N | N/A | TBC | 2020-09-14
| 1800060785864 | Locogen Energy Services Limited | Tinwald House Generator | West Roucan Farm | Low Road | Tinwald | Dumfries and Galloway | DG1 3QG | Scotland | 302297 | 578908 | Dumfries | N/A | Heathhall | 11 | SP Distribution Ltd | Biofuel - Biogas from anaerobic digestion (excluding landfill & sewage) | Steam-gas turbine (CCGT) | No |  | N/A | 1 | - | - | - | - | - | - | - | - | - | - | - | - | No | Connected | 1 | TBC | TBC | TBC | TBC | 2015-11-04 | - | - | - | - | - | - | - | N | TBC | TBC | N | N/A | TBC | 2020-09-14
| 1800060709047 | Power System Uk | Tod Hill Farm Windfarm | Todd Hill Wind Farm | Stirling Road | Falkirk | Falkirk Council Area | FK5 4SQ | Scotland | 284064 | 683742 | Bonnybridge | N/A | N/A | 33 | SP Distribution Ltd | Wind | Onshore wind turbines | No |  | N/A | 12 | - | - | - | - | - | - | - | - | - | - | - | - | No | Connected | 12 | TBC | TBC | TBC | TBC | 2014-05-15 | - | - | - | - | - | - | - | N | TBC | TBC | N | N/A | TBC | 2020-08-14
| 1891000007022 | Drax Generation Enterprises Limited | Tongland | Tongland Power Station |  | Kirkcudbright | Dumfries and Galloway | DG6 4LZ | Scotland | 269469 | 553575 | Tongland | N/A | TBC | 11 | SP Distribution Ltd | Water (flowing water or head of water) | Hydro - Run of river | No |  | N/A | 33 | - | - | - | - | - | - | - | - | - | - | - | - | No | Connected | 33 | TBC | TBC | TBC | TBC | 2016-04-01 | - | - | - | - | - | - | - | N | TBC | TBC | N | N/A | TBC | 2020-09-14
| 1800060863732 | REG Power Management | Tormywheel Windfarm | Tormywheel Wind Farm | On The A706 | Lanark | South Lanarkshire | ML11 8FE | Scotland | 295290 | 658102 | Bathgate | N/A | POLKEMMET (33kV) | 33 | SP Distribution Ltd | Wind | Onshore wind turbines | No |  | N/A | 37.45 | - | - | - | - | - | - | - | - | - | - | - | - | No | Connected | 37.45 | TBC | TBC | TBC | TBC | 2016-09-20 | - | - | - | - | - | - | - | N | TBC | TBC | N | N/A | TBC | 2020-08-14
| 1800060614741 | Wood Group | Torrance Farm Windfarm | Torrance Farm | Blairmuckhill Road | Harthill | North Lanarkshire | EH48 3AW | Scotland | 290842 | 665671 | Bathgate | N/A | Armadale | 11 | SP Distribution Ltd | Wind | Onshore wind turbines | No |  | N/A | 9 | - | - | - | - | - | - | - | - | - | - | - | - | No | Connected | 9 | TBC | TBC | TBC | TBC | 2013-09-03 | - | - | - | - | - | - | - | N | TBC | TBC | N | N/A | TBC | 2020-09-14
| 1800060709029 | Wood Group | Torrance Farm Windfarm Extension | Torrance Extension | OFF B718 | HARTHILL | North Lanarkshire | ML7 5SP | Scotland | 290908 | 666200 | Bathgate | N/A | Armadale | 11 | SP Distribution Ltd | Wind | Onshore wind turbines | No |  | N/A | 6 | - | - | - | - | - | - | - | - | - | - | - | - | No | Connected | 6 | TBC | TBC | TBC | TBC | 2015-02-16 | - | - | - | - | - | - | - | N | TBC | TBC | N | N/A | TBC | 2020-09-14
| N/A | Torrs Hill Windfarm Ltd | Torrs Hill | Torrs Hill | Rhinns of Kells | Newton Stewart | Dumfries and Galloway | DG8 6SU | Scotland | 252600 | 589000 | Coylton | N/A | TBC | 33 | SP Distribution Ltd | Wind | Onshore wind turbines | No |  | N/A | 4 | - | - | - | - | - | - | - | - | - | - | - | - | No | Accepted to connect | - | - | - | - | - | - | 4 | TBC | TBC | TBC | TBC | TBC | TBC | N | TBC | TBC | N | N/A | TBC | 2020-07-14
| N/A | Baywa (Formerly Brookfield Renewable Energy Group (Pne Wind Uk)) | Tralorg Wind Farm | Tralorg Wind Farm |  | Dailly | South Ayrshire | KA26 | Scotland | 221728 | 598656 | Maybole | N/A | TBC | TBC | SP Distribution Ltd | Wind | Onshore wind turbines | No |  | N/A | 20 | - | - | - | - | - | - | - | - | - | - | - | - | No | Accepted to connect | - | - | - | - | - | - | 20 | TBC | TBC | TBC | TBC | TBC | TBC | N | TBC | TBC | N | N/A | TBC | 2020-08-14
| N/A | Edf Renewables | Troston Loch Wind Farm | Troston Loch Wind Farm | West Of Moniaive | New Abbey | Dumfries and Galloway | DG2 8EF | Scotland | 268466 | 590107 | Dumfries | N/A | TBC | 11 | SP Distribution Ltd | Stored Energy | Storage - Electrochemical (Batteries) | No |  | TBC | 20 | - | - | - | - | - | - | - | - | - | - | - | - | No | Accepted to connect | - | - | - | - | - | - | 20 | TBC | TBC | TBC | TBC | TBC | TBC | N | TBC | TBC | N | N/A | TBC | 2020-07-14
| N/A | Flexible Grid Power | Unit 15, Borrowmeadow Road | Unit15 | Borrowmeadow Road (Land Adj And Rear Of Units) | Stirling | Stirlingshire | FK7 7FB | Scotland | 281090 | 693290 | Stirling | N/A | TBC | TBC | SP Distribution Ltd | Stored Energy | Storage - Electrochemical (Batteries) | No |  | TBC | 19 | - | - | - | - | - | - | - | - | - | - | - | - | No | Accepted to connect | - | - | - | - | - | - | 19 | TBC | TBC | TBC | TBC | TBC | TBC | N | TBC | TBC | N | N/A | TBC | 2020-07-14
| 1800053648268 | Diageo | United Distillers Chp | Port Dundas Distillery | 74-80 North Canal Bank Street | Glasgow | Strathclyde | G4 9XL | Scotland | 259318 | 666717 | Port Dundas | N/A | TBC | TBC | SP Distribution Ltd | Other | Steam-gas turbine (CCGT) | Yes |  | TBC | 4 | - | - | - | - | - | - | - | - | - | - | - | - | No | Connected | 4 | TBC | TBC | TBC | TBC | TBC | - | - | - | - | - | - | - | N | TBC | TBC | N | N/A | TBC | 2020-09-14
| 1800060632670 | Viridor | Viridor Energy Waste Plant | Oxwell Mains |  | Dunbar | East Lothian | EH42 1SW | Scotland | 371051 | 675563 | Dunbar | N/A | TBC | 33 | SP Distribution Ltd | Waste | Other | No |  | N/A | 36 | - | - | - | - | - | - | - | - | - | - | - | - | Yes | Connected | 36 | TBC | TBC | TBC | TBC | TBC | - | - | - | - | - | - | - | N | TBC | TBC | Y | 237384 | TBC | 2020-09-14
| N/A | VOX ENERGY DEVELOPMENTS | Vox Energy Battery Storage | CARMYLE AVENUE |  | GLASGOW | Glasgow City | G32 8HL | Scotland | 264720 | 662934 | Westburn Road | N/A | N/A | 33 | SP Distribution Ltd | Stored Energy | Storage - Electrochemical (Batteries) | No |  | TBC | 29.9 | - | - | - | - | - | - | - | - | - | - | - | - | No | Accepted to connect | - | - | - | - | - | - | 29.9 | TBC | TBC | TBC | TBC | TBC | TBC | N | TBC | TBC | N | N/A | TBC | 2020-09-14
| 1800054152991 | Wind Prospect / Community Windpower | Wardlaw Wood Windfarm | Wardlaw Wood Windfarm | Millour Hill | DALRY | North Ayrshire | KA24 5HR | Scotland | 224900 | 651200 | Saltcoats B | N/A | N/A | 33 | SP Distribution Ltd | Wind | Onshore wind turbines | No |  | N/A | 18 | - | - | - | - | - | - | - | - | - | - | - | - | No | Connected | 18 | TBC | TBC | TBC | TBC | 2006-04-26 | - | - | - | - | - | - | - | N | TBC | TBC | N | N/A | TBC | 2020-09-14
| TBC | TBC | Wardpark Alpha Ge | South Wardpark Place |  | Cumbernauld | North Lanarkshire | G67 3HX | Scotland | 277618 | 676509 | Cumbernauld | N/A | TBC | TBC | SP Distribution Ltd | Other | Other | No |  | TBC | 4 | - | - | - | - | - | - | - | - | - | - | - | - | No | Connected | 4 | TBC | TBC | TBC | TBC | TBC | - | - | - | - | - | - | - | N | TBC | TBC | N | N/A | TBC | 2020-09-14
| TBC | TBC | Wardpark Bravo Ge | South Wardpark Place |  | Cumbernauld | North Lanarkshire | G67 3HX | Scotland | 277618 | 676509 | Cumbernauld | N/A | TBC | TBC | SP Distribution Ltd | Other | Other | No |  | TBC | 4 | - | - | - | - | - | - | - | - | - | - | - | - | No | Connected | 4 | TBC | TBC | TBC | TBC | TBC | - | - | - | - | - | - | - | N | TBC | TBC | N | N/A | TBC | 2020-09-14
| N/A | Wind Estate | Watsonhead Wind Farm | WATSONHEAD FARM |  | NEW MAINS | Lanarkshire | ML2 9PC | Scotland | 285280 | 654700 | Wishaw | N/A | OVERTOWN T1 | 33 | SP Distribution Ltd | Wind | Onshore wind turbines | No |  | N/A | 8.6 | - | - | - | - | - | - | - | - | - | - | - | - | No | Accepted to connect | - | - | - | - | - | - | 8.6 | TBC | TBC | TBC | TBC | TBC | TBC | N | TBC | TBC | N | N/A | TBC | 2020-11-11
| N/A | ELGIN ENERGY | Wemyss Estate Pv | LAND EAST OF REDHOUSE 132 |  | KIRKCALDY | Fife | KY1 4TH | Scotland | 330633 | 697456 | Redhouse | N/A | N/A | 33 | SP Distribution Ltd | Solar | Photovoltaic | No |  | N/A | 50 | - | - | - | - | - | - | - | - | - | - | - | - | No | Accepted to connect | - | - | - | - | - | - | 50 | TBC | TBC | TBC | TBC | TBC | TBC | N | TBC | TBC | N | N/A | TBC | 2020-09-14
| N/A | Edf Energy Renewables (Formerly Partnerships For Renewables/Fauldhouse Wind Farm Llp) | West Benhar Wind Farm | West Benhar Wind Farm (North Of Rimmon Cottage) | Benhar Road | Shotts | North Lanarkshire | ML7 5TF | Scotland | 289560 | 661750 | Drumcross | N/A | N/A | 33 | SP Distribution Ltd | Wind | Onshore wind turbines | No |  | N/A | 28.8 | - | - | - | - | - | - | - | - | - | - | - | - | No | Accepted to connect | - | - | - | - | - | - | 28.8 | TBC | TBC | TBC | TBC | TBC | TBC | N | TBC | TBC | Y | 612834891 | TBC | 2020-08-14
| 1800060642776 | Natural Power | West Browncastle Windfarm | West Browncastle Wind Farm | C138 Hairshaw Highway | Strathaven | South Lanarkshire | ML10 6QW | Scotland | 261117 | 642821 | East Kilbride South | N/A | N/A | 33 | SP Distribution Ltd | Wind | Onshore wind turbines | No |  | N/A | 29.9 | - | - | - | - | - | - | - | - | - | - | - | - | No | Connected | 29.9 | TBC | TBC | TBC | TBC | 2014-01-08 | - | - | - | - | - | - | - | N | TBC | TBC | N | N/A | TBC | 2020-07-14
| N/A | TBC | West Dyke Wf (Strathaven South ) | TBC |  | TBC | TBC | TBC | Scotland | TBC | TBC | Linmill | N/A | TBC | TBC | SP Distribution Ltd | Wind | Onshore wind turbines | No |  | N/A | 1.5 | - | - | - | - | - | - | - | - | - | - | - | - | No | Accepted to connect | - | - | - | - | - | - | 1.5 | TBC | TBC | TBC | TBC | TBC | TBC | N | TBC | TBC | Y | 154717 | TBC | 2020-09-14
| N/A | West Strathore Solar | West Grange Solar Farm (Resubmission) | Land To The North Of West Grange, West Grange Farm | Brankstone | Blairhall | Fife | KY12 | Scotland | 298345 | 689835 | DEVONSIDE | N/A | TBC | TBC | SP Distribution Ltd | Solar | Photovoltaic | No |  | N/A | 5 | - | - | - | - | - | - | - | - | - | - | - | - | No | Accepted to connect | - | - | - | - | - | - | 5 | TBC | TBC | TBC | TBC | TBC | TBC | N | TBC | TBC | N | N/A | TBC | 2020-07-14
| 1800060893505 | 33KV Limited | West Strathore Solar Park | West Strathore Farm |  | THORNTON | Fife | KY1 4DG | Scotland | 328619 | 697504 | Redhouse | N/A | Bowhill | 11 | SP Distribution Ltd | Solar | Photovoltaic | No |  | N/A | 4.5 | - | - | - | - | - | - | - | - | - | - | - | - | No | Connected | 4.5 | TBC | TBC | TBC | TBC | 2016-08-01 | - | - | - | - | - | - | - | N | TBC | TBC | N | N/A | TBC | 2020-09-14
| 1800053647200 | Epr Scotland Ltd | Westfield Chicken Litter | Westfield Biomass Plant | Westfield Development Centre | Lochgelly | Fife | KY5 0HR | Scotland | 319002 | 698052 | Westfield | N/A | N/A | 33 | SP Distribution Ltd | Waste | Other | No |  | N/A | 11.5 | - | - | - | - | - | - | - | - | - | - | - | - | No | Connected | 11.5 | TBC | TBC | TBC | TBC | 2009-04-01 | - | - | - | - | - | - | - | N | TBC | TBC | N | N/A | TBC | 2020-09-14
| N/A | TBC | Westfield Generating Stn | TBC |  | TBC | TBC | TBC | Scotland | TBC | TBC | Westfield | N/A | TBC | TBC | SP Distribution Ltd | Solar | Photovoltaic | No |  | TBC | 55 | - | - | - | - | - | - | - | - | - | - | - | - | No | Accepted to connect | - | - | - | - | - | - | 55 | TBC | TBC | TBC | TBC | TBC | TBC | N | TBC | TBC | N | N/A | TBC | 2020-09-14
| 1800060532503 | Westfield Wf Ltd | Westfield Wind Farm | West Field Wind Farm | Epr Scotland Ltd | Westfield | Fife | KY5 0HQ | Scotland | 319640 | 695487 | Westfield | N/A | N/A | 33 | SP Distribution Ltd | Wind | Onshore wind turbines | No |  | N/A | 12.5 | - | - | - | - | - | - | - | - | - | - | - | - | No | Connected | 12.5 | TBC | TBC | TBC | TBC | 2013-02-26 | - | - | - | - | - | - | - | N | TBC | TBC | N | N/A | TBC | 2020-08-14
| 1800053950958 | Scottishpower Renewables. | Wether Hill | Wetherhill Windfarm | Thornhill Road | Dumfries | Dumfries and Galloway | DG7 3UG | Scotland | 270000 | 594000 | Dumfries | N/A | TBC | 33 | SP Distribution Ltd | Wind | Onshore wind turbines | No |  | N/A | 18.2 | - | - | - | - | - | - | - | - | - | - | - | - | No | Connected | 18.2 | TBC | TBC | TBC | TBC | 2007-05-01 | - | - | - | - | - | - | - | N | TBC | TBC | N | N/A | TBC | 2020-07-14
| N/A | MWAT | Whitehouse Road Gas/Ess | WHITEHOUSE ROAD | SPRINKERSE | STIRLING | Stirlingshire | FK7 7SP | Scotland | 280879 | 692966 | Stirling | N/A | N/A | 33 | SP Distribution Ltd | Data Not Available | Other | No |  | N/A | 49.8 | - | - | - | - | - | - | - | - | - | - | - | - | No | Accepted to connect | - | - | - | - | - | - | 49.8 | TBC | TBC | TBC | TBC | TBC | TBC | N | TBC | TBC | N | N/A | TBC | 2020-11-11
| N/A | 2020 Renewables | Whitelaw Brae Wind Farm | Whitelaw Brae Wind Farm | Tweedsmuir | Biggar | South Lanarkshire | ML12 6QS | Scotland | 306039 | 621476 | Linnmill | N/A | TBC | TBC | SP Distribution Ltd | Stored Energy | Storage - Electrochemical (Batteries) | No |  | TBC | 4 | - | - | - | - | - | - | - | - | - | - | - | - | No | Accepted to connect | - | - | - | - | - | - | 4 | TBC | TBC | TBC | TBC | TBC | TBC | N | TBC | TBC | N | N/A | TBC | 2020-08-14
| N/A | TBC | Whitelee Phase 3 (District To Check) | Moor Road |  | Eaglesham | East Renfrewshire | G76 0QQ | Scotland | 252887 | 649022 | Giffnock | N/A | TBC | TBC | SP Distribution Ltd | Wind | Onshore wind turbines | No |  | N/A | 11.5 | - | - | - | - | - | - | - | - | - | - | - | - | No | Accepted to connect | - | - | - | - | - | - | 11.5 | TBC | TBC | TBC | TBC | TBC | TBC | N | TBC | TBC | N | N/A | TBC | 2020-08-14
| TBC | Santander | William St - Britoil. Gen1 | Ground Floor | 301 St Vincents St | Glasgow | Glasgow City | G2 5HN | Scotland | 258188 | 665564 | West George St B | N/A | West George St B | TBC | SP Distribution Ltd | Fossil oil | Engine (combustion / reciprocating) | No |  | N/A | 3 | - | - | - | - | - | - | - | - | - | - | - | - | No | Connected | 3 | TBC | TBC | TBC | TBC | 2007-05-28 | - | - | - | - | - | - | - | N | TBC | TBC | N | N/A | TBC | 2020-07-14
| TBC | Santander | William St - Britoil. Gen2 | Ground Floor | 301 St Vincents St | Glasgow | Glasgow City | G2 5HN | Scotland | 258188 | 665564 | West George St B | N/A | West George St B | TBC | SP Distribution Ltd | Fossil oil | Engine (combustion / reciprocating) | No |  | N/A | 3 | - | - | - | - | - | - | - | - | - | - | - | - | No | Connected | 3 | TBC | TBC | TBC | TBC | 2007-05-28 | - | - | - | - | - | - | - | N | TBC | TBC | N | N/A | TBC | 2020-07-14
| N/A | Energiekontor UK Ltd | Wind Kilnair | Land at Glenshimmeroch Hill and Kilnair Hill | St Johns Town of Dalry | Castle Douglas | Dumfries and Galloway | DG7 3XL | Scotland | 265831 | 586615 | Dumfries | N/A | TBC | 33 | SP Distribution Ltd | Wind | Onshore wind turbines | No |  | N/A | 24 | - | - | - | - | - | - | - | - | - | - | - | - | No | Accepted to connect | - | - | - | - | - | - | 48 | TBC | TBC | TBC | TBC | TBC | TBC | N | TBC | TBC | N | N/A | TBC | 2020-09-14
| N/A | Energiekontor | Windy Edge Wind Farm | Land North East And North West Of Farmhouse Braidlie | Windy Edge | Hawick | Scottish Borders | TD9 0SD | Scotland | 349251 | 592241 | Chapelcross | N/A | TBC | TBC | SP Distribution Ltd | Wind | Onshore wind turbines | No |  | N/A | 27 | - | - | - | - | - | - | - | - | - | - | - | - | No | Accepted to connect | - | - | - | - | - | - | 27 | TBC | TBC | TBC | TBC | TBC | TBC | N | TBC | TBC | N | N/A | TBC | 2020-07-14
| 1800060841906 | No Info. | Woodbank Farm | Woodbank Farm Wind Turbine | Windygates | Leven | Fife | KY8 5RU | Scotland | 333912 | 698835 | Leven | N/A | Leven | 11 | SP Distribution Ltd | Wind | Onshore wind turbines | No |  | N/A | 1.5 | - | - | - | - | - | - | - | - | - | - | - | - | No | Connected | 1.5 | TBC | TBC | TBC | TBC | 2016-09-22 | - | - | - | - | - | - | - | N | TBC | TBC | N | N/A | TBC | 2020-09-14
| 1800060725712 | Energised Environments Limited | Woodlands Farm Wind Turbine | Woodlands Farm |  | Lanark | South Lanarkshire | ML11 0HQ | Scotland | 279826 | 639404 | Linnmill | N/A | Lesmahagow | 11 | SP Distribution Ltd | Wind | Onshore wind turbines | No |  | N/A | 1.4 | - | - | - | - | - | - | - | - | - | - | - | - | No | Connected | 1.4 | TBC | TBC | TBC | TBC | 2017-05-01 | - | - | - | - | - | - | - | N | TBC | TBC | N | N/A | TBC | 2020-07-14
| 1800060829528 | Bluefield Services Ltd | Wormit Pv Park | Wormit Pv Park | Kilmany Road | Wormit Newport-On-Tay | Dumfries and Galloway | DG6 8RE | Scotland | 340703 | 725248 | Cupar | N/A | Forgan | 11 | SP Distribution Ltd | Solar | Photovoltaic | No |  | N/A | 4 | - | - | - | - | - | - | - | - | - | - | - | - | No | Connected | 4 | TBC | TBC | TBC | TBC | 2016-05-14 | - | - | - | - | - | - | - | N | TBC | TBC | N | N/A | TBC | 2020-09-14
| 1800060539020 | Sse | Wyndford Estate Chp (Kilmair Place Generator) | "WYNDFORD ESTATE DISTRICT HEATING, CHP" | Off Wyndford Road | Glasgow | Glasgow City | G20 8DZ | Scotland | 256593 | 668352 | Killermont | N/A | Shawpark St | 11 | SP Distribution Ltd | Other | Other | Yes |  | TBC | 1.03 | - | - | - | - | - | - | - | - | - | - | - | - | No | Connected | 1.03 | TBC | TBC | TBC | TBC | 2012-11-20 | - | - | - | - | - | - | - | N | TBC | TBC | N | N/A | TBC | 2020-09-14
| 1300060269895 | NETWORK RAIL | MANWEB SUBSTATION SHAW ROAD SPEKE LIVERPOOL MERSEYSIDE | Manweb Substation Shaw Road | Speke | Liverpool | Merseyside | L24 9JT | England | 343645 | 384233 | 02/4384/017/G-SPEKE GRID | TBC | N/A | 33 | SP Manweb plc | Other | Other | No |  | TBC | 2 | - | - | - | - | - | - | - | - | - | - | - | - | No | Connected | 2 | TBC | TBC | TBC | TBC | 2011-03-11 | - | - | - | - | - | - | - | N | TBC | TBC | N | N/A | TBC | 2020-09-14
| 1300060386442 | SPPS | Abbotsmoor Farm | Potato Store, Abbotsmoor Farm | Haughton | Oswestry | Shropshire | SY10 9NU | England | 337451 | 327233 | LEGACY | LEGACY LOCAL GT2 / NEWTOWN GT2 / OSWESTRY GT5 / OSWESTRY GT8 / WELSHPOOL GT1 / WHITCHURCH GT1 | WEST FELTON | 11 | SP Manweb plc | Biofuel - Biogas from anaerobic digestion (excluding landfill & sewage) | Gas turbine (OCGT) | No |  | N/A | 1.5 | - | - | - | - | - | - | - | - | - | - | - | - | No | Connected | 1.5 | TBC | TBC | TBC | TBC | 2012-11-30 | - | - | - | - | - | - | - | N | TBC | TBC | N | N/A | TBC | 2020-11-11
| N/A | TBC | Aber Park | Aber Park | Aber Road | Flint | Flintshire | CH6 5EX | Wales | 323817 | 373260 | CONNAHS QUAY - PENTIR - ST ASAPH | BRYMBO GT2 / HAWARDEN GT2 / HOLYWELL GT2 | BRYMBO GT2 / HAWARDEN GT2 / HOLYWELL GT2 | TBC | SP Manweb plc | Fossil - Gas | Gas turbine (OCGT) | No |  | N/A | 2.5 | - | - | - | - | - | - | - | - | - | - | - | - | No | Accepted to connect | - | - | - | - | - | - | 2.5 | TBC | TBC | TBC | TBC | TBC | TBC | N | TBC | TBC | N | N/A | TBC | 2020-09-14
| N/A | Conrad Energy | Aber Park Gas Generation | Conrad Energy - Flint Power Generation Plant - Aber Park | Aber Road | Flint | Flintshire | CH6 5EX | England | 323817 | 373260 | CONNAHS QUAY - PENTIR - ST ASAPH | BRYMBO GT2 / HAWARDEN GT2 / HOLYWELL GT2 | BRYMBO GT2 / HAWARDEN GT2 / HOLYWELL GT2 | TBC | SP Manweb plc | Fossil - Gas | Gas turbine (OCGT) | No |  | N/A | 5 | - | - | - | - | - | - | - | - | - | - | - | - | No | Accepted to connect | - | - | - | - | - | - | 5 | TBC | TBC | TBC | TBC | TBC | TBC | N | TBC | TBC | N | N/A | TBC | 2020-09-14
| 1300060584448 | Abp Ellesmere | Abp Ellesmere Abbatoir | Abp Ellesmere - The Abattoir | Hordley | Ellesmere | Shropshire | SY12 9BL | England | 339586 | 328910 | LEGACY | LEGACY LOCAL GT2 / NEWTOWN GT2 / OSWESTRY GT5 / OSWESTRY GT8 / WELSHPOOL GT1 / WHITCHURCH GT1 | LEGACY LOCAL GT2 / NEWTOWN GT2 / OSWESTRY GT5 / OSWESTRY GT8 / WELSHPOOL GT1 / WHITCHURCH GT1 | 11 | SP Manweb plc | Biomass | Other | No |  | N/A | 1.16 | - | - | - | - | - | - | - | - | - | - | - | - | No | Connected | 1.16 | TBC | TBC | TBC | TBC | 2015-09-14 | - | - | - | - | - | - | - | N | TBC | TBC | N | N/A | TBC | 2020-09-14
| 1300060628946 | Lightsource Renewable Development Limited | Acrefair Solar Park | Acrefair Solar Park | Acrefair | Penycae | Wrexham | LL14 1TU | Wales | 328238 | 343877 | LEGACY | LEGACY LOCAL GT2 / NEWTOWN GT2 / OSWESTRY GT5 / OSWESTRY GT8 / WELSHPOOL GT1 / WHITCHURCH GT1 | RUABON T1 | 33 | SP Manweb plc | Solar | Photovoltaic | No |  | N/A | 3.75 | - | - | - | - | - | - | - | - | - | - | - | - | No | Connected | 3.75 | TBC | TBC | TBC | TBC | 2015-12-22 | - | - | - | - | - | - | - | N | TBC | TBC | N | N/A | TBC | 2020-09-14
| TBC | Airbus | Airbus | Airbus | Broughton | Chester | Cheshire | CH4 0DR | Wales | 334613 | 364326 | CONNAHS QUAY - PENTIR - ST ASAPH | BRYMBO GT2 / HAWARDEN GT2 / HOLYWELL GT2 | BRYMBO GT2 / HAWARDEN GT2 / HOLYWELL GT2 | 11 | SP Manweb plc | other | Steam-gas turbine (CCGT) | Yes |  | TBC | 6.2 | - | - | - | - | - | - | - | - | - | - | - | - | No | Connected | 6.2 | TBC | TBC | TBC | TBC | TBC | - | - | - | - | - | - | - | N | TBC | TBC | N | N/A | TBC | 2020-09-14
| TBC | Alder Hey Hospital | Alder Hey | Alder Hey Hospital - Eaton Road | West Derby | Liverpool | Merseyside | L12 2AP | England | 340433 | 391981 | RAINHILL | GATEACRE GT1 / HUYTON GT1 / KIRKBY GT3 / PRESCOT GT1A | N/A | 33 | SP Manweb plc | other | Steam-gas turbine (CCGT) | Yes |  | TBC | 2 | - | - | - | - | - | - | - | - | - | - | - | - | No | Connected | 2 | TBC | TBC | TBC | TBC | TBC | - | - | - | - | - | - | - | N | TBC | TBC | N | N/A | TBC | 2020-09-14
| 1300060499164 | Aldi | Aldi Neston | Aldi Distribution Centre Neston | Chester High Road | Neston | Cheshire | CH64 3TS | England | 331289 | 377434 | BIRKENHEAD | HESWALL GT1 / HOYLAKE GT2 / PRENTON GRID GT3 | BROADGREEN T1 / CROXTETH T1 / EAST PRESCOT RD (FINCH LA) T1 / KNOTTY ASH T1 / LEYFIELD RD T1 | 11 | SP Manweb plc | Solar | Photovoltaic | No |  | N/A | 1 | - | - | - | - | - | - | - | - | - | - | - | - | No | Connected | 1 | TBC | TBC | TBC | TBC | 2014-03-24 | - | - | - | - | - | - | - | N | TBC | TBC | N | N/A | TBC | 2020-09-14
| N/A | Gpe Alexandra Park | Alexandra Park | Alexandria Buisness Park | Prescott Road | St Helens | Merseyside | WA10 3HG | England | 349659 | 394616 | RAINHILL | BOLD G2B / RAVENHEAD G1A2 / ST HELENS GT2A | N/A | 33 | SP Manweb plc | Fossil - Gas | Gas turbine (OCGT) | No |  | N/A | 15 | - | - | - | - | - | - | - | - | - | - | - | - | No | Accepted to connect | - | - | - | - | - | - | 15 | TBC | TBC | TBC | TBC | 2017-12-28 | TBC | N | TBC | TBC | N | N/A | TBC | 2020-09-14
| N/A | Task Contractor Solutions | Altcar Battery | Altcar_Battery- Altcar Training Camp | Hightown | Liverpool | Merseyside | L38 7JE | England | 329588 | 404740 | KIRKBY | AINTREE GT1 / FORMBY GT2A / LITHERLAND GT1B | FRESHFIELDS | 11 | SP Manweb plc | Stored Energy | Storage - Electrochemical (Batteries) | No |  | TBC | 10 | - | - | - | - | - | - | - | - | - | - | - | - | No | Accepted to connect | - | - | - | - | - | - | 10 | TBC | TBC | TBC | TBC | TBC | TBC | N | TBC | TBC | N | N/A | TBC | 2020-09-14
| TBC | Mstp Consulting | Altcar Solar Farm | Altcar_Solar_Farm - Altcar Training Camp | Grange Road | Hightown | Liverpool | L37 7JE | England | 329663 | 404715 | KIRKBY | AINTREE GT1 / FORMBY GT2A / LITHERLAND GT1B | FRESHFIELDS | 11 | SP Manweb plc | Solar | Photovoltaic | No |  | N/A | 1.8 | - | - | - | - | - | - | - | - | - | - | - | - | No | Connected | 1.8 | TBC | TBC | TBC | TBC | TBC | - | - | - | - | - | - | - | N | TBC | TBC | N | N/A | TBC | 2020-09-14
| N/A | Innogy Renewables Uk Ltd | Alwens Forest | Alwen Forest | Alwen Reservoir - Cerrigydrudion | Corwen | Denbighshire | LL21 9TT | Wales | 295759 | 353163 | CONNAHS QUAY - PENTIR - ST ASAPH | TBC | TBC | TBC | SP Manweb plc | Wind | Onshore wind turbines | No |  | N/A | 32.5 | - | - | - | - | - | - | - | - | - | - | - | - | No | Accepted to connect | - | - | - | - | - | - | 32.5 | TBC | TBC | TBC | TBC | 2017-12-01 | TBC | N | TBC | TBC | N | N/A | TBC | 2020-07-14
| N/A | Amazon Uk Services / Push Energy | Amazon Omega Business Park | 1 Orion Boulevard | 1 Orion Boulevard | Warrington | Cheshire | WA5 3XA | England | 356255 | 390209 | 03/5887/008/G-SANKEY BRIDGES GRID | TBC | NORTH WEST WATER CAMPUS T1 / NORTH WEST WATER CAMPUS T2 / OMEGA T1 / OMEGA T2 / ORION BOULEVARD T1 | 11 | SP Manweb plc | Solar | Photovoltaic | No |  | N/A | 1.5 | - | - | - | - | - | - | - | - | - | - | - | - | No | Accepted to connect | - | - | - | - | - | - | 1.5 | TBC | TBC | TBC | TBC | TBC | TBC | N | TBC | TBC | N | N/A | TBC | 2020-09-14
| 1300060647610 | Amegni | Amegni Windfarm | Carno Grid (Existing Substation) | Yr Hen Ysgol | Carno | Powys | SY17 5JS | Wales | 294471 | 297042 | LEGACY | N/A | CARNO | 132 | SP Manweb plc | Wind | Onshore wind turbines | No |  | N/A | 15.6 | - | - | - | - | - | - | - | - | - | - | - | - | No | Connected | 15.6 | TBC | TBC | TBC | TBC | Onshore wind turbines | - | - | - | - | - | - | - | N | TBC | TBC | N | N/A | TBC | 2020-09-14
| N/A | TBC | Arkwright Road | Arkwright Road |  | Runcorn | Cheshire | WA7 1NU | England | 353998 | 383141 | FRODSHAM - INCE | DUTTON GT2 / MOORE GT1 / PERCIVAL LA GT1 | DUTTON GT2 / MOORE GT1 / PERCIVAL LA GT1 | TBC | SP Manweb plc | Stored Energy | Storage - Electrochemical (Batteries) | No |  | TBC | 20 | - | - | - | - | - | - | - | - | - | - | - | - | No | Accepted to connect | - | - | - | - | - | - | 20 | TBC | TBC | TBC | TBC | TBC | TBC | N | TBC | TBC | N | N/A | TBC | 2020-07-14
| 1300050931602 | WASTE RECYCLING GROUP LIMITED | Arpley Landfill | Arpley Landfill Site | Gatesworth Ind Estate | Warrington | Cheshire | WA4 6YZ | England | 357300 | 386300 | CARRINGTON - FIDDLERS FERRY | DALLAM GT1 / SANKEY BRIDGES GT1 / SANKEY BRIDGES GT3 / WARRINGTON GT3 / WARRINGTON GT5 | N/A | 33 | SP Manweb plc | Biofuel - Landfill gas | Gas turbine (OCGT) | No |  | N/A | 18 | - | - | - | - | - | - | - | - | - | - | - | - | No | Connected | 18 | TBC | TBC | TBC | TBC | Gas turbine (OCGT) | - | - | - | - | - | - | - | N | TBC | TBC | N | N/A | TBC | 2020-09-14
| TBC | Arrowe Park Hospital | Arrowe Park Hospital | Arrowe Park Hospital | Arrowe Park Road | Upton, Birkenhead | Wirral | CH49 5PE | England | 327212 | 386557 | BIRKENHEAD | HESWALL GT1 / HOYLAKE GT2 / PRENTON GRID GT3 | N/A | 33 | SP Manweb plc | other | Steam-gas turbine (CCGT) | Yes |  | TBC | 2.1 | - | - | - | - | - | - | - | - | - | - | - | - | No | Connected | 2.1 | TBC | TBC | TBC | TBC | TBC | - | - | - | - | - | - | - | N | TBC | TBC | N | N/A | TBC | 2020-09-14
| 1300060707507 | Beaufort Road | Beaufort Road | Beaufort Road | Cavendish Warf | Birkenhead | Wirral | CH41 1HQ | England | 330370 | 390106 | BIRKENHEAD | WALLASEY GT1 / WALLASEY GT2 / WOODSIDE GT2 | N/A | 33 | SP Manweb plc | Fossil - Gas | Gas turbine (OCGT) | No |  | N/A | 20 | - | - | - | - | - | - | - | - | - | - | - | - | No | Connected | 20 | TBC | TBC | TBC | TBC | TBC | - | - | - | - | - | - | - | N | TBC | TBC | N | N/A | TBC | 2020-09-14
| N/A | Bersham (Glenside) Ltd | Bersham Colliery Generation | Bersham Colliery | Rhostyllen | Wrexham | Wrexham | LL34 3EG | Wales | 331358 | 348041 | LEGACY | BRYMBO GT1 / LEGACY LOCAL GT1 / MARCHWIEL GT1 / MARCHWIEL GT2 / WREXHAM GT1 | BRYMBO GT1 / LEGACY LOCAL GT1 / MARCHWIEL GT1 / MARCHWIEL GT2 / WREXHAM GT1 | TBC | SP Manweb plc | Biofuel - Landfill gas | Gas turbine (OCGT) | No |  | N/A | 20 | - | - | - | - | - | - | - | - | - | - | - | - | No | Accepted to connect | - | - | - | - | - | - | 20 | TBC | TBC | TBC | TBC | TBC | TBC | N | TBC | TBC | N | N/A | TBC | 2020-09-14
| 1300050649336 | Bhp Billiton | Bhp Billiton | Station Road | Talacre | Holywell | Clwyd | CH8 9RD | Wales | 312102 | 384408 | CONNAHS QUAY - PENTIR - ST ASAPH | HOLYWELL GT1 / RHYL GT1 / ST ASAPH GT2 / ST ASAPH GT4 | N/A | 33 | SP Manweb plc | Fossil - Gas | Gas turbine (OCGT) | No |  | N/A | 6.5 | - | - | - | - | - | - | - | - | - | - | - | - | No | Connected | 6.5 | TBC | TBC | TBC | TBC | Gas turbine (OCGT) | - | - | - | - | - | - | - | N | TBC | TBC | N | N/A | TBC | 2020-09-14
| 1300060438826 | Biogen Waen | Biogen Waen | Biogen Waen, Holywell Road | Rhuallt | St Asaph | Denbighshire | LL17 0DS | Wales | 304959 | 374970 | CONNAHS QUAY - PENTIR - ST ASAPH | HOLYWELL GT1 / RHYL GT1 / ST ASAPH GT2 / ST ASAPH GT4 | HOLYWELL GT1 / RHYL GT1 / ST ASAPH GT2 / ST ASAPH GT4 | 11 | SP Manweb plc | Biofuel - Biogas from anaerobic digestion (excluding landfill & sewage) | Gas turbine (OCGT) | No |  | N/A | 1.1 | - | - | - | - | - | - | - | - | - | - | - | - | No | Connected | 1.1 | TBC | TBC | TBC | TBC | 2014-08-04 | - | - | - | - | - | - | - | N | TBC | TBC | N | N/A | TBC | 2020-09-14
| 1300060695580 | ADD Renewables No2 Limited | Bootle Data Centre | Bootle Data Centre | Bridle Road | Bootle | Merseyside | L30 1PH | England | 336157 | 397911 | KIRKBY | AINTREE GT1 / FORMBY GT2A / LITHERLAND GT1B | FRESHFIELDS/BURLINGTON AVE | 11 | SP Manweb plc | Fossil oil | Engine (combustion / reciprocating) | No |  | N/A | 3 | - | - | - | - | - | - | - | - | - | - | - | - | No | Connected | 3 | 2.85 | 3 | 2.85 | 3 | Engine (combustion / reciprocating) | - | - | - | - | - | - | - | N | TBC | TBC | N | N/A | TBC | 2020-09-14
| N/A | ADD Renewables No2 Limited | Bootle Data Centre 2 | Essex House | Bridle Road | Bootle | Merseyside | L30 4XE | England | 335814 | 397682 | KIRKBY | AINTREE GT1 / FORMBY GT2A / LITHERLAND GT1B | FRESHFIELDS/BURLINGTON AVE | 33 | SP Manweb plc | Stored Energy | Storage - Electrochemical (Batteries) | No |  | TBC | 11 | - | - | - | - | - | - | - | - | - | - | - | - | No | Accepted to connect | - | - | - | - | - | - | 11 | TBC | TBC | TBC | TBC | 2017-11-29 | TBC | N | TBC | TBC | N | N/A | TBC | 2020-09-14
| N/A | Add Renewables No2 Limited | Bootle Data Centre Local | Essex House | Bridle Road | Bootle | Merseyside | L30 4XE | England | 335814 | 397682 | KIRKBY | AINTREE GT1 / FORMBY GT2A / LITHERLAND GT1B | FRESHFIELDS/BURLINGTON AVE | 33 | SP Manweb plc | Stored Energy | Storage - Electrochemical (Batteries) | No |  | TBC | 3 | - | - | - | - | - | - | - | - | - | - | - | - | No | Accepted to connect | - | - | - | - | - | - | 3 | TBC | TBC | TBC | TBC | TBC | TBC | N | TBC | TBC | N | N/A | TBC | 2020-09-14
| N/A | Borras Hall Farm | Borras Hall Farm | Borras Farm | Borras Road | Wrexham | Wrexham | LL13 9TR | Wales | 335356 | 352506 | LEGACY | BRYMBO GT1 / LEGACY LOCAL GT1 / MARCHWIEL GT1 / MARCHWIEL GT2 / WREXHAM GT1 | BRYMBO GT1 / LEGACY LOCAL GT1 / MARCHWIEL GT1 / MARCHWIEL GT2 / WREXHAM GT1 | TBC | SP Manweb plc | Fossil oil | Engine (combustion / reciprocating) | No |  | N/A | 16 | - | - | - | - | - | - | - | - | - | - | - | - | No | Accepted to connect | - | - | - | - | - | - | 16 | TBC | TBC | TBC | TBC | 2017-02-16 | TBC | N | TBC | TBC | N | N/A | TBC | 2020-07-14
| 1300054624405 | REG Windpower (previously Cornwall Light and Power) | Braich Ddu Wind Farm | Braich Ddu Wind Cluster, Braich Ddu | Glan Yr Afon | Corwen | Denbighshire | LL21 0HF | Wales | 267500 | 301500 | TRAWSFYNYDD | FOUR CROSSES GT2 / MAENTWROG GT1 / MAENTWROG GT2 | N/A | 33 | SP Manweb plc | Wind | Onshore wind turbines | No |  | N/A | 4.5 | - | - | - | - | - | - | - | - | - | - | - | - | No | Connected | 4.5 | TBC | TBC | TBC | TBC | 2007-08-31 | - | - | - | - | - | - | - | N | TBC | TBC | N | N/A | TBC | 2020-09-14
| 1300060785453 | Brenig | Brenig | Land East Of Llyn Brenig | Nantgyln | Denbigh | Denbighshire | LL16 5RN | Wales | 299481 | 357920 | CONNAHS QUAY - PENTIR - ST ASAPH | HOLYWELL GT1 / RHYL GT1 / ST ASAPH GT2 / ST ASAPH GT4 | N/A | 33 | SP Manweb plc | Wind | Onshore wind turbines | No |  | N/A | 37.6 | - | - | - | - | - | - | - | - | - | - | - | - | No | Connected | 37.6 | TBC | TBC | TBC | TBC | 2018-10-15 | - | - | - | - | - | - | - | N | TBC | TBC | N | N/A | TBC | 2020-09-14
| 1300051060981 | Npower Cogen Ltd | Bridgewater Paper | Bridgewater Division | North Road | Ellesmere Port | Wirral | CH65 1AF | England | 339060 | 378391 | CAPENHURST | N/A | BRIDGEWATER PAPER | 132 | SP Manweb plc | Fossil - Gas | Gas turbine (OCGT) | No |  | N/A | 90 | - | - | - | - | - | - | - | - | - | - | - | - | No | Connected | 90 | TBC | TBC | TBC | TBC | TBC | - | - | - | - | - | - | - | N | TBC | TBC | N | N/A | TBC | 2020-09-14
| 1300054913616 | BROOKHILL LANDFILL SITE | Brookhill Landfill | Pinfold Industrial Estate | Brookhill Way | Buckley | Flintshire | CH7 3PS | Wales | 327851 | 365304 | CONNAHS QUAY - PENTIR - ST ASAPH | CASTLE CEMENT GT1 / HAWARDEN GT1 / SALTNEY GT1 / SALTNEY G2B | CASTLE CEMENT GT1 / HAWARDEN GT1 / SALTNEY GT1 / SALTNEY G2B | 11 | SP Manweb plc | Biofuel - Landfill gas | Gas turbine (OCGT) | No |  | N/A | 1 | - | - | - | - | - | - | - | - | - | - | - | - | No | Connected | 1 | TBC | TBC | TBC | TBC | TBC | - | - | - | - | - | - | - | N | TBC | TBC | N | N/A | TBC | 2020-09-14
| 1300060648604 | 33KV Limited | Bryn Bachau | Bryn Bachau Solar Farm | Bryn Bachau | Pwllheli | Gwynedd | LL53 6RQ | Wales | 243136 | 336998 | TRAWSFYNYDD | FOUR CROSSES GT2 / MAENTWROG GT1 / MAENTWROG GT2 | BUTLINS T1 | 11 | SP Manweb plc | Solar | Photovoltaic | No |  | N/A | 4.2 | - | - | - | - | - | - | - | - | - | - | - | - | No | Connected | 4.2 | TBC | TBC | TBC | TBC | 2016-03-29 | - | - | - | - | - | - | - | N | TBC | TBC | N | N/A | TBC | 2020-11-11
| N/A | Njord Energy | Bryn Blaen Wind Farm | Land North Of The Village Of Llangurig In Powys |  | Llangurig | Powys | SY18 6SL | Wales | 291676 | 281370 | 10/8080/001/G- CEFN CROES GRID | TBC | MOCHDRE T1 | TBC | SP Manweb plc | Wind | Onshore wind turbines | No |  | N/A | 13.8 | - | - | - | - | - | - | - | - | - | - | - | - | No | Accepted to connect | - | - | - | - | - | - | 13.8 | TBC | TBC | TBC | TBC | TBC | TBC | N | TBC | TBC | N | N/A | TBC | 2020-07-14
| TBC | Renewable Development Company Ltd | Bryn Du | Bryn Du Hills | South Of A44 At Pont Rydgaled | Llanidloes | Powys | SY18 6SY | Wales | 284000 | 281000 | 10/8080/001/G- CEFN CROES GRID | TBC | MOCHDRE T1 | TBC | SP Manweb plc | Wind | Onshore wind turbines | No |  | N/A | 16.4 | - | - | - | - | - | - | - | - | - | - | - | - | No | Connected | 16.4 | TBC | TBC | TBC | TBC | 2005-04-01 | - | - | - | - | - | - | - | N | TBC | TBC | N | N/A | TBC | 2020-08-14
| N/A | TBC | Bryn Plentyn Farm | Albert Mews | Albert Road | Oswestry | Shropshire | SY11 1LP | England | 332995 | 329393 | LEGACY | LEGACY LOCAL GT2 / NEWTOWN GT2 / OSWESTRY GT5 / OSWESTRY GT8 / WELSHPOOL GT1 / WHITCHURCH GT1 | LEGACY LOCAL GT2 / NEWTOWN GT2 / OSWESTRY GT5 / OSWESTRY GT8 / WELSHPOOL GT1 / WHITCHURCH GT1 | TBC | SP Manweb plc | Solar | Photovoltaic | No |  | N/A | 1 | - | - | - | - | - | - | - | - | - | - | - | - | No | Accepted to connect | - | - | - | - | - | - | 1 | TBC | TBC | TBC | TBC | TBC | TBC | N | TBC | TBC | N | N/A | TBC | 2020-08-14
| 1300052359452 | Sundorne Products (Llanidloes) Limited | Bryn Posteg Landfill | Tylwch Road |  | Llanidloes | Powys | SY18 6JJ | Wales | 296710 | 282269 | LEGACY | LEGACY LOCAL GT2 / NEWTOWN GT2 / OSWESTRY GT5 / OSWESTRY GT8 / WELSHPOOL GT1 / WHITCHURCH GT1 | LEGACY LOCAL GT2 / NEWTOWN GT2 / OSWESTRY GT5 / OSWESTRY GT8 / WELSHPOOL GT1 / WHITCHURCH GT1 | 11 | SP Manweb plc | Biofuel - Landfill gas | Gas turbine (OCGT) | No |  | N/A | 2.13 | - | - | - | - | - | - | - | - | - | - | - | - | No | Connected | 2.13 | TBC | TBC | TBC | TBC | TBC | - | - | - | - | - | - | - | N | TBC | TBC | N | N/A | TBC | 2020-09-14
| 1300060563759 | Quintas Energy UK | Bryn-Yr-Odin Solar Park | Bryn Yr Odyn | BODORGAN | ANGLESEY | Anglesey | LL62 5DE | Wales | 239600 | 373400 | WYLFA | AMLWCH GT1 / CAERGEILIOG GT1 | N/A | 33 | SP Manweb plc | Solar | Photovoltaic | No |  | N/A | 15 | - | - | - | - | - | - | - | - | - | - | - | - | No | Connected | 15 | TBC | TBC | TBC | TBC | 2015-02-28 | - | - | - | - | - | - | - | N | TBC | TBC | N | N/A | TBC | 2020-11-11
| 1300037983987 | Export Portfolio | Buckley Landfill | Standard Landfill Site | Spencers Ind Estate | Buckley | Clwyd | CH7 3LY | Wales | 328992 | 364936 | CONNAHS QUAY - PENTIR - ST ASAPH | CASTLE CEMENT GT1 / HAWARDEN GT1 / SALTNEY GT1 / SALTNEY G2B | CASTLE CEMENT GT1 / HAWARDEN GT1 / SALTNEY GT1 / SALTNEY G2B | 11 | SP Manweb plc | Biofuel - Landfill gas | Gas turbine (OCGT) | No |  | N/A | 1.125 | - | - | - | - | - | - | - | - | - | - | - | - | No | Connected | 1.125 | TBC | TBC | TBC | TBC | Gas turbine (OCGT) | - | - | - | - | - | - | - | N | TBC | TBC | N | N/A | TBC | 2020-09-14
| TBC | Orsted (formerly Dong Energy) | Burbo Bank | Burbo Flats (Offshore) | Liverpool Bay (6.4Km From Sefton Coatline, 7.2Km From North Wirral) | Liverpool | Wirral | CH43 E3Q | England | 329902 | 391199 | BIRKENHEAD | TBC | N/A | 132 | SP Manweb plc | Wind | Offshore wind turbines | No |  | N/A | 90 | - | - | - | - | - | - | - | - | - | - | - | - | No | Connected | 90 | TBC | TBC | TBC | TBC | 2007-10-18 | - | - | - | - | - | - | - | N | TBC | TBC | N | N/A | TBC | 2020-11-11
| N/A | Ørsted | Burbo Bank Energy Storage | Burbo Banks Electricity Sub Station | Breck Road | Poulton-le-Flyde | Lancashire | CH43 3EQ | England | 329964 | 391134 | 05/2991/009/G-WALLASEY GRID | WALLASEY GT1 / WALLASEY GT2 / WOODSIDE GT2 | GILBROOK DOCK T1 / HILL RD T1 / MOBIL OIL (WALLASEY) T1 | 11 | SP Manweb plc | Stored Energy | Storage - Electrochemical (Batteries) | No |  | TBC | 2 | - | - | - | - | - | - | - | - | - | - | - | - | No | Accepted to connect | - | - | - | - | - | - | 2 | TBC | TBC | TBC | TBC | TBC | TBC | N | TBC | TBC | N | N/A | TBC | 2020-07-14
| N/A | Broad Energy Wales Ltd | Buttington Quarry | Buttington Quarry, A458T From Junction With Criggion Lane Trewern To Buttington Cross | Buttington | Welshpool | Powys | SY21 8SZ | Wales | 327070 | 310472 | LEGACY | LEGACY LOCAL GT2 / NEWTOWN GT2 / OSWESTRY GT5 / OSWESTRY GT8 / WELSHPOOL GT1 / WHITCHURCH GT1 | LEGACY LOCAL GT2 / NEWTOWN GT2 / OSWESTRY GT5 / OSWESTRY GT8 / WELSHPOOL GT1 / WHITCHURCH GT1 | TBC | SP Manweb plc | Fossil - Gas | Gas turbine (OCGT) | No |  | N/A | 12.5 | - | - | - | - | - | - | - | - | - | - | - | - | No | Accepted to connect | - | - | - | - | - | - | 12.5 | TBC | TBC | TBC | TBC | TBC | TBC | N | TBC | TBC | N | N/A | TBC | 2020-09-14
| N/A | TBC | Caergeiliog Solar Farm | Caergeiliog Farm, Lon Bach | Caergeiliog | Holyhead | Anglesey | LL65 3NN | Wales | 231498 | 378064 | WYLFA | AMLWCH GT1 / CAERGEILIOG GT1 | AMLWCH GT1 / CAERGEILIOG GT1 | TBC | SP Manweb plc | Solar | Photovoltaic | No |  | N/A | 49.2 | - | - | - | - | - | - | - | - | - | - | - | - | No | Accepted to connect | - | - | - | - | - | - | 49.2 | TBC | TBC | TBC | TBC | 2014-04-04 | TBC | N | TBC | TBC | N | N/A | TBC | 2020-07-14
| N/A | TBC | Cammel Laird | Cammel Laird - Campbeltown Road | Tranmere | Birkenhead | Wirral | CH41 9HP | England | 332882 | 387426 | BIRKENHEAD | PRENTON GRID GT1 / ROCK FERRY GT1 | PRENTON GRID GT1 / ROCK FERRY GT1 | TBC | SP Manweb plc | Fossil - Gas | Gas turbine (OCGT) | No |  | N/A | 20 | - | - | - | - | - | - | - | - | - | - | - | - | No | Accepted to connect | - | - | - | - | - | - | 20 | TBC | TBC | TBC | TBC | TBC | TBC | N | TBC | TBC | N | N/A | TBC | 2020-09-14
| N/A | Shawton Engineering | Carnegie Rd 40 | Carnegie Road | Tuebrook | Liverpool | Merseyside | L13 7HH | England | 338451 | 391858 | LISTER DRIVE | BURLINGTON ST GT2 / LISTER DV B GT1 / PARADISE ST GT1 | N/A | 33 | SP Manweb plc | Stored Energy | Storage - Electrochemical (Batteries) | No |  | TBC | 40 | - | - | - | - | - | - | - | - | - | - | - | - | No | Accepted to connect | - | - | - | - | - | - | 40 | TBC | TBC | TBC | TBC | TBC | TBC | N | TBC | TBC | N | N/A | TBC | 2020-09-14
| 1300060824838 | Shaw-Energi Ltd | Carnegie Road | Carnegie Road | Tuebrook | Liverpool | Merseyside | L13 7HY | England | 338448 | 391860 | LISTER DRIVE | BURLINGTON ST GT2 / LISTER DV B GT1 / PARADISE ST GT1 | N/A | 33 | SP Manweb plc | Stored Energy | Storage - Electrochemical (Batteries) | No |  | TBC | 20 | - | - | - | - | - | - | - | - | - | - | - | - | No | Connected | 20 | TBC | TBC | TBC | TBC | 2018-12-24 | - | - | - | - | - | - | - | N | TBC | TBC | N | N/A | TBC | 2020-09-14
| 1300037983904 | Fossil Purchasing Agency | Carno A | Caersws | Caersws | Carno | Powys | SY17 5LE | Wales | 293000 | 295000 | LEGACY | N/A | CARNO | 132 | SP Manweb plc | Wind | Onshore wind turbines | No |  | N/A | 16 | - | - | - | - | - | - | - | - | - | - | - | - | No | Connected | 16 | TBC | TBC | TBC | TBC | 1996-10-01 | - | - | - | - | - | - | - | N | TBC | TBC | N | N/A | TBC | 2020-07-14
| 1300037983922 | Fossil Purchasing Agency | Carno B | Carno B Windfarm | Caersws | Carno | Powys | SY17 5LE | Wales | 291053 | 295836 | LEGACY | N/A | CARNO | 132 | SP Manweb plc | Wind | Onshore wind turbines | No |  | N/A | 16 | - | - | - | - | - | - | - | - | - | - | - | - | No | Connected | 16 | TBC | TBC | TBC | TBC | 1996-10-01 | - | - | - | - | - | - | - | N | TBC | TBC | N | N/A | TBC | 2020-07-14
| N/A | Vortex (Formerly Sunedison) | Cefn Cae For | Cefn Caer For | Gwalchmai | Holyhead | Anglesey | LL65 4SF | Wales | 239589 | 374868 | 08/3078/001/G-CAERGEILIOG GRID | BANGOR GT2 / CAERNARFON GT2 | PARC MENAI T1 | 11 | SP Manweb plc | Solar | Photovoltaic | No |  | N/A | 5 | - | - | - | - | - | - | - | - | - | - | - | - | No | Accepted to connect | - | - | - | - | - | - | 5 | TBC | TBC | TBC | TBC | TBC | TBC | N | TBC | TBC | N | N/A | TBC | 2020-07-14
| 1300053466387 | Cambrian Wind Energy Ltd | Cefn Croes A | Cefn Croes Nffo 4 Export - Cefn Croes Windfarm | Ponterwyd | Aberystwyth | Ceredigion | SY23 3LB | Wales | 281000 | 280000 | SWANSEA NORTH | TBC | N/A | 33 | SP Manweb plc | Wind | Onshore wind turbines | No |  | N/A | 45 | - | - | - | - | - | - | - | - | - | - | - | - | No | Connected | 45 | TBC | TBC | TBC | TBC | 2005-01-25 | - | - | - | - | - | - | - | N | TBC | TBC | N | N/A | TBC | 2020-09-14
| 1300053466369 | Nfpa Export (Cemg) | Cefn Croes B | Cefn Croes Nffo 3 Export | Cefn Croes Windfarm | Ponterwyd | Aberystwyth | SY23 3LB | Wales | 276289 | 281343 | SWANSEA NORTH | TBC | N/A | 33 | SP Manweb plc | Wind | Onshore wind turbines | No |  | N/A | 13.85 | - | - | - | - | - | - | - | - | - | - | - | - | No | Connected | 13.85 | TBC | TBC | TBC | TBC | TBC | - | - | - | - | - | - | - | N | TBC | TBC | N | N/A | TBC | 2020-07-14
| 1300060790700 | Prime Energy Development | Cefyn Mawr | Cefyn Mawr Diesel Power Station | Old Sontley Farm | Sontley | Wrexham | LL13 0WY | Wales | 333057 | 346796 | LEGACY | LEGACY LOCAL GT2 / NEWTOWN GT2 / OSWESTRY GT5 / OSWESTRY GT8 / WELSHPOOL GT1 / WHITCHURCH GT1 | N/A | 33 | SP Manweb plc | Fossil oil | Engine (combustion / reciprocating) | No |  | N/A | 20 | - | - | - | - | - | - | - | - | - | - | - | - | No | Connected | 20 | TBC | TBC | TBC | TBC | Engine (combustion / reciprocating) | - | - | - | - | - | - | - | N | TBC | TBC | N | N/A | TBC | 2020-11-11
| 1300038004491 | Vestas | Cemmaes B | Cemmaes Windfarm B | Bryn Meurig | Cemmaes | Powys | SY20 9PZ | Wales | 287000 | 308000 | TRAWSFYNYDD | FOUR CROSSES GT2 / MAENTWROG GT1 / MAENTWROG GT2 | N/A | 33 | SP Manweb plc | Wind | Onshore wind turbines | No |  | N/A | 4.878 | - | - | - | - | - | - | - | - | - | - | - | - | No | Connected | 4.878 | TBC | TBC | TBC | TBC | 2002-02-01 | - | - | - | - | - | - | - | N | TBC | TBC | N | N/A | TBC | 2020-09-14
| 1300052122859 | Vestas | Graig Cemmaes Road Machynlleth Powys | Graig | Cemmaes Road | Machynlleth | Powys | SY20 8JZ | Wales | 286800 | 306000 | FOUR CROSSES GT2 / MAENTWROG GT1 / MAENTWROG GT2 | TBC | N/A | 33 | SP Manweb plc | Wind | Onshore wind turbines | No |  | N/A | 12.5 | - | - | - | - | - | - | - | - | - | - | - | - | No | Connected | 12.5 | TBC | TBC | TBC | TBC | 2002-02-23 | - | - | - | - | - | - | - | N | TBC | TBC | N | N/A | TBC | 2020-07-14
| 1300060263839 | Nestle Uk Ltd | Cereal Partners | Port Causeway |  | Bromborough | Wirral | CH62 4TH | England | 334953 | 383594 | BIRKENHEAD | BROMBOROUGH GT3 / ROCK FERRY GT2 | CEREAL PARTNERS | 11 | SP Manweb plc | Other | Steam-gas turbine (CCGT) | Yes |  | TBC | 4.6 | - | - | - | - | - | - | - | - | - | - | - | - | No | Connected | 4.6 | TBC | TBC | TBC | TBC | TBC | - | - | - | - | - | - | - | N | TBC | TBC | N | N/A | TBC | 2020-09-14
| N/A | TBC | Cew | Cew - Merton St |  | St Helens | Merseyside | WA9 1HU | England | 352164 | 396142 | RAINHILL | BOLD G2B / RAVENHEAD G1A2 / ST HELENS GT2A | CEW | 33 | SP Manweb plc | Biomass | Other | No |  | N/A | 11 | - | - | - | - | - | - | - | - | - | - | - | - | No | Accepted to connect | - | - | - | - | - | - | 11 | TBC | TBC | TBC | TBC | TBC | TBC | N | TBC | TBC | N | N/A | TBC | 2020-09-14
| N/A | Engie | Cf Fertilizer Site | Cf Fertilisers Uk Ltd | Grinsome Road | Ince | Cheshire | CH2 4LB | England | 347540 | 376597 | FRODSHAM - INCE | TBC | ELLESMERE PORT GT2 / INCE LOCAL GT1 / INCE LOCAL GT2 | 33 | SP Manweb plc | Biofuel - Biogas from anaerobic digestion (excluding landfill & sewage) | Data not available | No |  | N/A | 2 | - | - | - | - | - | - | - | - | - | - | - | - | No | Accepted to connect | - | - | - | - | - | - | 2 | TBC | TBC | TBC | TBC | TBC | TBC | N | TBC | TBC | N | N/A | TBC | 2020-07-14
| 1300060657840 | Lightsource Asset Management Limited | Charity Farm | Charity Farm - Marton | Myddle | Shrewsbury | Shropshire | SY4 5TB | England | 345545 | 325520 | LEGACY | LEGACY LOCAL GT2 / NEWTOWN GT2 / OSWESTRY GT5 / OSWESTRY GT8 / WELSHPOOL GT1 / WHITCHURCH GT1 | N/A | 33 | SP Manweb plc | Solar | Photovoltaic | No |  | N/A | 11 | - | - | - | - | - | - | - | - | - | - | - | - | No | Connected | 11 | TBC | TBC | TBC | TBC | 2016-08-02 | - | - | - | - | - | - | - | N | TBC | TBC | N | N/A | TBC | 2020-11-11
| N/A | Aton Energy Development Ltd | Chester Battery | Parkgate Road | Mollington | Chester | Cheshire | CH1 6NG | England | 339072 | 369160 | CAPENHURST | CHESTER MAIN GT4 / CRANE BANK GT1 / GUILDEN SUTTON GT1 / SALTNEY G2A | CHESTER MAIN GT4 / CRANE BANK GT1 / GUILDEN SUTTON GT1 / SALTNEY G2A | TBC | SP Manweb plc | Stored Energy | Storage - Electrochemical (Batteries) | No |  | TBC | 25 | - | - | - | - | - | - | - | - | - | - | - | - | No | Accepted to connect | - | - | - | - | - | - | 25 | TBC | TBC | TBC | TBC | 2017-10-25 | TBC | N | TBC | TBC | N | N/A | TBC | 2020-08-14
| N/A | Getrag Ford Liverpool | Cic - Getrag Ford Liverpool | Halewood Plant | Speke Boulevard | Liverpool | Merseyside | L24 9LE | England | 345161 | 383972 | 02/4484/014/G-HALEWOOD GRID | GETRAG (CUSTOMER) | N/A | 33 | SP Manweb plc | Fossil - Gas | Steam-gas turbine (CCGT) | Yes |  | N/A | 3 | - | - | - | - | - | - | - | - | - | - | - | - | No | Accepted to connect | - | - | - | - | - | - | 7 | TBC | TBC | TBC | TBC | 2019-10-14 | TBC | N | TBC | TBC | N | N/A | TBC | 2020-09-14
| N/A | Halton Power | Cic - Halton Power | Halton Power | Halton Brook | Runcorn | Cheshire | WA7 5SB | England | 352196 | 382835 | GS-SJ4981/009 PERCIVAL LANE GRID | TBC | TBC | TBC | SP Manweb plc | Other | Other | No |  | TBC | 5.07 | - | - | - | - | - | - | - | - | - | - | - | - | No | Accepted to connect | - | - | - | - | - | - | 5.07 | TBC | TBC | TBC | TBC | 2019-10-24 | TBC | N | TBC | TBC | N | N/A | TBC | 2020-09-14
| 1300054432110 | CLP Envirogas Limited | Cilgwyn Energy Ltd | Carmel | Carmel | Caernarfon | Gwynedd | LL54 7SF | Wales | 249594 | 353914 | 08/4963/001/G-CAERNARFON GRID | TBC | PARC MENAI T1 | 11 | SP Manweb plc | Biofuel - Landfill gas | Gas turbine (OCGT) | No |  | N/A | 1 | - | - | - | - | - | - | - | - | - | - | - | - | No | Connected | 1 | TBC | TBC | TBC | TBC | 2011-06-29 | - | - | - | - | - | - | - | N | TBC | TBC | N | N/A | TBC | 2020-09-14
| N/A | Clocaenog | Clocaenog | Clocaenog Forest |  | Ruthin | Denbighshire | LL15 | Wales | 300324 | 353682 | CONNAHS QUAY - PENTIR - ST ASAPH | TBC | TBC | TBC | SP Manweb plc | Wind | Onshore wind turbines | No |  | N/A | 96 | - | - | - | - | - | - | - | - | - | - | - | - | No | Accepted to connect | - | - | - | - | - | - | 96 | TBC | TBC | TBC | TBC | TBC | TBC | N | TBC | TBC | N | N/A | TBC | 2020-07-14
| N/A | TBC | Clwyd Close Gas Generation | 2.5Mw Gen - Clwyd Close | Hawarden | Deeside | Flintshire | CH5 3PZ | Wales | 333804 | 364995 | CONNAHS QUAY - PENTIR - ST ASAPH | CASTLE CEMENT GT1 / HAWARDEN GT1 / SALTNEY GT1 / SALTNEY G2B | CASTLE CEMENT GT1 / HAWARDEN GT1 / SALTNEY GT1 / SALTNEY G2B | TBC | SP Manweb plc | Fossil - Gas | Gas turbine (OCGT) | No |  | N/A | 2.5 | - | - | - | - | - | - | - | - | - | - | - | - | No | Accepted to connect | - | - | - | - | - | - | 2.5 | TBC | TBC | TBC | TBC | 2019-11-11 | TBC | N | TBC | TBC | N | N/A | TBC | 2020-09-14
| 1300060689442 | WindCare Ltd | Whitchurch Biogas | Broughalls Field Farm | Shakespeare Way | Whitchurch | Hampshire | SY13 4DE | England | 355602 | 340776 | LEGACY | LEGACY LOCAL GT2 / NEWTOWN GT2 / OSWESTRY GT5 / OSWESTRY GT8 / WELSHPOOL GT1 / WHITCHURCH GT1 | LEGACY LOCAL GT2 / NEWTOWN GT2 / OSWESTRY GT5 / OSWESTRY GT8 / WELSHPOOL GT1 / WHITCHURCH GT1 | 11 | SP Manweb plc | Biofuel - Biogas from anaerobic digestion (excluding landfill & sewage) | Gas turbine (OCGT) | Yes |  | N/A | 2.4 | - | - | - | - | - | - | - | - | - | - | - | - | No | Connected | 2.4 | TBC | TBC | TBC | TBC | 2017-03-30 | - | - | - | - | - | - | - | N | TBC | TBC | N | N/A | TBC | 2020-11-11
| 1300060579182 | AMP GM003 LTD | Combermere Solar Farm | Combermere_Abbey, Utility Partnership Limited | Whitchurch Road | Newhall | Cheshire | SY13 4AL | England | 360082 | 344837 | CELLARHEAD | COPPENHALL GT1 / CREWE GT1 / CREWE GT2A / CREWE GT4A / RADWAY GREEN GT1 / RADWAY GREEN GT2 / WHITCHURCH GT2 | N/A | 33 | SP Manweb plc | Solar | Photovoltaic | No |  | N/A | 10.696 | - | - | - | - | - | - | - | - | - | - | - | - | No | Connected | 10.696 | TBC | TBC | TBC | TBC | 2015-03-29 | - | - | - | - | - | - | - | N | TBC | TBC | N | N/A | TBC | 2020-11-11
| N/A | TBC | Commercial Road | Commercial Rd | Bromborough | Birkenhead | Wirral | CH62 3NL | England | 335811 | 383217 | BIRKENHEAD | BROMBOROUGH GT3 / ROCK FERRY GT2 | BROMBOROUGH GT3 / ROCK FERRY GT2 | TBC | SP Manweb plc | Fossil - Gas | Gas turbine (OCGT) | No |  | N/A | 20 | - | - | - | - | - | - | - | - | - | - | - | - | No | Accepted to connect | - | - | - | - | - | - | 20 | TBC | TBC | TBC | TBC | TBC | TBC | N | TBC | TBC | N | N/A | TBC | 2020-09-14
| 1300060655071 | Sembcorp Energy UK | Cowley Hill | Cowley Hill Works | Albert Street | St Helens | Merseyside | WA10 2RZ | England | 351161 | 396286 | RAINHILL | RAVENHEAD G1A1 / ST HELENS GT2B / WINDLE GT1 | PILKINGTONS PLATE | 11 | SP Manweb plc | Fossil - Gas | Gas turbine (OCGT) | Yes |  | N/A | 10 | - | - | - | - | - | - | - | - | - | - | - | - | No | Connected | 10 | TBC | TBC | TBC | TBC | 2016-09-30 | - | - | - | - | - | - | - | N | TBC | TBC | N | N/A | TBC | 2020-11-11
| N/A | Iona Capital | Crowland Street | Southport Skip Hire | 55 Crowland Street | Southport | Merseyside | PR9 7RX | England | 336678 | 416725 | 01/3616/005/G-SOUTHPORT GRID | FORMBY GT2B / SOUTHPORT GT1 / SOUTHPORT GT2 | LORD ST T1 / MARSHSIDE T1 / MULLARDS BALMORAL DV T1 / SOUTHPORT T2 | 11 | SP Manweb plc | Biofuel - Biogas from anaerobic digestion (excluding landfill & sewage) | Gas turbine (OCGT) | No |  | N/A | 1.6 | - | - | - | - | - | - | - | - | - | - | - | - | No | Accepted to connect | - | - | - | - | - | - | 1.6 | TBC | TBC | TBC | TBC | TBC | TBC | N | TBC | TBC | N | N/A | TBC | 2020-09-14
| N/A | Stephenson Halliday | Crumps Yard | Crumps Yard | Dock Road, Connors Quay | Deeside | Flintshire | CH5 4DS | Wales | 329707 | 369690 | CONNAHS QUAY - PENTIR - ST ASAPH | CASTLE CEMENT GT1 / HAWARDEN GT1 / SALTNEY GT1 / SALTNEY G2B | CASTLE CEMENT GT1 / HAWARDEN GT1 / SALTNEY GT1 / SALTNEY G2B | TBC | SP Manweb plc | Solar | Photovoltaic | No |  | N/A | 1.5 | - | - | - | - | - | - | - | - | - | - | - | - | No | Accepted to connect | - | - | - | - | - | - | 1.5 | TBC | TBC | TBC | TBC | TBC | TBC | N | TBC | TBC | N | N/A | TBC | 2020-07-14
| TBC | RWE | Cwm Dyli | Cwm Dyli | Nant Gwynant | Beddgelert | Gwynedd | LL55 4NW | Wales | 264723 | 355629 | TRAWSFYNYDD | FOUR CROSSES GT2 / MAENTWROG GT1 / MAENTWROG GT2 | FOUR CROSSES GT2 / MAENTWROG GT1 / MAENTWROG GT2 | TBC | SP Manweb plc | Stored Energy | Storage - Mechanical - Pumped Hydro | No |  | N/A | 10.2 | - | - | - | - | - | - | - | - | - | - | - | - | No | Connected | 10.2 | TBC | TBC | TBC | TBC | TBC | - | - | - | - | - | - | - | N | TBC | TBC | N | N/A | TBC | 2020-09-14
| TBC | TBC | Cwm Rheidol | Cwm Rheidol |  | Aberystwyth | Ceredigion | SY23 3NF | Wales | 270830 | 279290 | SWANSEA NORTH | ABERYSTWYTH GT2 / RHYDLYDAN GT1 | ABERYSTWYTH GT2 / RHYDLYDAN GT1 | TBC | SP Manweb plc | Stored Energy | Storage - Mechanical - Pumped Hydro | No |  | N/A | 1 | - | - | - | - | - | - | - | - | - | - | - | - | No | Connected | 1 | TBC | TBC | TBC | TBC | TBC | - | - | - | - | - | - | - | N | TBC | TBC | N | N/A | TBC | 2020-09-14
| 1300060650278 | Quintas Energy UK | Dairy House Farm 2 | Dairy_House_Farm_2(2.5_Mva) | Main Road | Worleston | Cheshire | CW5 6DN | England | 365834 | 356455 | CELLARHEAD | COPPENHALL GT1 / CREWE GT1 / CREWE GT2A / CREWE GT4A / RADWAY GREEN GT1 / RADWAY GREEN GT2 / WHITCHURCH GT2 | CREWE T1 / LEIGHTON HOSPITAL T1 | 11 | SP Manweb plc | Solar | Photovoltaic | No |  | N/A | 2.5 | - | - | - | - | - | - | - | - | - | - | - | - | No | Connected | 2.5 | TBC | TBC | TBC | TBC | 2016-02-26 | - | - | - | - | - | - | - | N | TBC | TBC | N | N/A | TBC | 2020-11-11
| N/A | TBC | Dg , Paddington Village, Elm Grove, Live | Paddington Village | Elm Grove | Liverpool | Merseyside | L7 3EH | England | 336259 | 390278 | LISTER DRIVE | BURLINGTON ST GT2 / LISTER DV B GT1 / PARADISE ST GT1 | PADDINGTON PLACE | 11 | SP Manweb plc | Fossil - Gas | Steam-gas turbine (CCGT) | Yes |  | N/A | 1 | - | - | - | - | - | - | - | - | - | - | - | - | No | Accepted to connect | - | - | - | - | - | - | 4.4 | TBC | TBC | TBC | TBC | 2019-11-22 | TBC | N | TBC | TBC | N | N/A | TBC | 2020-09-14
| 1300060422287 | Diageo Great Britain Limited | Diageo | Runcorn Packaging Facility | Whitehouse Industrial Estate | Runcorn | Cheshire | WA7 3BE | England | 356167 | 379882 | FRODSHAM - INCE | DUTTON GT2 / MOORE GT1 / PERCIVAL LA GT1 | N/A | 11 | SP Manweb plc | Other | Steam-gas turbine (CCGT) | Yes |  | TBC | 2 | - | - | - | - | - | - | - | - | - | - | - | - | No | Connected | 2 | 1.9 | 2 | TBC | TBC | Steam-gas turbine (CCGT) | - | - | - | - | - | - | - | N | TBC | TBC | N | N/A | TBC | 2020-09-14
| TBC | TBC | Dinas Dam | Dinas Dam - Dinas Reservoir |  | Aberystwyth | Ceredigion | SY23 3JY | Wales | 274288 | 281924 | SWANSEA NORTH | ABERYSTWYTH GT2 / RHYDLYDAN GT1 | ABERYSTWYTH GT2 / RHYDLYDAN GT1 | TBC | SP Manweb plc | Stored Energy | Storage - Mechanical - Pumped Hydro | No |  | N/A | 13.5 | - | - | - | - | - | - | - | - | - | - | - | - | No | Connected | 13.5 | TBC | TBC | TBC | TBC | TBC | - | - | - | - | - | - | - | N | TBC | TBC | N | N/A | TBC | 2020-09-14
| 1300052368838 | Eli Lilly & Co | Dista Products | Eli Lilly Ltd, D21167 Fleming Road | Speke | Liverpool | Merseyside | L24 9LN | England | 343378 | 384546 | RAINHILL | HALEWOOD G1B / HALEWOOD G2B / HALEWOOD GT3 / SPEKE GT1A | N/A | 33 | SP Manweb plc | Fossil oil | Engine (combustion / reciprocating) | No |  | N/A | 10 | - | - | - | - | - | - | - | - | - | - | - | - | No | Connected | 10 | TBC | TBC | TBC | TBC | Engine (combustion / reciprocating) | - | - | - | - | - | - | - | N | TBC | TBC | N | N/A | TBC | 2020-09-14
| TBC | Rwe Innogy Uk | Dolgarrog | Dolgarrog Power Station | Conway Road | Dolgarrog | Conwy | LL32 8QE | Wales | 276988 | 367594 | CONNAHS QUAY - PENTIR - ST ASAPH | COLWYN BAY GT1 / COLWYN BAY GT2 / DOLGARROG GT2 | N/A | 33 | SP Manweb plc | Stored Energy | Storage - Mechanical - Pumped Hydro | No |  | N/A | 39 | - | - | - | - | - | - | - | - | - | - | - | - | No | Connected | 39 | TBC | TBC | TBC | TBC | TBC | - | - | - | - | - | - | - | N | TBC | TBC | N | N/A | TBC | 2020-09-14
| N/A | Innogy | Dolgarrog Hydro Power Station | Dolgarrog Hydro Power Station | Conway Road | Dolgarrog | Conwy | LL32 8QE | Wales | 277022 | 367672 | CONNAHS QUAY - PENTIR - ST ASAPH | COLWYN BAY GT1 / COLWYN BAY GT2 / DOLGARROG GT2 | COLWYN BAY GT1 / COLWYN BAY GT2 / DOLGARROG GT2 | TBC | SP Manweb plc | Stored Energy | Storage - Electrochemical (Batteries) | No |  | TBC | 5 | - | - | - | - | - | - | - | - | - | - | - | - | No | Accepted to connect | - | - | - | - | - | - | 5 | TBC | TBC | TBC | TBC | TBC | TBC | N | TBC | TBC | N | N/A | TBC | 2020-07-14
| TBC | Ørsted | REnescience Northwich | Griffiths Road | Lostock Gralam | Northwich | Cheshire | CW9 7TD | England | 368027 | 374164 | CARRINGTON - FIDDLERS FERRY | TBC | WADE T1 / WADE T2 | TBC | SP Manweb plc | Waste | Other | No |  | N/A | 6 | - | - | - | - | - | - | - | - | - | - | - | - | No | Connected | 6 | TBC | TBC | TBC | TBC | TBC | - | - | - | - | - | - | - | N | TBC | TBC | N | N/A | TBC | 2020-09-14
| 1300060701115 | 33KV Limited | Ebnal Lodge Pv Generation | Land At Ebnal Lodge | Gobowen | Oswestry | Shropshire | SY10 7BL | England | 331810 | 334117 | LEGACY | LEGACY LOCAL GT2 / NEWTOWN GT2 / OSWESTRY GT5 / OSWESTRY GT8 / WELSHPOOL GT1 / WHITCHURCH GT1 | N/A | 33 | SP Manweb plc | Solar | Photovoltaic | No |  | N/A | 5 | - | - | - | - | - | - | - | - | - | - | - | - | No | Connected | 5 | TBC | TBC | TBC | TBC | 2017-03-28 | - | - | - | - | - | - | - | N | TBC | TBC | N | N/A | TBC | 2020-11-11
| 1300060406391 | N W W Plc | Effluent Treatment Wrks | Ellesmere Port E T U | Warrington Road | Ellesmere Port | Wirral | CH65 5DF | England | 341042 | 375587 | FRODSHAM - INCE | ELLESMERE PORT GT2 / INCE LOCAL GT1 / INCE LOCAL GT2 | N/A | 33 | SP Manweb plc | Other | Steam-gas turbine (CCGT) | Yes |  | TBC | 1.2 | - | - | - | - | - | - | - | - | - | - | - | - | No | Connected | 1.2 | TBC | TBC | TBC | TBC | TBC | - | - | - | - | - | - | - | N | TBC | TBC | N | N/A | TBC | 2020-09-14
| N/A | TBC | Eg 3MW John Lennon Liverpool Airport, Sp | John Lennon Liverpool Airport | Speke Hall Avenue | Speke | Merseyside | L24 1YD | England | 343170 | 382688 | 02/4384/017/G-SPEKE GRID | JOHN LENNON AIRPORT | N/A | 33 | SP Manweb plc | Fossil - Gas | Steam-gas turbine (CCGT) | Yes |  | N/A | 3 | - | - | - | - | - | - | - | - | - | - | - | - | No | Accepted to connect | - | - | - | - | - | - | 3 | TBC | TBC | TBC | TBC | 2019-08-28 | TBC | N | TBC | TBC | N | N/A | TBC | 2020-11-12
| 1300060688129 | Utility Consultancy & Engineering Ltd | F Rudd & Sons Chp | Stocks Lane Chp - Stocks Lane | Over Peover | Knutsford | Cheshire | WA16 9EZ | England | 377158 | 374536 | CARRINGTON - FIDDLERS FERRY | ELWORTH GT1 / ELWORTH GT2 / HARTFORD GT1 / KNUTSFORD GT1 / KNUTSFORD GT2 / LOSTOCK GT2 / WINSFORD GT1 | ELWORTH GT1 / ELWORTH GT2 / HARTFORD GT1 / KNUTSFORD GT1 / KNUTSFORD GT2 / LOSTOCK GT2 / WINSFORD GT1 | 11 | SP Manweb plc | Other | Steam-gas turbine (CCGT) | Yes |  | TBC | 1.82 | - | - | - | - | - | - | - | - | - | - | - | - | No | Connected | 1.82 | TBC | TBC | TBC | TBC | TBC | - | - | - | - | - | - | - | N | TBC | TBC | N | N/A | TBC | 2020-09-14
| N/A | TBC | Factory Road | Sandycroft Power Generation Plant | Sandycroft | Deeside | Flintshire | CH5 2QJ | Wales | 332895 | 367774 | CONNAHS QUAY - PENTIR - ST ASAPH | CASTLE CEMENT GT1 / HAWARDEN GT1 / SALTNEY GT1 / SALTNEY G2B | CASTLE CEMENT GT1 / HAWARDEN GT1 / SALTNEY GT1 / SALTNEY G2B | TBC | SP Manweb plc | Fossil - Gas | Gas turbine (OCGT) | No |  | N/A | 5 | - | - | - | - | - | - | - | - | - | - | - | - | No | Accepted to connect | - | - | - | - | - | - | 5 | TBC | TBC | TBC | TBC | TBC | TBC | N | TBC | TBC | N | N/A | TBC | 2020-09-14
| 1300060668498 | Lightsource Renewable Development Limited | Fields Farm 1 | Old Malpas Road | Chester Road | Whitchurch | Hampshire | SY13 4QL | England | 351447 | 344514 | LEGACY | LEGACY LOCAL GT2 / NEWTOWN GT2 / OSWESTRY GT5 / OSWESTRY GT8 / WELSHPOOL GT1 / WHITCHURCH GT1 | N/A | 33 | SP Manweb plc | Solar | Photovoltaic | No |  | N/A | 3.5 | - | - | - | - | - | - | - | - | - | - | - | - | No | Connected | 3.5 | TBC | TBC | TBC | TBC | 2017-02-09 | - | - | - | - | - | - | - | N | TBC | TBC | N | N/A | TBC | 2020-09-14
| N/A | Fields Farm Sanbach | Fields Farm Sanbach | Fields Farm | 150B Congleton Road | Sandbach | Cheshire | CW11 4TE | England | 376388 | 362161 | CELLARHEAD | COPPENHALL GT1 / CREWE GT1 / CREWE GT2A / CREWE GT4A / RADWAY GREEN GT1 / RADWAY GREEN GT2 / WHITCHURCH GT2 | COPPENHALL GT1 / CREWE GT1 / CREWE GT2A / CREWE GT4A / RADWAY GREEN GT1 / RADWAY GREEN GT2 / WHITCHURCH GT2 | TBC | SP Manweb plc | Fossil - Gas | Gas turbine (OCGT) | No |  | N/A | 19.5 | - | - | - | - | - | - | - | - | - | - | - | - | No | Accepted to connect | - | - | - | - | - | - | 19.5 | TBC | TBC | TBC | TBC | 2016-06-21 | TBC | N | TBC | TBC | N | N/A | TBC | 2020-09-14
| 1300035360359 | Five Fords Wwtw | Five Fords Wwtw | Five Fords Wwtw | Cefn Road | Abenbury | Wrexham | LL13 0PA | Wales | 336602 | 348490 | LEGACY | BRYMBO GT1 / LEGACY LOCAL GT1 / MARCHWIEL GT1 / MARCHWIEL GT2 / WREXHAM GT1 | BRYMBO GT1 / LEGACY LOCAL GT1 / MARCHWIEL GT1 / MARCHWIEL GT2 / WREXHAM GT1 | TBC | SP Manweb plc | Other | Steam-gas turbine (CCGT) | Yes |  | TBC | 1.2 | - | - | - | - | - | - | - | - | - | - | - | - | No | Connected | 1.2 | TBC | TBC | TBC | TBC | 2015-05-07 | - | - | - | - | - | - | - | N | TBC | TBC | N | N/A | TBC | 2020-09-14
| 1300052408853 | TBC | Flexsys Ltd Ruabon Works Llangollen Rd Cefn Mawr Wrexham Clwyd | Flexsys Ltd - Ruabon Works | Llangollen Rd | Cefn Mawr | Wrexham | LL14 3SL | Wales | 327642 | 342831 | GS-SJ2947/001 LEGACY LOCAL GRID | TBC | TBC | 11 | SP Manweb plc | Other | Steam-gas turbine (CCGT) | Yes |  | TBC | 1 | - | - | - | - | - | - | - | - | - | - | - | - | No | Connected | 1 | TBC | TBC | TBC | TBC | TBC | - | - | - | - | - | - | - | N | TBC | TBC | N | N/A | TBC | 2020-09-14
| N/A | Flintshire County Council | Flint Landfill | Flint Landfill Site | Castle Park Industrial Estate | Flint | Flintshire | CH6 5XA | Wales | 324099 | 373832 | CONNAHS QUAY - PENTIR - ST ASAPH | BRYMBO GT2 / HAWARDEN GT2 / HOLYWELL GT2 | BRYMBO GT2 / HAWARDEN GT2 / HOLYWELL GT2 | TBC | SP Manweb plc | Solar | Photovoltaic | No |  | N/A | 2 | - | - | - | - | - | - | - | - | - | - | - | - | No | Accepted to connect | - | - | - | - | - | - | 2 | TBC | TBC | TBC | TBC | TBC | TBC | N | TBC | TBC | N | N/A | TBC | 2020-07-14
| TBC | TBC | Former Pilkington Works | Land At Former Pilkingtons Works - The Gors | Glascoed Road | Bwlchgwyn | Wrexham | LL11 5YG | Wales | 326888 | 353910 | CONNAHS QUAY - PENTIR - ST ASAPH | HOLYWELL GT1 / RHYL GT1 / ST ASAPH GT2 / ST ASAPH GT4 | HOLYWELL GT1 / RHYL GT1 / ST ASAPH GT2 / ST ASAPH GT4 | TBC | SP Manweb plc | Fossil oil | Engine (combustion / reciprocating) | No |  | N/A | 16 | - | - | - | - | - | - | - | - | - | - | - | - | No | Connected | 16 | TBC | TBC | TBC | TBC | TBC | - | - | - | - | - | - | - | N | TBC | TBC | N | N/A | TBC | 2020-07-14
| N/A | Halton Borough Council | Former St Michaels Golf Course | Former St Michaels Golf Course | Ditton Road | Widnes | Cheshire | WA8 0NE | England | 359884 | 385001 | 03/5887/008/G-SANKEY BRIDGES GRID | TBC | TBC | TBC | SP Manweb plc | Solar | Photovoltaic | No |  | N/A | 1 | - | - | - | - | - | - | - | - | - | - | - | - | No | Accepted to connect | - | - | - | - | - | - | 1 | TBC | TBC | TBC | TBC | TBC | TBC | N | TBC | TBC | N | N/A | TBC | 2020-07-14
| N/A | Reliance Energy Ltd | Foundry Lane | X&Y Are North, Sub Is South |  | Widnes | Cheshire | WA8 8WL | England | 349425 | 384008 | RAINHILL | BOLD G2A / PRESCOT GT1B / WIDNES GT1 / WIDNES GT2 | BOLD G2A / PRESCOT GT1B / WIDNES GT1 / WIDNES GT2 | TBC | SP Manweb plc | Other | Other | No |  | TBC | 20 | - | - | - | - | - | - | - | - | - | - | - | - | No | Accepted to connect | - | - | - | - | - | - | 20 | TBC | TBC | TBC | TBC | 2017-12-21 | TBC | N | TBC | TBC | N | N/A | TBC | 2020-09-14
| 1300060621996 | Belltown Power Ltd | Frodsham Windfarm Cluster 1 | Cluster 1 (13 Turbines) | Lordship Lane | Frodsham | Cheshire | CH2 4LB | England | 348857 | 378461 | FRODSHAM - INCE | ELLESMERE PORT GT2 / INCE LOCAL GT1 / INCE LOCAL GT2 | N/A | 33 | SP Manweb plc | Wind | Onshore wind turbines | No |  | N/A | 39 | - | - | - | - | - | - | - | - | - | - | - | - | No | Connected | 39 | TBC | TBC | TBC | TBC | 2016-11-15 | - | - | - | - | - | - | - | N | TBC | TBC | N | N/A | TBC | 2020-09-14
| 1300060622011 | Belltown Power Ltd | Frodsham Windfarm Cluster 2 | Cluster 2 (6 Turbines) | Lordship Lane | Frodsham | Cheshire | CH2 4LB | England | 346957 | 376301 | FRODSHAM - INCE | ELLESMERE PORT GT2 / INCE LOCAL GT1 / INCE LOCAL GT2 | N/A | 33 | SP Manweb plc | Wind | Onshore wind turbines | No |  | N/A | 18 | - | - | - | - | - | - | - | - | - | - | - | - | No | Connected | 18 | TBC | TBC | TBC | TBC | TBC | - | - | - | - | - | - | - | N | TBC | TBC | N | N/A | TBC | 2020-09-14
| 1300060704677 | Lightsource Renewable Energy | Gelli Gron 1 | Land at Grelli Gron | Llanarmon | Pwllheli | Gwynedd | LL52 6PU | Wales | 241889 | 340088 | TRAWSFYNYDD | FOUR CROSSES GT2 / MAENTWROG GT1 / MAENTWROG GT2 | FOUR CROSSES T1 | 11 | SP Manweb plc | Solar | Photovoltaic | No |  | N/A | 2.3 | - | - | - | - | - | - | - | - | - | - | - | - | No | Connected | 2.3 | TBC | TBC | 2.185 | 2.3 | 2016-11-30 | - | - | - | - | - | - | - | N | TBC | TBC | N | N/A | TBC | 2020-09-14
| N/A | TBC | GEN Aintree University Hospital | Aintree University Hospital | Longmoor Lane | Liverpool | Merseyside | L9 7AL | England | 338020 | 397205 | AINTREE/FORMBY | FAZAKERLEY | N/A | 33 | SP Manweb plc | Fossil - Gas | Steam-gas turbine (CCGT) | Yes |  | N/A | 2.8 | - | - | - | - | - | - | - | - | - | - | - | - | No | Accepted to connect | - | - | - | - | - | - | 2.8 | TBC | TBC | TBC | TBC | 2019-09-25 | TBC | N | TBC | TBC | N | N/A | TBC | 2020-11-11
| N/A | Royal Mail | Gen Project Olympus, Omega South, Warrin | Royal Mail Nw Hub, Unit 1 Project Olympus | Omega South | Warrington | Cheshire | WA5 4DB | England | 356360 | 390157 | TBC | TBC | TBC | TBC | SP Manweb plc | Other | Other | No |  | TBC | 1.616 | - | - | - | - | - | - | - | - | - | - | - | - | No | Accepted to connect | - | - | - | - | - | - | 1.616 | TBC | TBC | TBC | TBC | 2019-10-11 | TBC | N | TBC | TBC | N | N/A | TBC | 2020-09-14
| N/A | GEN Runcorn Flexible Gas Generating Plan | Runcorn Flexible Gas Generating Plant | Davy Road | Davy Road | Runcorn | Cheshire | WA7 1PZ | England | 353119 | 383123 | 03/5583/001/G-MOORE GRID | TBC | TBC | TBC | SP Manweb plc | Fossil - Gas | Gas turbine (OCGT) | No |  | N/A | 5.13 | - | - | - | - | - | - | - | - | - | - | - | - | No | Accepted to connect | - | - | - | - | - | - | 5.13 | TBC | TBC | TBC | TBC | 2019-08-30 | TBC | N | TBC | TBC | N | N/A | TBC | 2020-09-14
| N/A | Land Adjoining Drury Lane | Gen: Land Adjoining Drury Lane, Crewe, C | Land Adjoining Drury Lane | Drury Lane | Crewe | Cheshire | CW1 4PN | England | 370160 | 359612 | 06/7156/009/G-COPPENHALL GRID | TBC | TBC | TBC | SP Manweb plc | Other | Other | No |  | TBC | 25 | - | - | - | - | - | - | - | - | - | - | - | - | No | Accepted to connect | - | - | - | - | - | - | 25 | TBC | TBC | TBC | TBC | 2020-01-09 | TBC | N | TBC | TBC | N | N/A | TBC | 2020-09-14
| 1300060405802 | GERIAN HYDRO LTD | Gerlan | Afon Caseg |  | Bethesda | Gwynedd | LL57 3UB | Wales | 263810 | 365897 | CONNAHS QUAY - PENTIR - ST ASAPH | BANGOR GT2 / CAERNARFON GT2 | BANGOR GT2 / CAERNARFON GT2 | 11 | SP Manweb plc | Stored Energy | Storage - Mechanical - Pumped Hydro | No |  | N/A | 1.07 | - | - | - | - | - | - | - | - | - | - | - | - | No | Connected | 1.07 | TBC | TBC | TBC | TBC | TBC | - | - | - | - | - | - | - | N | TBC | TBC | N | N/A | TBC | 2020-09-14
| N/A | Snowdonia Pumped Hydro (Quarry Battery Company) | Glyn Rhonwy | Glyn Rhonwy | Llanberis | Caernarfon | Gwynedd | LL55 4EL | Wales | 257240 | 360808 | CONNAHS QUAY - PENTIR - ST ASAPH | TBC | TBC | TBC | SP Manweb plc | Stored Energy | Storage - Mechanical - Pumped Hydro | No |  | N/A | 99.9 | - | - | - | - | - | - | - | - | - | - | - | - | No | Accepted to connect | - | - | - | - | - | - | 99.9 | TBC | TBC | TBC | TBC | 2015-07-24 | TBC | N | TBC | TBC | N | N/A | TBC | 2020-09-14
| N/A | Gourton Hall | Land North Of Bryn Lane | Field Between Ridley Wood Road - Francis Lane | Holt | Wrexham | Wrexham | LL13 9UT | Wales | 338726 | 351130 | LEGACY | BRYMBO GT1 / LEGACY LOCAL GT1 / MARCHWIEL GT1 / MARCHWIEL GT2 / WREXHAM GT1 | BICC WREXHAM T1 / MARCHWIEL T1 / WIE CENTRAL T1 | 11 | SP Manweb plc | Solar | Photovoltaic | No |  | N/A | 11 | - | - | - | - | - | - | - | - | - | - | - | - | No | Accepted to connect | - | - | - | - | - | - | 11 | TBC | TBC | TBC | TBC | 2014-10-13 | TBC | N | TBC | TBC | N | N/A | TBC | 2020-07-14
| 1300038004516 | Infinis Energy Services Ltd | Gowy Landfill 1 | Ince Lane (B5132) | Wimbolds Trafford | Chester | Cheshire | CH2 4JP | England | 344600 | 371500 | CAPENHURST | CHESTER MAIN GT4 / CRANE BANK GT1 / GUILDEN SUTTON GT1 / SALTNEY G2A | GOWY LANDFILL GEN T1 | 11 | SP Manweb plc | Biofuel - Landfill gas | Gas turbine (OCGT) | No |  | N/A | 1.7 | - | - | - | - | - | - | - | - | - | - | - | - | No | Connected | 1.7 | TBC | TBC | TBC | TBC | 2002-04-01 | - | - | - | - | - | - | - | N | TBC | TBC | N | N/A | TBC | 2020-11-11
| 1300051015942 | Infinis Energy Services Ltd | Gowy Landfill 2 | Ince Lane (B5132) | Wimbolds Trafford | Chester | Cheshire | CH2 4JP | England | 344600 | 371500 | CAPENHURST | CHESTER MAIN GT4 / CRANE BANK GT1 / GUILDEN SUTTON GT1 / SALTNEY G2A | GOWY LANDFILL GEN T1 | 11 | SP Manweb plc | Biofuel - Landfill gas | Gas turbine (OCGT) | No |  | N/A | 1 | - | - | - | - | - | - | - | - | - | - | - | - | No | Connected | 1 | TBC | TBC | TBC | TBC | 2002-04-01 | - | - | - | - | - | - | - | N | TBC | TBC | N | N/A | TBC | 2020-11-11
| 1300060245412 | Gowy Landfill | Gowy Landfill 3 | Ince Lane (B5132) | Wimbolds Trafford | Chester | Cheshire | CH2 4JP | England | 344736 | 372317 | CAPENHURST | CHESTER MAIN GT4 / CRANE BANK GT1 / GUILDEN SUTTON GT1 / SALTNEY G2A | GOWY LANDFILL GEN T1 | 11 | SP Manweb plc | Biofuel - Landfill gas | Gas turbine (OCGT) | No |  | N/A | 7 | - | - | - | - | - | - | - | - | - | - | - | - | No | Connected | 7 | TBC | TBC | TBC | TBC | TBC | - | - | - | - | - | - | - | N | TBC | TBC | N | N/A | TBC | 2020-09-14
| 1300052122859 | Vestas | Graig Cemmaes Road Machynlleth Powys | Cemmaes Wind Farm | Cemmaes | Machynlleth | Powys | SY20 9PY | Wales | 286800 | 306000 | 09/9396/003/G-CARNO GRID | TBC | N/A | 33 | SP Manweb plc | Wind | Onshore wind turbines | No |  | N/A | 12.5 | - | - | - | - | - | - | - | - | - | - | - | - | No | Connected | 12.5 | TBC | TBC | TBC | TBC | 2002-02-23 | - | - | - | - | - | - | - | N | TBC | TBC | N | N/A | TBC | 2020-09-14
| 1300053962116 | Granox Limited | Granox | Hv Supply | West Bank | Widnes | Cheshire | WA8 0SU | England | 350392 | 384214 | RAINHILL | BOLD G2A / PRESCOT GT1B / WIDNES GT1 / WIDNES GT2 | N/A | 33 | SP Manweb plc | Fossil - Gas | Steam-gas turbine (CCGT) | Yes |  | N/A | 15 | - | - | - | - | - | - | - | - | - | - | - | - | No | Connected | 15 | 14.25 | 15 | 3.42 | 3.6 | 2014-06-18 | - | - | - | - | - | - | - | N | TBC | TBC | N | N/A | TBC | 2020-09-14
| TBC | Refood Uk | Granox Biogas Plant | Refood Uk | Desoto Road | Widnes | Cheshire | WA8 0PB | England | 350392 | 384214 | 03/5085/003/G-WIDNES GRID/PRESCOT/BOLD | GRANNOX | N/A | 33 | SP Manweb plc | Biofuel - Biogas from anaerobic digestion (excluding landfill & sewage) | Gas turbine (OCGT) | No |  | N/A | 5 | - | - | - | - | - | - | - | - | - | - | - | - | No | Connected | 5 | TBC | TBC | TBC | TBC | 2014-06-18 | - | - | - | - | - | - | - | N | TBC | TBC | N | N/A | TBC | 2020-09-14
| N/A | TBC | Great Bear Distribution | Great Bear Distributionsealand | Deeside Industrial Park, Weighbridge Road, | Sealand | Flintshire | CH5 2UA | Wales | 331948 | 371465 | CONNAHS QUAY - PENTIR - ST ASAPH | DEESIDE PK GRID GT1 / SIXTH AVE GRID GT1 | DEESIDE PK GRID GT1 / SIXTH AVE GRID GT1 | TBC | SP Manweb plc | Fossil - Gas | Gas turbine (OCGT) | No |  | N/A | 5 | - | - | - | - | - | - | - | - | - | - | - | - | No | Accepted to connect | - | - | - | - | - | - | 5 | TBC | TBC | TBC | TBC | TBC | TBC | N | TBC | TBC | N | N/A | TBC | 2020-09-14
| 1300060655053 | Sembcorp Energy UK | Greengate | Green Gate | Burtonhead Road | St Helens | Merseyside | WA10 1HT | England | 351285 | 395750 | RAINHILL | BOLD G2B / RAVENHEAD G1A2 / ST HELENS GT2A | PILKINGTONS GREENGATE WRKS T1 / PILKINGTONS GREENGATE WRKS T2 | 11 | SP Manweb plc | Fossil - Gas | Gas turbine (OCGT) | Yes |  | N/A | 10 | - | - | - | - | - | - | - | - | - | - | - | - | No | Connected | 10 | TBC | TBC | TBC | TBC | 2016-10-30 | - | - | - | - | - | - | - | N | TBC | TBC | N | N/A | TBC | 2020-11-11
| N/A | Greengate Energy Recovery | Greengates | Sutton Heath Road |  | St Helens | Merseyside | WA9 5DS | England | 351051 | 394527 | RAINHILL | BOLD G2B / RAVENHEAD G1A2 / ST HELENS GT2A | BOLD G2B / RAVENHEAD G1A2 / ST HELENS GT2A | TBC | SP Manweb plc | Other | Other | No |  | TBC | 25 | - | - | - | - | - | - | - | - | - | - | - | - | No | Accepted to connect | - | - | - | - | - | - | 25 | TBC | TBC | TBC | TBC | TBC | TBC | N | TBC | TBC | N | N/A | TBC | 2020-09-14
| 1300060805621 | Griffiths_Road | Griffiths Road | Green Frog Connect - Northwich Power | Griffiths Road - Lostock Gralam | Northwich | Cheshire | CW8 7NU | England | 368283 | 374053 | CARRINGTON - FIDDLERS FERRY | ELWORTH GT1 / ELWORTH GT2 / HARTFORD GT1 / KNUTSFORD GT1 / KNUTSFORD GT2 / LOSTOCK GT2 / WINSFORD GT1 | N/A | 33 | SP Manweb plc | Fossil - Gas | Gas turbine (OCGT) | No |  | N/A | 20 | - | - | - | - | - | - | - | - | - | - | - | - | No | Connected | 20 | TBC | TBC | TBC | TBC | TBC | - | - | - | - | - | - | - | N | TBC | TBC | N | N/A | TBC | 2020-09-14
| 1300060689442 | WindCare Ltd | Whitchurch Biogas | Gro Continental - Whitchurch Business Park | Shakespeare Way / Ash Road | Whitchurch | Shropshire | SY13 2JF | England | 356584 | 336090 | 09/5242/001/G-WHITCHURCH | TBC | TBC | 11 | SP Manweb plc | Biofuel - Biogas from anaerobic digestion (excluding landfill & sewage) | Gas turbine (OCGT) | Yes |  | N/A | 2.55 | - | - | - | - | - | - | - | - | - | - | - | - | No | Connected | 2.55 | TBC | TBC | TBC | TBC | TBC | - | - | - | - | - | - | - | N | TBC | TBC | N | N/A | TBC | 2020-11-11
| 1300060621969 | Lightsource Asset Management Limited | Hadley Farm | Hadley Farm | Wrexham Road | Whitchurch | Hampshire | SY13 3PF | England | 351460 | 340636 | LEGACY | LEGACY LOCAL GT2 / NEWTOWN GT2 / OSWESTRY GT5 / OSWESTRY GT8 / WELSHPOOL GT1 / WHITCHURCH GT1 | N/A | 33 | SP Manweb plc | Solar | Photovoltaic | No |  | N/A | 6 | - | - | - | - | - | - | - | - | - | - | - | - | No | Connected | 6 | TBC | TBC | TBC | TBC | 2015-12-16 | - | - | - | - | - | - | - | N | TBC | TBC | N | N/A | TBC | 2020-09-14
| 1300060187080 | Mwh Assocates Ltd | Hafod Landfill | Hafod Landfill - Clay Pit | Bangor Road | Johnstown | Wrexham | LL14 6HF | Wales | 331315 | 346101 | LEGACY | BRYMBO GT1 / LEGACY LOCAL GT1 / MARCHWIEL GT1 / MARCHWIEL GT2 / WREXHAM GT1 | N/A | 33 | SP Manweb plc | Biofuel - Landfill gas | Gas turbine (OCGT) | No |  | N/A | 2.2 | - | - | - | - | - | - | - | - | - | - | - | - | No | Connected | 2.2 | TBC | TBC | TBC | TBC | TBC | - | - | - | - | - | - | - | N | TBC | TBC | N | N/A | TBC | 2020-09-14
| TBC | Private Developer | Hafoty Ucha | Off B4501 By The Geipel Brewing | Gellioedd | Corwen | Denbighshire | LL21 0RG | Wales | 293500 | 345500 | FOUR CROSSES GT2 / MAENTWROG GT1 / MAENTWROG GT2 | FOUR CROSSES GT2 / MAENTWROG GT1 / MAENTWROG GT2 | GLAN-YR-AFON T1 | 11 | SP Manweb plc | Wind | Onshore wind turbines | No |  | N/A | 3 | - | - | - | - | - | - | - | - | - | - | - | - | No | Connected | 3 | TBC | TBC | TBC | TBC | 2002-12-15 | - | - | - | - | - | - | - | N | TBC | TBC | N | N/A | TBC | 2020-07-14
| N/A | Green Switch Solutions - Liquidated | Hatherton Lodge | Agricultural Land At Hatherton Lodge Farm - Hunterson Road | Hatherton | Nantwich | Cheshire | CH5 7RA | England | 369090 | 346762 | GS-SJ6756/003 CREWE | COPPENHALL GT1 / CREWE GT1 / CREWE GT2A / CREWE GT4A / RADWAY GREEN GT1 / RADWAY GREEN GT2 / WHITCHURCH GT2 | LEIGHTON HOSPITAL T1 | 11 | SP Manweb plc | Solar | Photovoltaic | No |  | N/A | 8.3 | - | - | - | - | - | - | - | - | - | - | - | - | No | Accepted to connect | - | - | - | - | - | - | 8.3 | TBC | TBC | TBC | TBC | TBC | TBC | N | TBC | TBC | N | N/A | TBC | 2020-07-14
| N/A | Shaw-Energi Ltd | Hawthorne Road | Hawthorne Road |  | Bootle | Merseyside | L20 9DE | England | 334715 | 396101 | LISTER DRIVE | BOOTLE GT2A / BURLINGTON ST GT1 / LISTER DV A GT2 | BOOTLE GT2A / BURLINGTON ST GT1 / LISTER DV A GT2 | TBC | SP Manweb plc | Stored Energy | Storage - Electrochemical (Batteries) | No |  | TBC | 20 | - | - | - | - | - | - | - | - | - | - | - | - | No | Accepted to connect | - | - | - | - | - | - | 20 | TBC | TBC | TBC | TBC | 2017-06-19 | TBC | N | TBC | TBC | N | N/A | TBC | 2020-07-14
| 1300060770225 | United Utilities Water Plc | Hillhouse Sewage Works | Hillhouse Waste Water Treatment Works | Lydiate | Liverpool | Merseyside | L37 9BQ | England | 334365 | 406163 | KIRKBY | AINTREE GT1 / FORMBY GT2A / LITHERLAND GT1B | N/A | 33 | SP Manweb plc | Other | Other | No |  | TBC | 1.275 | - | - | - | - | - | - | - | - | - | - | - | - | No | Connected | 1.275 | 0.95 | 1 | 1.045 | 1.1 | TBC | - | - | - | - | - | - | - | N | TBC | TBC | N | N/A | TBC | 2020-09-14
| N/A | Vattenfall | Hirddywel | 6.5Km To South East Of Llanidloes - Glyndwr'S Way | Glyndwr'S Way | Llanidloes | Powys | SY18 6JU | Wales | 301261 | 280542 | LEGACY | LEGACY LOCAL GT2 / NEWTOWN GT2 / OSWESTRY GT5 / OSWESTRY GT8 / WELSHPOOL GT1 / WHITCHURCH GT1 | MOCHDRE T1 | 11 | SP Manweb plc | Wind | Onshore wind turbines | No |  | N/A | 27 | - | - | - | - | - | - | - | - | - | - | - | - | No | Accepted to connect | - | - | - | - | - | - | 27 | TBC | TBC | TBC | TBC | TBC | TBC | N | TBC | TBC | N | N/A | TBC | 2020-09-14
| 1300052206871 | Fossil Purchasing Agency | Holiday Moss 1 | Holiday Moss Phase One, Landfill Site, | Reeds Brow, Rainford | St Helens | Merseyside | WA11 8PD | England | 349000 | 402000 | RAINHILL | RAVENHEAD G1A1 / ST HELENS GT2B / WINDLE GT1 | CARBORUNDUM T1 / HOUGHTONS LA T1 / RAINFORD T1 / WINDLEHURST T2 | 11 | SP Manweb plc | Biofuel - Landfill gas | Gas turbine (OCGT) | No |  | N/A | 3 | - | - | - | - | - | - | - | - | - | - | - | - | No | Connected | 3 | TBC | TBC | TBC | TBC | 1998-05-08 | - | - | - | - | - | - | - | N | TBC | TBC | N | N/A | TBC | 2020-09-14
| 1300050955463 | Uk Waste Ltd | Holiday Moss 2 | Holiday Moss 2 | Reeds Brow, Rainford | St Helens | Merseyside | WA11 8PG | England | 349000 | 402000 | RAINHILL | RAVENHEAD G1A1 / ST HELENS GT2B / WINDLE GT1 | CARBORUNDUM T1 / HOUGHTONS LA T1 / RAINFORD T1 / WINDLEHURST T2 | 11 | SP Manweb plc | Biofuel - Landfill gas | Gas turbine (OCGT) | No |  | N/A | 1 | - | - | - | - | - | - | - | - | - | - | - | - | No | Connected | 1 | TBC | TBC | TBC | TBC | 2000-04-01 | - | - | - | - | - | - | - | N | TBC | TBC | N | N/A | TBC | 2020-09-14
| N/A | J H Willis & Son Ltd | Holme Farm | Holme Farm | Marsh Lane - Ince | Chester | Cheshire | CH2 4NR | England | 345687 | 377142 | GS-SJ4575/024 INCE | ELLESMERE PORT GT2 / INCE LOCAL GT1 / INCE LOCAL GT2 | N/A | 33 | SP Manweb plc | Biofuel - Biogas from anaerobic digestion (excluding landfill & sewage) | Gas turbine (OCGT) | No |  | N/A | 1.4 | - | - | - | - | - | - | - | - | - | - | - | - | No | Accepted to connect | - | - | - | - | - | - | 1.4 | TBC | TBC | TBC | TBC | TBC | TBC | N | TBC | TBC | N | N/A | TBC | 2020-09-14
| N/A | Cogen | Hooton Park | North Road | Eastham | Wirral | Merseyside | CH65 1AJ | England | 337706 | 379601 | 04/3878/005/G-HOOTON PARK GRID | BROMBOROUGH GT2 / ELLESMERE PORT GT1 / HOOTON PK GT1A / HOOTON PK GT2A | VAUXHALL NORTH RD T1 | 11 | SP Manweb plc | Other | Other | No |  | TBC | 28 | - | - | - | - | - | - | - | - | - | - | - | - | No | Accepted to connect | - | - | - | - | - | - | 28 | TBC | TBC | TBC | TBC | TBC | TBC | N | TBC | TBC | N | N/A | TBC | 2020-09-14
| 1300050970114 | United Utilities Water Plc | Huntington | Pumping Station | Huntington | Chester | Cheshire | L65 0AB | England | 341897 | 363890 | CAPENHURST | CHESTER MAIN GT4 / CRANE BANK GT1 / GUILDEN SUTTON GT1 / SALTNEY G2A | N/A | 33 | SP Manweb plc | Fossil oil | Engine (combustion / reciprocating) | No |  | N/A | 11.9 | - | - | - | - | - | - | - | - | - | - | - | - | No | Connected | 11.9 | TBC | TBC | TBC | TBC | TBC | - | - | - | - | - | - | - | N | TBC | TBC | N | N/A | TBC | 2020-09-14
| 1300050970114 | United Utilities | Huntington Water Treatment Works | Huntington Water Treatment Wor | Chester Road - Huntington | Chester | Cheshire | CH3 6EA | England | 342203 | 363955 | 04/3966/001/G-CRANE BANK | HUNTINGTON | N/A | 33 | SP Manweb plc | Solar | Photovoltaic | No |  | N/A | 9.4 | - | - | - | - | - | - | - | - | - | - | - | - | No | Connected | 7.2 | TBC | TBC | TBC | TBC | 2019-07-24 | - | - | - | - | - | - | - | N | TBC | TBC | N | N/A | TBC | 2020-09-14
| 1300060640181 | United Utilities | Huyton Wwtw, Coney Lane, Huyton, Merseyside | Huyton Wwtw | Coney Lane | Huyton | Merseyside | L36 0SF | England | 344739 | 388939 | HUYTON GRID | TARBOCK/WILSON ROAD | SEWAGE WORKS | 11 | SP Manweb plc | Solar | Photovoltaic | No |  | N/A | 1.24 | - | - | - | - | - | - | - | - | - | - | - | - | No | Connected | 1.24 | TBC | TBC | TBC | TBC | TBC | - | - | - | - | - | - | - | N | TBC | TBC | N | N/A | TBC | 2020-09-14
| 1300050828339 | Iceland Frozen Foods Ltd | Iceland | Iceland | Deeside Industrial Park | Deeside | Clwyd | CH5 2NW | Wales | 332654 | 371249 | CONNAHS QUAY - PENTIR - ST ASAPH | DEESIDE PK GRID GT1 / SIXTH AVE GRID GT1 | WALBRO | 11 | SP Manweb plc | Fossil - Gas | Steam-gas turbine (CCGT) | Yes |  | N/A | 2 | - | - | - | - | - | - | - | - | - | - | - | - | No | Connected | 2 | TBC | TBC | TBC | TBC | TBC | - | - | - | - | - | - | - | N | TBC | TBC | N | N/A | TBC | 2020-09-14
| 1300060704603 | Orsted (Formerly Dong Energy) | Ici Lostock, Import, .., Lostock Works, Northwich, Cheshire | Griffiths Road | Lostock Gralam - Rudheath | Northwich | Cheshire | CW9 7ZR | England | 367920 | 374201 | 06/6874/004/G-ICI WADE | TBC | N/A | 33 | SP Manweb plc | Biofuel - Biogas from anaerobic digestion (excluding landfill & sewage) | Gas turbine (OCGT) | No |  | N/A | 5.352 | - | - | - | - | - | - | - | - | - | - | - | - | No | Connected | 5.352 | 5.1 | 5.3684 | 33.25 | 35 | 2016-10-20 | - | - | - | - | - | - | - | N | TBC | TBC | N | N/A | TBC | 2020-09-14
| 1300060609702 | Qas145803 | Ince Biomass Facility | Biomass Facility | Marsh Lane | Ince | Cheshire | CH2 4LB | England | 345500 | 376500 | FRODSHAM - INCE | ELLESMERE PORT GT2 / INCE LOCAL GT1 / INCE LOCAL GT2 | N/A | 33 | SP Manweb plc | Fossil - Gas | Gas turbine (OCGT) | No |  | N/A | 26.59 | - | - | - | - | - | - | - | - | - | - | - | - | No | Connected | 26.59 | 21.85 | 23 | 19.39 | 20.4105 | 2017-04-30 | - | - | - | - | - | - | - | N | TBC | TBC | N | N/A | TBC | 2020-09-14
| 1300060133002 | TBC | Island Gas Doe Green Generation S/S South Lane Penketh Warrington | Island Gas - Doe Green Generation S/S | South Lane - Penketh | Warrington | Cheshire | WA8 3TY | England | 354159 | 387903 | 10/6081/002/G-ABERYSTWYTH GRID | TBC | TBC | 11 | SP Manweb plc | Other | Steam-gas turbine (CCGT) | Yes |  | TBC | 1 | - | - | - | - | - | - | - | - | - | - | - | - | No | Connected | 1 | TBC | TBC | TBC | TBC | TBC | - | - | - | - | - | - | - | N | TBC | TBC | N | N/A | TBC | 2020-09-14
| N/A | BE Renewables | Jemmys Carr | Land At Jemmy Carr - Field North Of Downholland Brook | North Moss Lane | Formby | Merseyside | L37 0AQ | England | 331258 | 408831 | 01/3006/013/G-FORMBY GRID | TBC | TBC | TBC | SP Manweb plc | Solar | Photovoltaic | No |  | N/A | 5 | - | - | - | - | - | - | - | - | - | - | - | - | No | Accepted to connect | - | - | - | - | - | - | 5 | TBC | TBC | TBC | TBC | TBC | TBC | N | TBC | TBC | N | N/A | TBC | 2020-09-14
| N/A | John Lennon Airport | John Lennon Airport | John Lennon Airport | Speke Hall Avenue | Liverpool | Merseyside | L24 1YD | England | 343170 | 382608 | LISTER DRIVE | GARSTON GT2 / SPEKE GT3 / WAVERTREE GT1A | N/A | 33 | SP Manweb plc | Fossil - Gas | Gas turbine (OCGT) | No |  | N/A | 20 | - | - | - | - | - | - | - | - | - | - | - | - | No | Accepted to connect | - | - | - | - | - | - | 20 | TBC | TBC | TBC | TBC | TBC | TBC | N | TBC | TBC | N | N/A | TBC | 2020-09-14
| N/A | Sbc-1351 | Johnsons Lane Landfill | Johnson'S Lane |  | Widnes | Cheshire | WA8 0WB | England | 353997 | 385705 | RAINHILL | BOLD G2A / PRESCOT GT1B / WIDNES GT1 / WIDNES GT2 | BOLD G2A / PRESCOT GT1B / WIDNES GT1 / WIDNES GT2 | TBC | SP Manweb plc | Solar | Photovoltaic | No |  | N/A | 13.37 | - | - | - | - | - | - | - | - | - | - | - | - | No | Accepted to connect | - | - | - | - | - | - | 13.37 | TBC | TBC | TBC | TBC | 2014-09-05 | TBC | N | TBC | TBC | N | N/A | TBC | 2020-07-14
| TBC | Kingspan | Kingspan | Kingspan Ltd - Unit 2 Greenfield Buisness Park | 2-4 Bagillt Road - Greenfield | Holywell | Flintshire | CH8 7GJ | Wales | 320053 | 377640 | 07/1474/001/G-HOLYWELL GRID | HESWALL GT1 / HOYLAKE GT2 / PRENTON GRID GT3 | BARNSTON T1 / GAYTON T1 / IRBY T1 / THINGWALL T1 | 11 | SP Manweb plc | Wind | Onshore wind turbines | No |  | N/A | 1.8 | - | - | - | - | - | - | - | - | - | - | - | - | No | Connected | 1.8 | TBC | TBC | TBC | TBC | 2019-01-11 | - | - | - | - | - | - | - | N | TBC | TBC | N | N/A | TBC | 2020-07-14
| 1300060659759 | Kinmel_Estate_Solar_Farm | Kinmel Estate Solar Farm Ph 2 | Kinmel Estate Solar Farm Land North Of A547 | Rhuddlan Road | Kinmel | Conwy | LL22 9SD | Wales | 298420 | 377733 | HOLYWELL GT1 / RHYL GT1 / ST ASAPH GT2 / ST ASAPH GT4 | TBC | N/A | 33 | SP Manweb plc | Solar | Photovoltaic | No |  | N/A | 28 | - | - | - | - | - | - | - | - | - | - | - | - | No | Connected | 28 | TBC | TBC | TBC | TBC | 2016-06-27 | - | - | - | - | - | - | - | N | TBC | TBC | N | N/A | TBC | 2020-09-14
| N/A | Vox Energy | Kirkby Bss 2 | Eon Energy - 20 Chapel Street |  | Liverpool | Merseyside | L3 9AG | England | 333945 | 390593 | KIRKBY | TBC | TBC | 33 | SP Manweb plc | Stored Energy | Storage - Electrochemical (Batteries) | No |  | TBC | 49.9 | - | - | - | - | - | - | - | - | - | - | - | - | No | Accepted to connect | - | - | - | - | - | - | 49.9 | TBC | TBC | TBC | TBC | 2017-10-03 | TBC | N | TBC | TBC | N | N/A | TBC | 2020-07-14
| TBC | Pegasus Group | Knolton Farmhouse Cheese Solar Farm | Knolton Farmhouse Cheese Ltd | Oswestry Road | Overton | Wrexham | LL13 0LG | Wales | 335887 | 340585 | 04/3549/009/G-WREXHAM GRID | TBC | TBC | TBC | SP Manweb plc | Solar | Photovoltaic | No |  | N/A | 1 | - | - | - | - | - | - | - | - | - | - | - | - | No | Connected | 1 | TBC | TBC | TBC | TBC | 2016-03-01 | - | - | - | - | - | - | - | N | TBC | TBC | N | N/A | TBC | 2020-07-14
| N/A | Knowsley Energy Recovery | Knowsley Energy Recovery | Penrhyn Road/Villiers Road | Knowsley Business Park | Prescot | Merseyside | L34 9HY | England | 343032 | 396683 | KIRKBY | GILLMOSS GT1 / KIRKBY GT2 / SIMONSWOOD GT1 | GILLMOSS GT1 / KIRKBY GT2 / SIMONSWOOD GT1 | TBC | SP Manweb plc | Waste | Other | No |  | N/A | 11.25 | - | - | - | - | - | - | - | - | - | - | - | - | No | Accepted to connect | - | - | - | - | - | - | 11.25 | TBC | TBC | TBC | TBC | TBC | TBC | N | TBC | TBC | N | N/A | TBC | 2020-09-14
| 1300060640474 | Kronospan Limited | Kronospan | Kronospan Limited | Maesgyyn Farm | Chirk | Wrexham | LL14 5NT | Wales | 328727 | 338242 | LEGACY | LEGACY LOCAL GT2 / NEWTOWN GT2 / OSWESTRY GT5 / OSWESTRY GT8 / WELSHPOOL GT1 / WHITCHURCH GT1 | N/A | 33 | SP Manweb plc | Fossil - Gas | Gas turbine (OCGT) | No |  | N/A | 17 | - | - | - | - | - | - | - | - | - | - | - | - | No | Connected | 17 | TBC | TBC | TBC | TBC | TBC | - | - | - | - | - | - | - | N | TBC | TBC | N | N/A | TBC | 2020-09-14
| N/A | Green Plan Energy/ Equitix | Land At Bryn Lane | Land At Bryn Lane | Wrexham Industrial Estate | Wrexham | Wrexham | LL13 9UT | Wales | 338821 | 350498 | GS-SJ3849/009 MARCHWIEL GRID | BRYMBO GT1 / LEGACY LOCAL GT1 / MARCHWIEL GT1 / MARCHWIEL GT2 / WREXHAM GT1 | BICC WREXHAM T1 / MARCHWIEL T1 / WIE CENTRAL T1 | 11 | SP Manweb plc | Biomass | Other | No |  | N/A | 5.4 | - | - | - | - | - | - | - | - | - | - | - | - | No | Accepted to connect | - | - | - | - | - | - | 5.4 | TBC | TBC | TBC | TBC | TBC | TBC | N | TBC | TBC | N | N/A | TBC | 2020-09-14
| N/A | Sep Elton | Land At Elton Farm | Land At Elton Farm | Hapsford Lane | Ince | Chester | CH2 4LB | England | 346957 | 376301 | FRODSHAM - INCE | ELLESMERE PORT GT2 / INCE LOCAL GT1 / INCE LOCAL GT2 | ELLESMERE PORT GT2 / INCE LOCAL GT1 / INCE LOCAL GT2 | TBC | SP Manweb plc | Solar | Photovoltaic | No |  | N/A | 5 | - | - | - | - | - | - | - | - | - | - | - | - | No | Accepted to connect | - | - | - | - | - | - | 5 | TBC | TBC | TBC | TBC | TBC | TBC | N | TBC | TBC | N | N/A | TBC | 2020-09-14
| N/A | Be Renewables | Land At Tip Field | Land At Tip Field South Of North Moss Lane | Formby | Formby | Merseyside | L37 0AQ | England | 332212 | 409033 | 01/3006/013/G-FORMBY GRID | TBC | TBC | TBC | SP Manweb plc | Solar | Photovoltaic | No |  | N/A | 5 | - | - | - | - | - | - | - | - | - | - | - | - | No | Accepted to connect | - | - | - | - | - | - | 5 | TBC | TBC | TBC | TBC | TBC | TBC | N | TBC | TBC | N | N/A | TBC | 2020-08-14
| N/A | Enso Energy | Land Nr Oswestry | Whittington Road |  | Oswestry | Shropshire | SY11 4AA | England | 330607 | 330607 | LEGACY | TBC | LEGACY LOCAL GT2 / NEWTOWN GT2 / OSWESTRY GT5 / OSWESTRY GT8 / WELSHPOOL GT1 / WHITCHURCH GT1 | TBC | SP Manweb plc | Fossil - Gas | Gas turbine (OCGT) | No |  | N/A | 30 | - | - | - | - | - | - | - | - | - | - | - | - | No | Accepted to connect | - | - | - | - | - | - | 30 | TBC | TBC | TBC | TBC | TBC | TBC | N | TBC | TBC | N | N/A | TBC | 2020-09-14
| N/A | Sep Puddington | Land West Of Vicarage Lane | Land West Of Vicarage Lane | Shotwick | Chester | Cheshire | CH1 6HZ | England | 333272 | 371926 | 04/3270/040/G-SIXTH AVENUE GRID | TBC | TBC | TBC | SP Manweb plc | Solar | Photovoltaic | No |  | N/A | 5 | - | - | - | - | - | - | - | - | - | - | - | - | No | Accepted to connect | - | - | - | - | - | - | 5 | TBC | TBC | TBC | TBC | TBC | TBC | N | TBC | TBC | N | N/A | TBC | 2020-07-14
| 1300060818602 | Uk Power Reserve | Latchford Lane | Latchford Lane |  | Warrington | Cheshire | WA4 1PD | England | 364048 | 387554 | CARRINGTON - FIDDLERS FERRY | DALLAM GT1 / SANKEY BRIDGES GT1 / SANKEY BRIDGES GT3 / WARRINGTON GT3 / WARRINGTON GT5 | N/A | 33 | SP Manweb plc | Fossil - Gas | Gas turbine (OCGT) | No |  | N/A | 20 | - | - | - | - | - | - | - | - | - | - | - | - | No | Connected | 20 | TBC | TBC | TBC | TBC | TBC | - | - | - | - | - | - | - | N | TBC | TBC | N | N/A | TBC | 2020-09-14
| 1300053741099 | Ener-G Natural Power Ltd | Lea Green Landfill | Lea Green Road |  | St Helens | Merseyside | WA9 5AX | England | 351089 | 392362 | RAINHILL | BOLD G2B / RAVENHEAD G1A2 / ST HELENS GT2A | N/A | 33 | SP Manweb plc | Biofuel - Landfill gas | Gas turbine (OCGT) | No |  | N/A | 3.5 | - | - | - | - | - | - | - | - | - | - | - | - | No | Connected | 3.5 | TBC | TBC | TBC | TBC | TBC | - | - | - | - | - | - | - | N | TBC | TBC | N | N/A | TBC | 2020-09-14
| 1300060588275 | Wrexham County Council | Legacy Solar Farm | Adjacent To Berthengron Farm | Legacy | Rhostyllen | Wrexham | LL14 4LG | Wales | 328690 | 348966 | LEGACY | LEGACY LOCAL GT2 / NEWTOWN GT2 / OSWESTRY GT5 / OSWESTRY GT8 / WELSHPOOL GT1 / WHITCHURCH GT1 | PILKINGTONS HO T1 / SOMERFIELD DISTRIBUTION T1 / RAVENHEAD RETAIL PARK T1 | 11 | SP Manweb plc | Solar | Photovoltaic | No |  | N/A | 2.4 | - | - | - | - | - | - | - | - | - | - | - | - | No | Connected | 2.4 | TBC | TBC | TBC | TBC | TBC | - | - | - | - | - | - | - | N | TBC | TBC | N | N/A | TBC | 2020-09-14
| N/A | Leighton Hall Farm | Leighton Hall Farm | Leighton Hall Farm | Middlewich Road | Leighton - Crewe | Cheshire | CW1 4QH | England | 367911 | 357227 | CELLARHEAD | COPPENHALL GT1 / CREWE GT1 / CREWE GT2A / CREWE GT4A / RADWAY GREEN GT1 / RADWAY GREEN GT2 / WHITCHURCH GT2 | COPPENHALL GT1 / CREWE GT1 / CREWE GT2A / CREWE GT4A / RADWAY GREEN GT1 / RADWAY GREEN GT2 / WHITCHURCH GT2 | TBC | SP Manweb plc | Stored Energy | Storage - Electrochemical (Batteries) | No |  | TBC | 20 | - | - | - | - | - | - | - | - | - | - | - | - | No | Accepted to connect | - | - | - | - | - | - | 20 | TBC | TBC | TBC | TBC | 2016-10-19 | TBC | N | TBC | TBC | N | N/A | TBC | 2020-07-14
| 1300035363225 | Lever Brothers | Lever Sunlight | Port Sunlight |  | Birkenhead | Wirral | CH62 4UE | England | 334475 | 384055 | BIRKENHEAD | BROMBOROUGH GT3 / ROCK FERRY GT2 | BROMBOROUGH GT3 / ROCK FERRY GT2 | TBC | SP Manweb plc | Fossil - Gas | Steam-gas turbine (CCGT) | Yes |  | N/A | 4 | - | - | - | - | - | - | - | - | - | - | - | - | No | Connected | 4 | TBC | TBC | TBC | TBC | TBC | - | - | - | - | - | - | - | N | TBC | TBC | N | N/A | TBC | 2020-09-14
| TBC | Lidl Runcorn | Lidl Runcorn | Lidl | Blackheath Lane | Runcorn | Cheshire | WA7 1SE | England | 356563 | 384159 | FRODSHAM - INCE | DUTTON GT2 / MOORE GT1 / PERCIVAL LA GT1 | LEVER SUNLIGHT | 11 | SP Manweb plc | Fossil oil | Engine (combustion / reciprocating) | No |  | N/A | 1 | - | - | - | - | - | - | - | - | - | - | - | - | No | Connected | 1 | TBC | TBC | TBC | TBC | TBC | - | - | - | - | - | - | - | N | TBC | TBC | N | N/A | TBC | 2020-09-14
| 1300050649196 | Dwr Cymru Welsh Water | Liverpool Corporation Power House | Llyn Celyn Hydro Station | Celyn - Bala | Bala | Gwynedd | LL23 7AF | Wales | 287800 | 339800 | TRAWSFYNYDD | FOUR CROSSES GT2 / MAENTWROG GT1 / MAENTWROG GT2 | DARESBURY NPL T1 / DARESBURY PK T1 | 11 | SP Manweb plc | Stored Energy | Storage - Mechanical - Pumped Hydro | No |  | N/A | 4 | - | - | - | - | - | - | - | - | - | - | - | - | No | Connected | 4 | TBC | TBC | TBC | TBC | 1994-01-01 | - | - | - | - | - | - | - | N | TBC | TBC | N | N/A | TBC | 2020-09-14
| TBC | University Of Liverpool | Liverpool University | Liverpool University | Crown Street | Liverpool | Merseyside | L69 3BX | England | 335243 | 390397 | LISTER DRIVE | LISTER DV B GT3 / SPARLING ST GT1 / WAVERTREE GT2 | TRYWERYN T1 | 11 | SP Manweb plc | Other | Steam-gas turbine (CCGT) | Yes |  | TBC | 3.6 | - | - | - | - | - | - | - | - | - | - | - | - | No | Connected | 3.6 | TBC | TBC | TBC | TBC | TBC | - | - | - | - | - | - | - | N | TBC | TBC | N | N/A | TBC | 2020-09-14
| 1300050649415 | Manweb Generation Holdings | Llanbabo Wind Farm | Llyn Alaw Windfarm | Llanbabo | Amlwch | Anglesey | LL68 0TB | Wales | 236000 | 387000 | 08/3593/007/G-WYLFA | BANGOR GT2 / CAERNARFON GT2 | PARC MENAI T1 | 33 | SP Manweb plc | Wind | Onshore wind turbines | No |  | N/A | 20.4 | - | - | - | - | - | - | - | - | - | - | - | - | No | Connected | 20.4 | TBC | TBC | TBC | TBC | 1997-10-01 | - | - | - | - | - | - | - | N | TBC | TBC | N | N/A | TBC | 2020-07-14
| 1300052206890 | Waste Recycling Group Limited | Llandulas Landfill | Llanddulas, Quarry Landfill | Llanddulas, Abergele | Colwyn Bay | Conwy | LL22 8HP | Wales | 291000 | 378500 | CONNAHS QUAY - PENTIR - ST ASAPH | COLWYN BAY GT1 / COLWYN BAY GT2 / DOLGARROG GT2 | COLWYN BAY GT1 / COLWYN BAY GT2 / DOLGARROG GT2 | 11 | SP Manweb plc | Biofuel - Landfill gas | Gas turbine (OCGT) | No |  | N/A | 4 | - | - | - | - | - | - | - | - | - | - | - | - | No | Connected | 4 | TBC | TBC | TBC | TBC | 1999-07-19 | - | - | - | - | - | - | - | N | TBC | TBC | N | N/A | TBC | 2020-09-14
| 1300050649070 | Llangwyryfon Windfarm Ltd | Llangwyryfon Wind Farm | Llangwyryfon | Dyfed | Aberystwyth | Ceredigion | SY23 4SR | Wales | 261752 | 269577 | SWANSEA NORTH | ABERYSTWYTH GT2 / RHYDLYDAN GT1 | N/A | 33 | SP Manweb plc | Wind | Onshore wind turbines | No |  | N/A | 9.35 | - | - | - | - | - | - | - | - | - | - | - | - | No | Connected | 9.35 | TBC | TBC | TBC | TBC | 2004-02-01 | - | - | - | - | - | - | - | N | TBC | TBC | N | N/A | TBC | 2020-09-14
| 1300037983764 | Celtpower | Llidiartywaun | Llidiartwaun |  | Llidiartwaun | Powys | SY17 5AX | Wales | 301554 | 285916 | LEGACY | LEGACY LOCAL GT2 / NEWTOWN GT2 / OSWESTRY GT5 / OSWESTRY GT8 / WELSHPOOL GT1 / WHITCHURCH GT1 | N/A | 33 | SP Manweb plc | Wind | Onshore wind turbines | No |  | N/A | 20 | - | - | - | - | - | - | - | - | - | - | - | - | No | Connected | 20 | TBC | TBC | TBC | TBC | TBC | - | - | - | - | - | - | - | N | TBC | TBC | N | N/A | TBC | 2020-09-14
| N/A | Luminous Energy | Llwyndyrus Farm | Llwyndyrys Farm | Y Ffor | Pwllheli | Gwynedd | LL53 6RH | Wales | 238824 | 340269 | TRAWSFYNYDD | FOUR CROSSES GT2 / MAENTWROG GT1 / MAENTWROG GT2 | FOUR CROSSES GT2 / MAENTWROG GT1 / MAENTWROG GT2 | TBC | SP Manweb plc | Solar | Photovoltaic | No |  | N/A | 5 | - | - | - | - | - | - | - | - | - | - | - | - | No | Accepted to connect | - | - | - | - | - | - | 5 | TBC | TBC | TBC | TBC | 2019-03-14 | TBC | N | TBC | TBC | N | N/A | TBC | 2020-07-14
| N/A | Solar West Solar Parks | Lon Pin Solar Pv | Lon Pin | Ty'n Pwll - Llanbedrog | Pwllheli | Gwynedd | LL53 7PG | Wales | 231934 | 333083 | TRAWSFYNYDD | FOUR CROSSES GT2 / MAENTWROG GT1 / MAENTWROG GT2 | FOUR CROSSES GT2 / MAENTWROG GT1 / MAENTWROG GT2 | TBC | SP Manweb plc | Solar | Photovoltaic | No |  | N/A | 5 | - | - | - | - | - | - | - | - | - | - | - | - | No | Accepted to connect | - | - | - | - | - | - | 5 | TBC | TBC | TBC | TBC | 2015-07-03 | TBC | N | TBC | TBC | N | N/A | TBC | 2020-11-11
| N/A | Utility Recoveries Specialists Ltd | Lostock Power Station | Northwich - Near Royal Mail Group | Meadow Street | Northwich | Cheshire | CW9 5AA | England | 366164 | 373928 | CARRINGTON - FIDDLERS FERRY | TBC | TBC | TBC | SP Manweb plc | Waste | Other | No |  | N/A | 89 | - | - | - | - | - | - | - | - | - | - | - | - | No | Accepted to connect | - | - | - | - | - | - | 89 | TBC | TBC | TBC | TBC | 2016-12-31 | TBC | N | TBC | TBC | N | N/A | TBC | 2020-09-14
| N/A | AB ENERGY AGENCY | M & D Business Park, St Helens | M & D Business Park |  | St Helens | Merseyside | WA9 5EA | England | 350877 | 394627 | RAINHILL | RAVENHEAD G1A1 / ST HELENS GT2B / WINDLE GT1 | N/A | 33 | SP Manweb plc | Fossil - Gas | Steam-gas turbine (CCGT) | Yes |  | N/A | 20 | - | - | - | - | - | - | - | - | - | - | - | - | No | Accepted to connect | - | - | - | - | - | - | 20 | TBC | TBC | TBC | TBC | TBC | TBC | N | TBC | TBC | N | N/A | TBC | 2020-09-14
| TBC | TBC | Maentwrog | Land off A496 | Maentwrog | Blaenau Ffestiniog | Gwynedd | LL41 4HY | Wales | 265437 | 339475 | TRAWSFYNYDD | FOUR CROSSES GT2 / MAENTWROG GT1 / MAENTWROG GT2 | FOUR CROSSES GT2 / MAENTWROG GT1 / MAENTWROG GT2 | TBC | SP Manweb plc | Stored Energy | Storage - Mechanical - Pumped Hydro | No |  | N/A | 29.6 | - | - | - | - | - | - | - | - | - | - | - | - | No | Connected | 29.6 | TBC | TBC | TBC | TBC | TBC | - | - | - | - | - | - | - | N | TBC | TBC | N | N/A | TBC | 2020-09-14
| 1300060627854 | Eco Solar Potential | Manor Farm | Manor Farm |  | Oswestry | Shropshire | SY10 8BH | England | 329602 | 324049 | LEGACY | LEGACY LOCAL GT2 / NEWTOWN GT2 / OSWESTRY GT5 / OSWESTRY GT8 / WELSHPOOL GT1 / WHITCHURCH GT1 | LLYNCLYS | 11 | SP Manweb plc | Solar | Photovoltaic | No |  | N/A | 2.5 | - | - | - | - | - | - | - | - | - | - | - | - | No | Connected | 2.5 | TBC | TBC | TBC | TBC | TBC | - | - | - | - | - | - | - | N | TBC | TBC | N | N/A | TBC | 2020-11-11
| N/A | Uk Power Reserve | Marl Road | Marl Road - Knowsley Industrial Park | Kirkby | Liverpool | Merseyside | L33 7UH | England | 343231 | 399357 | KIRKBY | GILLMOSS GT1 / KIRKBY GT2 / SIMONSWOOD GT1 | GILLMOSS GT1 / KIRKBY GT2 / SIMONSWOOD GT1 | TBC | SP Manweb plc | Fossil - Gas | Gas turbine (OCGT) | No |  | N/A | 20 | - | - | - | - | - | - | - | - | - | - | - | - | No | Accepted to connect | - | - | - | - | - | - | 20 | TBC | TBC | TBC | TBC | 2018-02-12 | TBC | N | TBC | TBC | N | N/A | TBC | 2020-09-14
| 1300037983843 | Infinis Energy Services Ltd | Maw Green 1 | Maw Green Landfill Site | Maw Green Road | Crewe | Cheshire | CW1 5NG | England | 371800 | 357500 | CELLARHEAD | COPPENHALL GT1 / CREWE GT1 / CREWE GT2A / CREWE GT4A / RADWAY GREEN GT1 / RADWAY GREEN GT2 / WHITCHURCH GT2 | MAW GREEN GEN | 11 | SP Manweb plc | Biofuel - Landfill gas | Gas turbine (OCGT) | No |  | N/A | 1.7 | - | - | - | - | - | - | - | - | - | - | - | - | No | Connected | 1.7 | TBC | TBC | TBC | TBC | 2002-04-01 | - | - | - | - | - | - | - | N | TBC | TBC | N | N/A | TBC | 2020-11-11
| 1300060245403 | Infinis Energy Services Ltd | Maw Green 2 | Maw Green Landfill Site | Maw Green Road | Crewe | Cheshire | CW1 5NG | England | 371800 | 357500 | CELLARHEAD | COPPENHALL GT1 / CREWE GT1 / CREWE GT2A / CREWE GT4A / RADWAY GREEN GT1 / RADWAY GREEN GT2 / WHITCHURCH GT2 | MAW GREEN GEN | 11 | SP Manweb plc | Biofuel - Landfill gas | Gas turbine (OCGT) | No |  | N/A | 3.2 | - | - | - | - | - | - | - | - | - | - | - | - | No | Connected | 3.2 | TBC | TBC | TBC | TBC | 2003-06-09 | - | - | - | - | - | - | - | N | TBC | TBC | N | N/A | TBC | 2020-11-11
| TBC | Ynni Lleol Cyf | Melin Wynt | Melin Wynt, Ty Gwyn | Disgarth Uchaf Ty Nant | Corwen | Denbighshire | LL21 0PU | Wales | 296984 | 346031 | TRAWSFYNYDD | FOUR CROSSES GT2 / MAENTWROG GT1 / MAENTWROG GT2 | MAW GREEN GEN | 33 | SP Manweb plc | Wind | Onshore wind turbines | No |  | N/A | 1 | - | - | - | - | - | - | - | - | - | - | - | - | No | Connected | 1 | TBC | TBC | TBC | TBC | TBC | - | - | - | - | - | - | - | N | TBC | TBC | N | N/A | TBC | 2020-11-11
| 1300060729556 | Welsh Power | Wharf Power | Mersey Wharf Business Park | Dock Road S | Birkenhead | Wirral | CH62 4SU | England | 335185 | 384349 | BIRKENHEAD | BROMBOROUGH GT3 / ROCK FERRY GT2 | N/A | 33 | SP Manweb plc | Fossil - Gas | Gas turbine (OCGT) | No |  | N/A | 16.84 | - | - | - | - | - | - | - | - | - | - | - | - | No | Connected | 16.84 | 20.59 | 21.6737 | TBC | TBC | 2018-01-31 | - | - | - | - | - | - | - | N | TBC | TBC | N | N/A | TBC | 2020-11-11
| N/A | Middlewich Power Generation | Middlewich Power Generation | E.r.f Way |  | Middlewich | Cheshire | CW10 0QJ | England | 371628 | 365618 | CARRINGTON - FIDDLERS FERRY | ELWORTH GT1 / ELWORTH GT2 / HARTFORD GT1 / KNUTSFORD GT1 / KNUTSFORD GT2 / LOSTOCK GT2 / WINSFORD GT1 | ELWORTH GT1 / ELWORTH GT2 / HARTFORD GT1 / KNUTSFORD GT1 / KNUTSFORD GT2 / LOSTOCK GT2 / WINSFORD GT1 | TBC | SP Manweb plc | Fossil - Gas | Gas turbine (OCGT) | No |  | N/A | 21.18 | - | - | - | - | - | - | - | - | - | - | - | - | No | Accepted to connect | - | - | - | - | - | - | 21.18 | TBC | TBC | TBC | TBC | 2016-05-02 | TBC | N | TBC | TBC | N | N/A | TBC | 2020-09-14
| N/A | Llay Stor | Miners Rd (Llay Stor) | Miners Rd (Llay Stor) - Llay Industrial Estate | Llay | Wrexham | Wrexham | LL12 0PJ | Wales | 332364 | 356387 | LEGACY | TBC | BRYMBO GT1 / LEGACY LOCAL GT1 / MARCHWIEL GT1 / MARCHWIEL GT2 / WREXHAM GT1 | TBC | SP Manweb plc | Fossil oil | Engine (combustion / reciprocating) | No |  | N/A | 20 | - | - | - | - | - | - | - | - | - | - | - | - | No | Accepted to connect | - | - | - | - | - | - | 20 | TBC | TBC | TBC | TBC | 2016-09-12 | TBC | N | TBC | TBC | N | N/A | TBC | 2020-07-14
| 1300052545276 | Energiekontor Uk Gmbh Co Wp | Moel Maelogen A | Moel Maelogen A | Maelogen Fawr | Llanrwst | Conwy | LL26 0NY | Wales | 284700 | 361300 | CONNAHS QUAY - PENTIR - ST ASAPH | COLWYN BAY GT1 / COLWYN BAY GT2 / DOLGARROG GT2 | N/A | 33 | SP Manweb plc | Wind | Onshore wind turbines | No |  | N/A | 2.6 | - | - | - | - | - | - | - | - | - | - | - | - | No | Connected | 2.6 | TBC | TBC | TBC | TBC | 2003-01-30 | - | - | - | - | - | - | - | N | TBC | TBC | N | N/A | TBC | 2020-09-14
| 1300052545294 | Non-Fossil Purchasing Agency Limited | Moel Maelogen B | Moel Maelogen B | Maelogen Fawr | Llanrwst | Conwy | LL26 0NY | England | 384619 | 362203 | CONNAHS QUAY - PENTIR - ST ASAPH | COLWYN BAY GT1 / COLWYN BAY GT2 / DOLGARROG GT2 | N/A | 33 | SP Manweb plc | Wind | Onshore wind turbines | No |  | N/A | 1.3 | - | - | - | - | - | - | - | - | - | - | - | - | No | Connected | 1.3 | TBC | TBC | TBC | TBC | TBC | - | - | - | - | - | - | - | N | TBC | TBC | N | N/A | TBC | 2020-09-14
| 1300054914140 | Moelagan Fawr | Moel Maelogen C | Moel Maelogen C | Maelogen Fawr | Llanrwst | Conwy | LL26 0NY | Wales | 284700 | 361300 | CONNAHS QUAY - PENTIR - ST ASAPH | COLWYN BAY GT1 / COLWYN BAY GT2 / DOLGARROG GT2 | N/A | 33 | SP Manweb plc | Wind | Onshore wind turbines | No |  | N/A | 11.7 | - | - | - | - | - | - | - | - | - | - | - | - | No | Connected | 11.7 | TBC | TBC | TBC | TBC | 2008-10-01 | - | - | - | - | - | - | - | N | TBC | TBC | N | N/A | TBC | 2020-09-14
| 1300060662352 | TBC | Mona Ad | Mona Ad Plant | Ecoparc Mon | Gwalchmai, Holyhead | Anglesey | LL65 4RJ | Wales | 241709 | 375441 | WYLFA | AMLWCH GT1 / CAERGEILIOG GT1 | AMLWCH GT1 / CAERGEILIOG GT1 | 11 | SP Manweb plc | Biofuel - Biogas from anaerobic digestion (excluding landfill & sewage) | Gas turbine (OCGT) | No |  | N/A | 2 | - | - | - | - | - | - | - | - | - | - | - | - | No | Connected | 2 | TBC | TBC | TBC | TBC | TBC | - | - | - | - | - | - | - | N | TBC | TBC | N | N/A | TBC | 2020-09-14
| 1300060652674 | SPF Moorfarm Ltd | Moor Farm Solar Park | Moor Farm - Ruyton Road | Baschurch | Shrewsbury | Shropshire | SY4 2BA | England | 341738 | 323343 | LEGACY | LEGACY LOCAL GT2 / NEWTOWN GT2 / OSWESTRY GT5 / OSWESTRY GT8 / WELSHPOOL GT1 / WHITCHURCH GT1 | BASCHURCH T1 | 11 | SP Manweb plc | Solar | Photovoltaic | No |  | N/A | 3 | - | - | - | - | - | - | - | - | - | - | - | - | No | Connected | 3 | TBC | TBC | TBC | TBC | 2017-03-11 | - | - | - | - | - | - | - | N | TBC | TBC | N | N/A | TBC | 2020-11-11
| 1300060650296 | 33KV Limited | Morfa | Morfa Camp | Sandylands Road | Tywyn | Gwynedd | LL36 9BH | Wales | 258062 | 301195 | SWANSEA NORTH | ABERYSTWYTH GT2 / RHYDLYDAN GT1 | TYWYN T1 | 11 | SP Manweb plc | Solar | Photovoltaic | No |  | N/A | 2.3 | - | - | - | - | - | - | - | - | - | - | - | - | No | Connected | 2.3 | TBC | TBC | TBC | TBC | 2016-03-20 | - | - | - | - | - | - | - | N | TBC | TBC | N | N/A | TBC | 2020-11-11
| N/A | Menter Mon Morlais | Morlais Tidal Project | Off South Stack Road (onshore sub location) |  | Holyhead | Anglesey | LL65 1YL | Wales | 225585 | 380791 | Orthios (Customer Site) | AMLWCH GT1 / CAERGEILIOG GT1 | AMLWCH GT1 / CAERGEILIOG GT1 | TBC | SP Manweb plc | Water (flowing water or head of water) | Wave devices | No |  | N/A | 15 | - | - | - | - | - | - | - | - | - | - | - | - | No | Accepted to connect | - | - | - | - | - | - | 15 | TBC | TBC | TBC | TBC | 2015-04-07 | TBC | N | TBC | TBC | N | N/A | TBC | 2020-09-14
| N/A | Moss_Farm | Moss Farm | Land At Moss Farm | Moss Lane | Warmingham - Crewe | Cheshire | CW1 4PW | England | 369888 | 359234 | CELLARHEAD | COPPENHALL GT1 / CREWE GT1 / CREWE GT2A / CREWE GT4A / RADWAY GREEN GT1 / RADWAY GREEN GT2 / WHITCHURCH GT2 | COPPENHALL GT1 / CREWE GT1 / CREWE GT2A / CREWE GT4A / RADWAY GREEN GT1 / RADWAY GREEN GT2 / WHITCHURCH GT2 | TBC | SP Manweb plc | Solar | Photovoltaic | No |  | N/A | 11.1 | - | - | - | - | - | - | - | - | - | - | - | - | No | Accepted to connect | - | - | - | - | - | - | 11.1 | TBC | TBC | TBC | TBC | 2014-06-23 | TBC | N | TBC | TBC | N | N/A | TBC | 2020-07-14
| 1300060218349 | National Museums Liverpool | Museum Mann Island | 1 National Museums Liverpool | Mann Island | Liverpool | Merseyside | L3 1DG | England | 333906 | 389993 | LISTER DRIVE | BURLINGTON ST GT2 / LISTER DV B GT1 / PARADISE ST GT1 | BURLINGTON ST GT2 / LISTER DV B GT1 / PARADISE ST GT1 | 11 | SP Manweb plc | Other | Steam-gas turbine (CCGT) | Yes |  | TBC | 1 | - | - | - | - | - | - | - | - | - | - | - | - | No | Connected | 1 | TBC | TBC | TBC | TBC | TBC | - | - | - | - | - | - | - | N | TBC | TBC | N | N/A | TBC | 2020-09-14
| 1300060628013 | TBC | MWH SOUTH LIVERPOOL SEWAGE WORKS | MWH PROGRAMME MANAGEMENT PROGRAMME - SOUTH LIVERPOOL SEWAGE WORKS | Halewood Road, Gateacre | Liverpool | Merseyside | L25 5HN | England | 343292 | 387194 | 02/4488/012/G-GATEACRE GRID | MIDDLEMASS/MAYLORS ROAD/LYNDENE/CHILDWALL/CHILDWALL FIVEWAYS | SOUTH LIVERPOOL SEWAGE | 11 | SP Manweb plc | Solar | Photovoltaic | No |  | N/A | 1 | - | - | - | - | - | - | - | - | - | - | - | - | No | Connected | 1 | TBC | TBC | TBC | TBC | TBC | - | - | - | - | - | - | - | N | TBC | TBC | N | N/A | TBC | 2020-09-14
| 1300053862796 | Mynydd Clogau Windfarm | Mynydd Clogau | Down The Track Running Past Llwyn Celyn Caravan Park | Adfa | Newtown | Powys | SY21 0AJ | Wales | 303300 | 298800 | LEGACY | LEGACY LOCAL GT2 / NEWTOWN GT2 / OSWESTRY GT5 / OSWESTRY GT8 / WELSHPOOL GT1 / WHITCHURCH GT1 | N/A | 33 | SP Manweb plc | Wind | Onshore wind turbines | No |  | N/A | 14.5 | - | - | - | - | - | - | - | - | - | - | - | - | No | Connected | 14.5 | TBC | TBC | TBC | TBC | 2005-12-01 | - | - | - | - | - | - | - | N | TBC | TBC | N | N/A | TBC | 2020-09-14
| 1300050652905 | Beaufort Wind Limited | Mynydd Gorddu | Mynydd Gorddu Windfarm | Bont Goch | Aberystwyth | Ceredigion | SY24 5DP | Wales | 266200 | 287200 | SWANSEA NORTH | ABERYSTWYTH GT2 / RHYDLYDAN GT1 | N/A | 33 | SP Manweb plc | Wind | Onshore wind turbines | No |  | N/A | 10.2 | - | - | - | - | - | - | - | - | - | - | - | - | No | Connected | 10.2 | TBC | TBC | TBC | TBC | 1998-04-18 | - | - | - | - | - | - | - | N | TBC | TBC | N | N/A | TBC | 2020-09-14
| 1300060627000 | UNITED UTILITIES WATER PLC | N W W PLC, LIVERPOOL NORTH ETW | N W W Plc - Liverpool North Etw | Stonebridge Lane | Liverpool | Merseyside | L11 8LU | England | 338237 | 394001 | 01/4096/011/G-GILLMOSS GRID | TARBOCK/WILSON ROAD | SEWAGE WORKS | 11 | SP Manweb plc | Fossil - Gas | Steam-gas turbine (CCGT) | Yes |  | N/A | 2 | - | - | - | - | - | - | - | - | - | - | - | - | No | Connected | 2 | TBC | TBC | TBC | TBC | TBC | - | - | - | - | - | - | - | N | TBC | TBC | N | N/A | TBC | 2020-09-14
| 1300060673692 | TBC | N W W Plc, Runcorn Sewage Works, Astmoor Ind Est, Runcorn, Cheshire | N W W Plc - Runcorn Sewage Works - Astmoor Road | Astmoor Ind Est | Runcorn | Cheshire | WA7 1QQ | England | 353474 | 383393 | 03/5583/001/G-MOORE GRID | TBC | TBC | 11 | SP Manweb plc | Other | Other | No |  | TBC | 11 | - | - | - | - | - | - | - | - | - | - | - | - | No | Connected | 11 | 10.45 | 11 | TBC | TBC | TBC | - | - | - | - | - | - | - | N | TBC | TBC | N | N/A | TBC | 2020-09-14
| 1300060739410 | CleanEarth Energy | Nant Bach Scheme | Nant Bach Scheme Turbine 1 | Glyn Myfyr | Corwen | Denbighshire | LL21 9PH | Wales | 299554 | 347741 | TRAWSFYNYDD | FOUR CROSSES GT2 / MAENTWROG GT1 / MAENTWROG GT1 | GLAN-YR-AFON T1 | 11 | SP Manweb plc | Wind | Onshore wind turbines | No |  | N/A | 1.5 | - | - | - | - | - | - | - | - | - | - | - | - | No | Connected | 1.5 | TBC | TBC | TBC | TBC | 2017-11-01 | - | - | - | - | - | - | - | N | TBC | TBC | N | N/A | TBC | 2020-09-14
| 1300060626309 | Lightsource Renewable Energy | Nefyn Solar Farm | Tyddyn Cae (Nefyn) | Boduan | Pwllheli | Gwynedd | LL53 6DW | Wales | 233416 | 338035 | TRAWSFYNYDD | FOUR CROSSES GT2 / MAENTWROG GT1 / MAENTWROG GT2 | N/A | 33 | SP Manweb plc | Solar | Photovoltaic | No |  | N/A | 8 | - | - | - | - | - | - | - | - | - | - | - | - | No | Connected | 8 | TBC | TBC | TBC | TBC | 2015-12-15 | - | - | - | - | - | - | - | N | TBC | TBC | N | N/A | TBC | 2020-09-14
| TBC | Power System | New Broadgreen Hospital | Broadgreen Hospital | Queens Drive, Broadgreen | Liverpool | Merseyside | L14 3LB | England | 340406 | 390858 | RAINHILL | GATEACRE GT1 / HUYTON GT1 / KIRKBY GT3 / PRESCOT GT1A | BROADGREEN T1 / CROXTETH T1 / EAST PRESCOT RD (FINCH LA) T1 / KNOTTY ASH T1 / LEYFIELD RD T1 | 33 | SP Manweb plc | Fossil - Gas | Steam-gas turbine (CCGT) | Yes |  | N/A | 2.2 | - | - | - | - | - | - | - | - | - | - | - | - | No | Connected | 2.2 | TBC | TBC | TBC | TBC | TBC | - | - | - | - | - | - | - | N | TBC | TBC | N | N/A | TBC | 2020-09-14
| 1300060710226 | TBC | Newbridge Energy, Brickfield Lane, Denbigh Road, Ruthin, Denbighshire | Newbridge Energy | Brickfield Lane - Denbigh Road | Ruthin | Denbighshire | LL15 2TN | Wales | 311533 | 359194 | 10/6081/002/G-ABERYSTWYTH GRID | TBC | TBC | 11 | SP Manweb plc | Other | Other | No |  | TBC | 11 | - | - | - | - | - | - | - | - | - | - | - | - | No | Connected | 11 | 10.45 | 11 | 10.45 | 11 | TBC | - | - | - | - | - | - | - | N | TBC | TBC | N | N/A | TBC | 2020-09-14
| 1300053022091 | Nwp Offshore Ltd | North Hoyle Windfarm | Nwp Substation (North Hoyle Windfarm) | Cefndy Road | Rhyl | Denbighshire | LL18 2TT | Wales | 303823 | 392138 | 07/0180/012/G-RHYL GRID | TBC | N/A | 33 | SP Manweb plc | Wind | Offshore wind turbines | No |  | N/A | 60 | - | - | - | - | - | - | - | - | - | - | - | - | No | Connected | 60 | TBC | TBC | TBC | TBC | 2003-12-01 | - | - | - | - | - | - | - | N | TBC | TBC | N | N/A | TBC | 2020-09-14
| 1300052226920 | TBC | NORTH WEST WATER SHELL - GREEN SHELL GREEN WORKS | North West Water Shell Green | Shell Green Works - Gorsey Lane | Widnes | Cheshire | WA8 0YZ | England | 353146 | 385807 | GS-SJ5586/005 FIDDLERS FERRY GRID | TBC | N/A | 33 | SP Manweb plc | Biofuel - Landfill gas | Gas turbine (OCGT) | No |  | N/A | 5 | - | - | - | - | - | - | - | - | - | - | - | - | No | Connected | 5 | TBC | TBC | TBC | TBC | TBC | - | - | - | - | - | - | - | N | TBC | TBC | N | N/A | TBC | 2020-09-14
| N/A | TBC | Northern Bio | Hooton Bio Power | North Road | Ellesmere Port | Cheshire | CH65 1AJ | England | 337314 | 380007 | CAPENHURST | TBC | HOOTON PARK 1B / HOOTON PARK 2B | TBC | SP Manweb plc | Fossil oil | Engine (combustion / reciprocating) | No |  | N/A | 27 | - | - | - | - | - | - | - | - | - | - | - | - | No | Accepted to connect | - | - | - | - | - | - | 27 | TBC | TBC | TBC | TBC | TBC | TBC | N | TBC | TBC | N | N/A | TBC | 2020-08-14
| N/A | Conrad Energy | Oak Road No1 Wrexham | Oak Road | Acrefair | Wrexham | Wrexham | LL14 3LA | Wales | 339120 | 349218 | LEGACY | BRYMBO GT1 / LEGACY LOCAL GT1 / MARCHWIEL GT1 / MARCHWIEL GT2 / WREXHAM GT1 | BICC WREXHAM T1 / MARCHWIEL T1 / WIE CENTRAL T1 | 11 | SP Manweb plc | Fossil - Gas | Gas turbine (OCGT) | No |  | N/A | 5 | - | - | - | - | - | - | - | - | - | - | - | - | No | Accepted to connect | - | - | - | - | - | - | 5 | TBC | TBC | TBC | TBC | 2019-11-21 | TBC | N | TBC | TBC | N | N/A | TBC | 2020-11-11
| N/A | Conrad Energy | Oak Road No2 Wrexham | Oak Road | Acrefair | Wrexham | Wrexham | LL14 9RG | Wales | 328533 | 343452 | LEGACY | BRYMBO GT1 / LEGACY LOCAL GT1 / MARCHWIEL GT1 / MARCHWIEL GT2 / WREXHAM GT1 | DUNLOP PLASTICS | 11 | SP Manweb plc | Fossil - Gas | Gas turbine (OCGT) | No |  | N/A | 5 | - | - | - | - | - | - | - | - | - | - | - | - | No | Accepted to connect | - | - | - | - | - | - | 5 | TBC | TBC | TBC | TBC | TBC | TBC | N | TBC | TBC | N | N/A | TBC | 2020-09-14
| TBC | Oswestry Wtw | Oswestry Wtw | Broomhall Lane | Broomhall Lane | Oswestry | Shropshire | SY10 7HG | England | 328213 | 329029 | LEGACY | LEGACY LOCAL GT2 / NEWTOWN GT2 / OSWESTRY GT5 / OSWESTRY GT8 / WELSHPOOL GT1 / WHITCHURCH GT1 | N/A | 33 | SP Manweb plc | Fossil oil | Engine (combustion / reciprocating) | No |  | N/A | 1.88 | - | - | - | - | - | - | - | - | - | - | - | - | No | Connected | 1.88 | TBC | TBC | TBC | TBC | TBC | - | - | - | - | - | - | - | N | TBC | TBC | N | N/A | TBC | 2020-09-14
| N/A | Pant Y Maen Wind Farm | Pant Y Maen | Land Adjacent To Llyn Bran | Bylchau | Denbigh | Conwy | LL16 5SW | Wales | 296775 | 358953 | CONNAHS QUAY - PENTIR - ST ASAPH | HOLYWELL GT1 / RHYL GT1 / ST ASAPH GT2 / ST ASAPH GT4 | HOLYWELL GT1 / RHYL GT1 / ST ASAPH GT2 / ST ASAPH GT4 | TBC | SP Manweb plc | Wind | Onshore wind turbines | No |  | N/A | 20 | - | - | - | - | - | - | - | - | - | - | - | - | No | Accepted to connect | - | - | - | - | - | - | 20 | TBC | TBC | TBC | TBC | 2014-08-14 | TBC | N | TBC | TBC | N | N/A | TBC | 2020-07-14
| TBC | Parc Adfer Energy Recovery Facility | Parc Adfer | Waste Facility, Site A6 | Weighbridge Road | Connah'S Quay | Clwyd | CH5 2LL | Wales | 331063 | 371586 | CONNAHS QUAY - PENTIR - ST ASAPH | DEESIDE PK GRID GT1 / SIXTH AVE GRID GT1 | N/A | 33 | SP Manweb plc | Waste | Other | No |  | N/A | 22 | - | - | - | - | - | - | - | - | - | - | - | - | No | Connected | 22 | TBC | TBC | TBC | TBC | TBC | - | - | - | - | - | - | - | N | TBC | TBC | N | N/A | TBC | 2020-09-14
| 1300060584280 | Quintas Energy UK | Parciau Solar Park | Parciau Farm | Griffiths Crossing | Caernarfon | Gwynedd | LL55 1TS | Wales | 250255 | 365482 | CONNAHS QUAY - PENTIR - ST ASAPH | BANGOR GT2 / CAERNARFON GT2 | N/A | 33 | SP Manweb plc | Solar | Photovoltaic | No |  | N/A | 15 | - | - | - | - | - | - | - | - | - | - | - | - | No | Connected | 15 | TBC | TBC | TBC | TBC | 2015-03-19 | - | - | - | - | - | - | - | N | TBC | TBC | N | N/A | TBC | 2020-11-11
| 1300060021126 | TBC | Penhsgyn | Penhesgyn Gors |  | Llansadwrn | Anglesey | LL59 5RY | Wales | 253681 | 374298 | WYLFA | AMLWCH GT1 / CAERGEILIOG GT1 | AMLWCH GT1 / CAERGEILIOG GT1 | 11 | SP Manweb plc | Biofuel - Landfill gas | Gas turbine (OCGT) | No |  | N/A | 1.054 | - | - | - | - | - | - | - | - | - | - | - | - | No | Connected | 1.054 | TBC | TBC | TBC | TBC | TBC | - | - | - | - | - | - | - | N | TBC | TBC | N | N/A | TBC | 2020-09-14
| 1300060682233 | Cleanearth Energy Ltd | Penlanlas, Aberystwyth | PENLANLAS FARM | Rhydyfelin | Aberystywth | Ceredigon | SY23 4QE | Wales | 260716 | 276768 | 10/6081/002/G-ABERYSTWYTH GRID | TBC | TBC | TBC | SP Manweb plc | Wind | Onshore wind turbines | No |  | N/A | 1.4 | - | - | - | - | - | - | - | - | - | - | - | - | No | Connected | 1.4 | TBC | TBC | TBC | TBC | TBC | - | - | - | - | - | - | - | N | TBC | TBC | N | N/A | TBC | 2020-08-14
| 1300037983746 | ScottishPower Renewables | Landinam Windfarm | LANDINAM |  | NEWTOWN | Powys | SY16 4BP | Wales | 301275 | 284535 | LEGACY | LEGACY LOCAL GT2 / NEWTOWN GT2 / OSWESTRY GT5 / OSWESTRY GT8 / WELSHPOOL GT1 / WHITCHURCH GT1 | N/A | 33 | SP Manweb plc | Wind | Onshore wind turbines | No |  | N/A | 14 | - | - | - | - | - | - | - | - | - | - | - | - | No | Connected | 14 | TBC | TBC | TBC | TBC | TBC | - | - | - | - | - | - | - | N | TBC | TBC | N | N/A | TBC | 2020-11-11
| 1300060385271 | Cold Move Limited | Pentons | Maesbury Road |  | Oswestry | Shropshire | SY11 1RP | England | 328685 | 329461 | LEGACY | LEGACY LOCAL GT2 / NEWTOWN GT2 / OSWESTRY GT5 / OSWESTRY GT8 / WELSHPOOL GT1 / WHITCHURCH GT1 | N/A | 33 | SP Manweb plc | Other | Other | No |  | TBC | 1.25 | - | - | - | - | - | - | - | - | - | - | - | - | No | Connected | 1.25 | TBC | TBC | TBC | TBC | TBC | - | - | - | - | - | - | - | N | TBC | TBC | N | N/A | TBC | 2020-09-14
| 1300038004507 | TBC | Percival Lane Runcorn | Percival Lane | Halton - Runcorn | Warrington | Cheshire | WA7 4DS | England | 349742 | 382128 | FRODSHAM - INCE | DUTTON GT2 / MOORE GT1 / PERCIVAL LA GT1 | N/A | 33 | SP Manweb plc | Other | Steam-gas turbine (CCGT) | Yes |  | TBC | 60 | - | - | - | - | - | - | - | - | - | - | - | - | No | Connected | 60 | TBC | TBC | TBC | TBC | TBC | - | - | - | - | - | - | - | N | TBC | TBC | N | N/A | TBC | 2020-09-14
| 1300060673451 | Uk Power Reserve Ltd | Percival Lane | Percival Lane | Halton - Runcorn | Warrington | Cheshire | WA7 4DS | England | 349742 | 382128 | FRODSHAM - INCE | DUTTON GT2 / MOORE GT1 / PERCIVAL LA GT1 | N/A | 33 | SP Manweb plc | Stored Energy | Storage - Electrochemical (Batteries) | No |  | TBC | 20 | - | - | - | - | - | - | - | - | - | - | - | - | No | Connected | 20 | TBC | TBC | TBC | TBC | TBC | - | - | - | - | - | - | - | N | TBC | TBC | N | N/A | TBC | 2020-09-14
| 1300060710208 | Next Energy Capital | Garden Tiger Limited | Land located West of Pick Hill Bridge Farm | Holt Road | Cross Lanes | Wrexham | LL13 0UH | Wales | 338023 | 347831 | LEGACY | BRYMBO GT1 / LEGACY LOCAL GT1 / MARCHWIEL GT1 / MARCHWIEL GT2 / WREXHAM GT1 | BRYMBO GT1 / LEGACY LOCAL GT1 / MARCHWIEL GT1 / MARCHWIEL GT2 / WREXHAM GT1 | 11 | SP Manweb plc | Solar | Photovoltaic | No |  | N/A | 3 | - | - | - | - | - | - | - | - | - | - | - | - | No | Connected | 3 | TBC | TBC | TBC | TBC | 2017-03-30 | - | - | - | - | - | - | - | N | TBC | TBC | N | N/A | TBC | 2020-11-11
| 1300050867791 | UK POWER RESERVE | Pilkington Glass Ltd (D30399) Green Gate Burtonhead Rd St Helens Merseyside | Pilkington Glass Ltd - (D30399) Green Gate | Burtonhead Rd | St Helens | Merseyside | WA9 5EA | England | 350877 | 394627 | 03/5094/009/G-RAVENHEAD GRID | BOLD G2B / RAVENHEAD G1A2 / ST HELENS GT2A | N/A | 11 | SP Manweb plc | Other | Steam-gas turbine (CCGT) | Yes |  | TBC | 7.5 | - | - | - | - | - | - | - | - | - | - | - | - | No | Connected | 7.5 | TBC | TBC | TBC | TBC | TBC | - | - | - | - | - | - | - | N | TBC | TBC | N | N/A | TBC | 2020-09-14
| 1300050867791 | PILKINGTON GLASS | Pilkington Greengates | Pilkington Glass Ltd - (D30399) Green Gate | Burtonhead Road | St Helens | Merseyside | WA10 1HT | England | 351285 | 395750 | 03/5094/009/G-RAVENHEAD GRID | BOLD G2B / RAVENHEAD G1A2 / ST HELENS GT2A | N/A | 33 | SP Manweb plc | Fossil - Gas | Gas turbine (OCGT) | No |  | N/A | 15 | - | - | - | - | - | - | - | - | - | - | - | - | No | Connected | 15 | TBC | TBC | TBC | TBC | - | - | - | - | - | - | - | - | N | TBC | TBC | N | N/A | TBC | 2020-11-11
| 1300060149703 | Wind Port of Liverpool Limited | Port Of Liverpool Wind Farm | Alexandria No 1 Dock S/S | Alexandria Dock - Bootle | Liverpool | Merseyside | L20 1BX | England | 333356 | 395230 | KIRKBY | BOOTLE GT1 / LITHERLAND GT1A | N/A | 33 | SP Manweb plc | Wind | Onshore wind turbines | No |  | N/A | 15 | - | - | - | - | - | - | - | - | - | - | - | - | No | Connected | 15 | TBC | TBC | TBC | TBC | 2009-02-01 | - | - | - | - | - | - | - | N | TBC | TBC | N | N/A | TBC | 2020-11-11
| TBC | TBC | Possible 2MW Gen At Winsford Police Hq. | Winsford Police Hq | Collingham Way | Winsford | Cheshire | CW7 2BH | England | 364946 | 366428 | CARRINGTON - FIDDLERS FERRY | ELWORTH GT1 / ELWORTH GT2 / HARTFORD GT1 / KNUTSFORD GT1 / KNUTSFORD GT2 / LOSTOCK GT2 / WINSFORD GT1 | ELWORTH GT1 / ELWORTH GT2 / HARTFORD GT1 / KNUTSFORD GT1 / KNUTSFORD GT2 / LOSTOCK GT2 / WINSFORD GT1 | TBC | SP Manweb plc | Other | Other | No |  | TBC | 2 | - | - | - | - | - | - | - | - | - | - | - | - | No | Connected | 2 | TBC | TBC | TBC | TBC | TBC | - | - | - | - | - | - | - | N | TBC | TBC | N | N/A | TBC | 2020-09-14
| N/A | Peel Environmental | Protos Park G1 | Gsp&Dno Is South, X&Y Is North |  | Chester | Cheshire | CH2 4LB | England | 346577 | 376274 | FRODSHAM - INCE | ELLESMERE PORT GT2 / INCE LOCAL GT1 / INCE LOCAL GT2 | ELLESMERE PORT GT2 / INCE LOCAL GT1 / INCE LOCAL GT2 | TBC | SP Manweb plc | Fossil - Gas | Gas turbine (OCGT) | No |  | N/A | 53 | - | - | - | - | - | - | - | - | - | - | - | - | No | Accepted to connect | - | - | - | - | - | - | 53 | TBC | TBC | TBC | TBC | 2017-11-17 | TBC | N | TBC | TBC | N | N/A | TBC | 2020-09-14
| N/A | Peel Environmental | Protos Park G2 | Gsp&Dno Is South, X&Y Is North |  | Chester | Cheshire | CH2 4LB | England | 346577 | 376274 | FRODSHAM - INCE | ELLESMERE PORT GT2 / INCE LOCAL GT1 / INCE LOCAL GT2 | ELLESMERE PORT GT2 / INCE LOCAL GT1 / INCE LOCAL GT2 | TBC | SP Manweb plc | Waste | Other | No |  | N/A | 27.84 | - | - | - | - | - | - | - | - | - | - | - | - | No | Accepted to connect | - | - | - | - | - | - | 27.84 | TBC | TBC | TBC | TBC | 2017-11-17 | TBC | N | TBC | TBC | N | N/A | TBC | 2020-09-14
| N/A | Peel Environmental | Protos Park G3 | Protos Park G3 | Grinsome Road | Chester | Cheshire | CH2 4RB | England | 343979 | 375281 | FRODSHAM - INCE | TBC | TBC | TBC | SP Manweb plc | Fossil - Gas | Gas turbine (OCGT) | No |  | N/A | 53 | - | - | - | - | - | - | - | - | - | - | - | - | No | Accepted to connect | - | - | - | - | - | - | 53 | TBC | TBC | TBC | TBC | 2017-11-17 | TBC | N | TBC | TBC | N | N/A | TBC | 2020-09-14
| N/A | Peel Environmental | Protos Park G4 | Protos Park G4 | Grinsome Road | Chester | Cheshire | CH2 4RB | England | 343979 | 375281 | FRODSHAM - INCE | TBC | TBC | TBC | SP Manweb plc | Stored Energy | Storage - Electrochemical (Batteries) | No |  | TBC | 11 | - | - | - | - | - | - | - | - | - | - | - | - | No | Accepted to connect | - | - | - | - | - | - | 11 | TBC | TBC | TBC | TBC | 2017-11-17 | TBC | N | TBC | TBC | N | N/A | TBC | 2020-07-14
| 1300060736720 | Interlinq Queensferry Deeside | Queensferry Phase Iii | Queensferry_Phase_Iii, Welsh Power Group Limited, | Pentre | Deeside | Flintshire | CH5 2DW | Wales | 332157 | 367945 | CONNAHS QUAY - PENTIR - ST ASAPH | CASTLE CEMENT GT1 / HAWARDEN GT1 / SALTNEY GT1 / SALTNEY G2B | CASTLE CEMENT GT1 / HAWARDEN GT1 / SALTNEY GT1 / SALTNEY G2B | TBC | SP Manweb plc | Fossil oil | Engine (combustion / reciprocating) | No |  | N/A | 14 | - | - | - | - | - | - | - | - | - | - | - | - | No | Connected | 14 | TBC | TBC | TBC | TBC | 2017-11-09 | - | - | - | - | - | - | - | N | TBC | TBC | N | N/A | TBC | 2020-09-14
| N/A | Oaklands Farm Eggs | Raf Shawbury | Storage Hangar | Wem Road - Shawbury | Shrewsbury | Shropshire | SY4 4DZ | England | 356173 | 322726 | 09/5242/001/G-WHITCHURCH | TBC | TBC | TBC | SP Manweb plc | Biofuel - Biogas from anaerobic digestion (excluding landfill & sewage) | Gas turbine (OCGT) | No |  | N/A | 1 | - | - | - | - | - | - | - | - | - | - | - | - | No | Accepted to connect | - | - | - | - | - | - | 1 | TBC | TBC | TBC | TBC | TBC | TBC | N | TBC | TBC | N | N/A | TBC | 2020-09-14
| 1300035358261 | Biffa Waste Services Limited | Ravenhead Landfill | Ravenhead Landfill Site | Burtonhead Road | St Helens | Merseyside | WA9 5DS | England | 351185 | 394415 | 03/5094/009/G-RAVENHEAD GRID | BOLD G2B / RAVENHEAD G1A2 / ST HELENS GT2A | N/A | 33 | SP Manweb plc | Biofuel - Landfill gas | Gas turbine (OCGT) | No |  | N/A | 1.1 | - | - | - | - | - | - | - | - | - | - | - | - | No | Connected | 1.1 | TBC | TBC | TBC | TBC | TBC | - | - | - | - | - | - | - | N | TBC | TBC | N | N/A | TBC | 2020-09-14
| 1300060487638 | Uk Power Solutions | Red House Bio | Fox Holes Farm | Little Ness | Baschurch | Shropshire | SY4 2LG | England | 340735 | 320445 | LEGACY | LEGACY LOCAL GT2 / NEWTOWN GT2 / OSWESTRY GT5 / OSWESTRY GT8 / WELSHPOOL GT1 / WHITCHURCH GT1 | PILKINGTONS HO T1 / SOMERFIELD DISTRIBUTION T1 / RAVENHEAD RETAIL PARK T1 | 11 | SP Manweb plc | Other | Steam-gas turbine (CCGT) | Yes |  | TBC | 1.5 | - | - | - | - | - | - | - | - | - | - | - | - | No | Connected | 1.5 | TBC | TBC | TBC | TBC | TBC | - | - | - | - | - | - | - | N | TBC | TBC | N | N/A | TBC | 2020-09-14
| TBC | TBC | Rheidol | Ceredigion |  | Aberystwyth | Ceredigion | SY23 3NB | Wales | 270825 | 279293 | SWANSEA NORTH | TBC | ABERYSTWYTH GT2 / RHYDLYDAN GT1 | TBC | SP Manweb plc | Stored Energy | Storage - Mechanical - Pumped Hydro | No |  | N/A | 41 | - | - | - | - | - | - | - | - | - | - | - | - | No | Connected | 41 | TBC | TBC | TBC | TBC | TBC | - | - | - | - | - | - | - | N | TBC | TBC | N | N/A | TBC | 2020-08-14
| 1300037984002 | Fossil Purchasing Agency | Rheidol Wind Farm | Rheidol Windfarm | Llywernog | Aberystwyth | Ceredigion | SY23 3AB | Wales | 272400 | 280500 | SWANSEA NORTH | ABERYSTWYTH GT2 / RHYDLYDAN GT1 | N/A | 33 | SP Manweb plc | Wind | Onshore wind turbines | No |  | N/A | 2.45 | - | - | - | - | - | - | - | - | - | - | - | - | No | Connected | 2.45 | TBC | TBC | TBC | TBC | 1997-02-06 | - | - | - | - | - | - | - | N | TBC | TBC | N | N/A | TBC | 2020-09-14
| N/A | Countryside Renewables | Rhosgoch Socket | Llanbadrig | Rhosgoch | Rhosgoch | Anglesey | LL66 0AT | Wales | 238390 | 392219 | WYLFA | AMLWCH GT1 / CAERGEILIOG GT1 | N/A | 33 | SP Manweb plc | Solar | Photovoltaic | No |  | N/A | 52.5263 | - | - | - | - | - | - | - | - | - | - | - | - | No | Accepted to connect | - | - | - | - | - | - | 49.9 | TBC | TBC | TBC | TBC | TBC | TBC | N | TBC | TBC | N | N/A | TBC | 2020-09-14
| 1300050649381 | Countryside Renewables | Rhyd-Y-Groes | Rhyd Y Groes Windfarm | Cemmaes Bay | Cemmaes Bay | Gwynedd | LL66 0AT | Wales | 239215 | 392601 | WYLFA | AMLWCH GT1 / CAERGEILIOG GT1 | N/A | 33 | SP Manweb plc | Wind | Onshore wind turbines | No |  | N/A | 7.2 | - | - | - | - | - | - | - | - | - | - | - | - | No | Connected | 7.2 | TBC | TBC | TBC | TBC | TBC | - | - | - | - | - | - | - | N | TBC | TBC | N | N/A | TBC | 2020-09-14
| N/A | E.On / Eurus (Tpg Wind) | Rhyd-Y-Groes Wind Farm - Repowering | Time Team Iron Age Site | Unnamed Road Off A5025 | Rhosgoch | Anglesey | LL66 0AP | Wales | 240467 | 392683 | 08/4493/007/G-AMLWCH GRID | BANGOR GT2 / CAERNARFON GT2 | PARC MENAI T1 | 11 | SP Manweb plc | Wind | Onshore wind turbines | No |  | N/A | 9.9 | - | - | - | - | - | - | - | - | - | - | - | - | No | Accepted to connect | - | - | - | - | - | - | 9.9 | TBC | TBC | TBC | TBC | TBC | TBC | N | TBC | TBC | N | N/A | TBC | 2020-07-14
| 1300060102608 | Rhyl Flats Windfarm | Rhyl Flats Wind Farm | Kinmel Bay Grid Substation | Towyn Road | Abergele | Conwy | LL22 9HG | Wales | 290990 | 388002 | 10/6081/002/G-ABERYSTWYTH GRID | TBC | N/A | 33 | SP Manweb plc | Wind | Onshore wind turbines | No |  | N/A | 92 | - | - | - | - | - | - | - | - | - | - | - | - | No | Connected | 92 | TBC | TBC | TBC | TBC | TBC | - | - | - | - | - | - | - | N | TBC | TBC | N | N/A | TBC | 2020-09-14
| 1300060416993 | Quintas Energy UK | Rolls Royce (Bentley) | Rolls Royce Motor Cars | Pyms Lane | Crewe | Cheshire | CW1 3PJ | England | 368482 | 356627 | CELLARHEAD | COPPENHALL GT1 / CREWE GT1 / CREWE GT2A / CREWE GT4A / RADWAY GREEN GT1 / RADWAY GREEN GT2 / WHITCHURCH GT2 | ROLLS ROYCE T1 / ROLLS ROYCE T2 / ROLLS ROYCE T3 | 11 | SP Manweb plc | Solar | Photovoltaic | No |  | N/A | 7.1 | - | - | - | - | - | - | - | - | - | - | - | - | No | Connected | 7.1 | TBC | TBC | TBC | TBC | 2013-03-26 | - | - | - | - | - | - | - | N | TBC | TBC | N | N/A | TBC | 2020-11-11
| 1300051349870 | Dalkia Utilities Services Plc | Royal Liverpool Hospitial | Teaching Hospital | Perscot St (Liverpool 7) | Liverpool | Merseyside | L7 8UE | England | 335815 | 390858 | LISTER DRIVE | BURLINGTON ST GT2 / LISTER DV B GT1 / PARADISE ST GT1 | ROLLS ROYCE T1 / ROLLS ROYCE T2 / ROLLS ROYCE T3 | 11 | SP Manweb plc | Other | Steam-gas turbine (CCGT) | Yes |  | TBC | 5 | - | - | - | - | - | - | - | - | - | - | - | - | No | Connected | 5 | TBC | TBC | TBC | TBC | TBC | - | - | - | - | - | - | - | N | TBC | TBC | N | N/A | TBC | 2020-09-14
| 1300051002999 | Waste Recycling Group Limited | Ruabon Landfill | Ruabon Landfill Site | Tatham Road | Ruabon | Wrexham | LL14 6RF | Wales | 330000 | 345000 | LEGACY | LEGACY LOCAL GT2 / NEWTOWN GT2 / OSWESTRY GT5 / OSWESTRY GT8 / WELSHPOOL GT1 / WHITCHURCH GT1 | 04/3044/018/ -RUABON LANDFILL | 11 | SP Manweb plc | Biofuel - Landfill gas | Gas turbine (OCGT) | No |  | N/A | 2.24 | - | - | - | - | - | - | - | - | - | - | - | - | No | Connected | 2.24 | TBC | TBC | TBC | TBC | 2001-07-15 | - | - | - | - | - | - | - | N | TBC | TBC | N | N/A | TBC | 2020-09-14
| 1300060704082 | Lightsource Asset Management Limited | Safeguard, Bradwall 1 Pv Solar Park | Safeguardbradwall1_R2, Lightsource Renewable Development Limited | Bradwall Road | Sandbach | Cheshire | CW11 1RG | England | 374525 | 362487 | ELWORTH GT1 / ELWORTH GT2 / HARTFORD GT1 / KNUTSFORD GT1 / KNUTSFORD GT2 / LOSTOCK GT2 / WINSFORD GT1 | CARRINGTON - FIDDLERS FERRY | PS-SJ7463/003 SAFEGUARD GENERATION | 33 | SP Manweb plc | Solar | Photovoltaic | No |  | N/A | 3.9 | - | - | - | - | - | - | - | - | - | - | - | - | No | Connected | 3.9 | TBC | TBC | TBC | TBC | 2017-01-15 | - | - | - | - | - | - | - | N | TBC | TBC | N | N/A | TBC | 2020-09-14
| 1300038004507 | Scottish & Southern Energy | Salt Union | Salt Union | Percival Lane | Runcorn | Cheshire | WA7 4UX | England | 350678 | 382844 | TBC | TBC | N/A | 33 | SP Manweb plc | Other | Steam-gas turbine (CCGT) | Yes |  | TBC | 49 | - | - | - | - | - | - | - | - | - | - | - | - | No | Connected | 49 | TBC | TBC | TBC | TBC | TBC | - | - | - | - | - | - | - | N | TBC | TBC | N | N/A | TBC | 2020-09-14
| 1300051136210 | E.On Uk Plc | Sandbach Chp | Booth Lane |  | Sandbach | Cheshire | CW11 3NU | England | 372921 | 363213 | CARRINGTON - FIDDLERS FERRY | ELWORTH GT1 / ELWORTH GT2 / HARTFORD GT1 / KNUTSFORD GT1 / KNUTSFORD GT2 / LOSTOCK GT2 / WINSFORD GT1 | N/A | 33 | SP Manweb plc | Fossil - Gas | Steam-gas turbine (CCGT) | Yes |  | N/A | 48 | - | - | - | - | - | - | - | - | - | - | - | - | No | Connected | 48 | TBC | TBC | TBC | TBC | TBC | - | - | - | - | - | - | - | N | TBC | TBC | N | N/A | TBC | 2020-09-14
| 1300050867852 | Export Portfolio | Seaforth Wind Farm | Freeport - Royal Seafort Docks, Port Of Liverpool | Seaforth | Liverpool | Merseyside | L21 1LA | England | 332375 | 397174 | KIRKBY | BOOTLE GT1 / LITHERLAND GT1A | N/A | 33 | SP Manweb plc | Wind | Onshore wind turbines | No |  | N/A | 3 | - | - | - | - | - | - | - | - | - | - | - | - | No | Connected | 3 | TBC | TBC | TBC | TBC | TBC | - | - | - | - | - | - | - | N | TBC | TBC | N | N/A | TBC | 2020-09-14
| N/A | Cambrian Services Ltd | Seiont Brickyard | Seoiont Works | Seoiont Mill Road | Caernarfon | Gwynedd | LL55 2YL | Wales | 249075 | 361726 | TRAWSFYNYDD | FOUR CROSSES GT2 / MAENTWROG GT1 / MAENTWROG GT2 | FOUR CROSSES GT2 / MAENTWROG GT1 / MAENTWROG GT2 | TBC | SP Manweb plc | Fossil - Gas | Gas turbine (OCGT) | No |  | N/A | 20 | - | - | - | - | - | - | - | - | - | - | - | - | No | Accepted to connect | - | - | - | - | - | - | 20 | TBC | TBC | TBC | TBC | 2019-03-14 | TBC | N | TBC | TBC | N | N/A | TBC | 2020-09-14
| 1300052359470 | Waste Recycling Group Limited | Shanks | Penybont Works | Just Off The B5605 | Pentre, Chirk | Wrexham | LL14 5AW | Wales | 329200 | 341600 | LEGACY | LEGACY LOCAL GT2 / NEWTOWN GT2 / OSWESTRY GT5 / OSWESTRY GT8 / WELSHPOOL GT1 / WHITCHURCH GT1 | LEGACY LOCAL GT2 / NEWTOWN GT2 / OSWESTRY GT5 / OSWESTRY GT8 / WELSHPOOL GT1 / WHITCHURCH GT1 | 11 | SP Manweb plc | Biofuel - Landfill gas | Gas turbine (OCGT) | No |  | N/A | 2 | - | - | - | - | - | - | - | - | - | - | - | - | No | Connected | 2 | TBC | TBC | TBC | TBC | TBC | - | - | - | - | - | - | - | N | TBC | TBC | N | N/A | TBC | 2020-09-14
| 1300050649372 | Shell Uk Limited | Shell Thornton Steam 10 | Shell Site | Thornton-le-moors | Ellesmere Port | Cheshire | CH2 4JF | England | 344405 | 374930 | SHELL TRANMERE | N/A | N/A | 132 | SP Manweb plc | Fossil - Gas | Gas turbine (OCGT) | No |  | N/A | 10 | - | - | - | - | - | - | - | - | - | - | - | - | No | Connected | 10 | TBC | TBC | TBC | TBC | TBC | - | - | - | - | - | - | - | N | TBC | TBC | N | N/A | TBC | 2020-09-14
| TBC | Shell Uk Limited | Shell Thornton Steam 75 | Shell Site | Thornton-le-moors | Ellesmere Port | Cheshire | CH2 4JF | England | 344405 | 374930 | SHELL TRANMERE | N/A | N/A | 132 | SP Manweb plc | Fossil - Gas | Gas turbine (OCGT) | No |  | N/A | 75 | - | - | - | - | - | - | - | - | - | - | - | - | No | Connected | 75 | TBC | TBC | TBC | TBC | TBC | - | - | - | - | - | - | - | N | TBC | TBC | N | N/A | TBC | 2020-09-14
| 1300050649372 | TBC | Shell Uk, Thornton 132Kv Substation Thornton Ellesmere Port South Wirral | Shell Uk - Thornton, 132Kv Substation | Stanlow Works | Ellesmere Port | Cheshire | CH2 4JF | England | 344404 | 374933 | 10/6081/002/G-ABERYSTWYTH GRID | TBC | N/A | 33 | SP Manweb plc | Other | Steam-gas turbine (CCGT) | Yes |  | TBC | 20 | - | - | - | - | - | - | - | - | - | - | - | - | No | Connected | 20 | TBC | TBC | TBC | TBC | TBC | - | - | - | - | - | - | - | N | TBC | TBC | N | N/A | TBC | 2020-09-14
| 1399999990002 | Foresight Group | Shotwick | Weighbridge Road | Deeside Industrial Park | Deeside | Flintshire | CH5 2UA | Wales | 331844 | 372029 | CONNAHS QUAY - PENTIR - ST ASAPH | N/A | N/A | 132 | SP Manweb plc | Solar | Photovoltaic | No |  | N/A | 50 | - | - | - | - | - | - | - | - | - | - | - | - | No | Connected | 50 | TBC | TBC | TBC | TBC | 2016-03-30 | - | - | - | - | - | - | - | N | TBC | TBC | N | N/A | TBC | 2020-09-14
| N/A | TBC | Solar Pv 13 Ash Road South, Wrexham, Ll1 | Ash Road South | Wrexham Industrial Estate | Wrexham | Wrexham | LL13 9UG | Wales | 337838 | 350260 | GS-SJ3849/009 MARCHWIEL GRID | TBC | GS-SJ3849/009 MARCHWIEL GRID | TBC | SP Manweb plc | Solar | Photovoltaic | No |  | N/A | 1.75 | - | - | - | - | - | - | - | - | - | - | - | - | No | Accepted to connect | - | - | - | - | - | - | 1.75 | TBC | TBC | TBC | TBC | 2019-10-15 | TBC | N | TBC | TBC | N | N/A | TBC | 2020-09-14
| 1300060208518 | TBC | Sp Manweb Substation Middlewich Road Woolstanwood Crewe Cheshire | Spm Crewe 132Kv S/S | Middlewich Road | Crewe | Cheshire | CW2 8SE | England | 367595 | 356393 | 10/6081/002/G-ABERYSTWYTH GRID | TBC | N/A | 33 | SP Manweb plc | Other | Other | No |  | TBC | 4 | - | - | - | - | - | - | - | - | - | - | - | - | No | Connected | 4 | TBC | TBC | TBC | TBC | TBC | - | - | - | - | - | - | - | N | TBC | TBC | N | N/A | TBC | 2020-09-14
| 1300060673489 | Stanlow | Stanlow | Stanlow |  | Ellesmere Port | Cheshire | CH65 4EY | England | 341540 | 376537 | CAPENHURST | BROMBOROUGH GT2 / ELLESMERE PORT GT1 / HOOTON PK GT1A / HOOTON PK GT2A | N/A | 33 | SP Manweb plc | Fossil - Gas | Gas turbine (OCGT) | No |  | N/A | 20 | - | - | - | - | - | - | - | - | - | - | - | - | No | Connected | 20 | TBC | TBC | TBC | TBC | TBC | - | - | - | - | - | - | - | N | TBC | TBC | N | N/A | TBC | 2020-09-14
| 1300060668372 | Burmeister & Wain Scandinavian (Bwsc)/ Bioenergy Infrastructure Group | Stobart Park | Stobart Park Widnes 20Mw Generation | Desoto Road E | Widnes | Cheshire | WA8 0PE | England | 350091 | 384450 | RAINHILL | BOLD G2A / PRESCOT GT1B / WIDNES GT1 / WIDNES GT2 | N/A | 33 | SP Manweb plc | Biomass | Other | No |  | N/A | 20 | - | - | - | - | - | - | - | - | - | - | - | - | No | Connected | 20 | TBC | TBC | TBC | TBC | 2017-02-06 | - | - | - | - | - | - | - | N | TBC | TBC | N | N/A | TBC | 2020-09-14
| 1300051821478 | Power System | Strand Gate | Port Of Liverpool, Regents Road, Nr Strand Gate | Bootle | Liverpool | Merseyside | L20 1AS | England | 293466 | 682661 | KIRKBY | BOOTLE GT1 / LITHERLAND GT1A | N/A | 33 | SP Manweb plc | Other | Steam-gas turbine (CCGT) | Yes |  | TBC | 35 | - | - | - | - | - | - | - | - | - | - | - | - | No | Connected | 35 | TBC | TBC | TBC | TBC | TBC | - | - | - | - | - | - | - | N | TBC | TBC | N | N/A | TBC | 2020-09-14
| N/A | Sweco | Sutton Heath Road | Green Gate Works | Sherdley Road - Sutton Health Road | St Helens | Merseyside | WA9 5DH | England | 350972 | 394247 | TBC | TBC | 03/5094/009/G-RAVENHEAD GRID | TBC | SP Manweb plc | Waste | Other | No |  | N/A | 15 | - | - | - | - | - | - | - | - | - | - | - | - | No | Accepted to connect | - | - | - | - | - | - | 15 | TBC | TBC | TBC | TBC | TBC | TBC | N | TBC | TBC | N | N/A | TBC | 2020-07-14
| 1300060499094 | Quintas Energy UK | Tai Moelion Solar Park | Tai Moelion | Aberffraw | Ty Croes | Anglesey | LL63 5SZ | Wales | 238717 | 367342 | WYLFA | AMLWCH GT1 / CAERGEILIOG GT1 | N/A | 33 | SP Manweb plc | Solar | Photovoltaic | No |  | N/A | 15 | - | - | - | - | - | - | - | - | - | - | - | - | No | Connected | 15 | TBC | TBC | TBC | TBC | 2014-06-18 | - | - | - | - | - | - | - | N | TBC | TBC | N | N/A | TBC | 2020-09-14
| 1300060626284 | TBC | Teyrdan | Ks Spv 44 Ltd | Llysfaen | Colwyn Bay | Conwy | LL29 8AJ | Wales | 288855 | 376392 | CONNAHS QUAY - PENTIR - ST ASAPH | COLWYN BAY GT1 / COLWYN BAY GT2 / DOLGARROG GT2 | N/A | 33 | SP Manweb plc | Solar | Photovoltaic | No |  | N/A | 9 | - | - | - | - | - | - | - | - | - | - | - | - | No | Connected | 9 | TBC | TBC | TBC | TBC | TBC | - | - | - | - | - | - | - | N | TBC | TBC | N | N/A | TBC | 2020-09-14
| 1300060640312 | Quintas Energy UK | Pen y Cae | Land At The Grange | Plas Bennion Road | Penycae | Wrexham | LL14 1TP | Wales | 328970 | 344020 | LEGACY | LEGACY LOCAL GT2 / NEWTOWN GT2 / OSWESTRY GT5 / OSWESTRY GT8 / WELSHPOOL GT1 / WHITCHURCH GT1 | LEGACY LOCAL GT2 / NEWTOWN GT2 / OSWESTRY GT5 / OSWESTRY GT8 / WELSHPOOL GT1 / WHITCHURCH GT1 | 11 | SP Manweb plc | Solar | Photovoltaic | No |  | N/A | 4.75 | - | - | - | - | - | - | - | - | - | - | - | - | No | Connected | 4.75 | TBC | TBC | TBC | TBC | 2016-03-24 | - | - | - | - | - | - | - | N | TBC | TBC | N | N/A | TBC | 2020-09-14
| 1300052206880 | Bidston Methane Limited | The Moss | Landfill Site | Bidston Retail Park | Wallasey | Merseyside | CH44 2HE | England | 328811 | 391136 | BIRKENHEAD | WALLASEY GT1 / WALLASEY GT2 / WOODSIDE GT2 | CADBURYS T1 / CADBURYS T2 / HOPFIELD RD T1 | 11 | SP Manweb plc | Biofuel - Landfill gas | Gas turbine (OCGT) | No |  | N/A | 2.5 | - | - | - | - | - | - | - | - | - | - | - | - | No | Connected | 2.5 | TBC | TBC | TBC | TBC | TBC | - | - | - | - | - | - | - | N | TBC | TBC | N | N/A | TBC | 2020-09-14
| 1300060647610 | Belltown Power Ltd | Tir Gwynt | Tir Gwynt Wind Farm - Brynawel | Carno | Caersws | Powys | SY17 5JY | Wales | 299943 | 302442 | LEGACY | N/A | N/A | 132 | SP Manweb plc | Wind | Onshore wind turbines | No |  | N/A | 30 | - | - | - | - | - | - | - | - | - | - | - | - | No | Connected | 30 | TBC | TBC | TBC | TBC | 2016-11-16 | - | - | - | - | - | - | - | N | TBC | TBC | N | N/A | TBC | 2020-09-14
| 1300053834691 | BayWa r.e. Operation Services Limited | Tir Mostyn Wind Farm | Tir Mostyn & Foel Goch Windfarm | Nantglyn | Denbigh | Denbighshire | LL16 5RN | Wales | 300300 | 358800 | CONNAHS QUAY - PENTIR - ST ASAPH | HOLYWELL GT1 / RHYL GT1 / ST ASAPH GT2 / ST ASAPH GT4 | N/A | 33 | SP Manweb plc | Wind | Onshore wind turbines | No |  | N/A | 21.25 | - | - | - | - | - | - | - | - | - | - | - | - | No | Connected | 21.25 | TBC | TBC | TBC | TBC | 2005-06-01 | - | - | - | - | - | - | - | N | TBC | TBC | N | N/A | TBC | 2020-11-11
| TBC | Toyota | Toyota | Toyota Motor Manufacturing (Uk) Ltd - Tenth Avenue - Zone 3 | Deeside Industrial Park | Deeside | Flintshire | CH5 2TW | Wales | 331682 | 370582 | CONNAHS QUAY - PENTIR - ST ASAPH | DEESIDE PK GRID GT1 / SIXTH AVE GRID GT1 | N/A | 33 | SP Manweb plc | Solar | Photovoltaic | No |  | N/A | 3.8 | - | - | - | - | - | - | - | - | - | - | - | - | No | Connected | 3.8 | TBC | TBC | TBC | TBC | TBC | - | - | - | - | - | - | - | N | TBC | TBC | N | N/A | TBC | 2020-09-14
| 1300060569830 | Quintas Energy UK | Trench Farm Solar Farm | Trench Farm | Red Hall Lane | Penley | Wrexham | LL13 0NA | Wales | 338419 | 339068 | LEGACY | LEGACY LOCAL GT2 / NEWTOWN GT2 / OSWESTRY GT5 / OSWESTRY GT8 / WELSHPOOL GT1 / WHITCHURCH GT1 | OVERTON T1 | 11 | SP Manweb plc | Solar | Photovoltaic | No |  | N/A | 5 | - | - | - | - | - | - | - | - | - | - | - | - | No | Connected | 5 | TBC | TBC | TBC | TBC | 2015-03-29 | - | - | - | - | - | - | - | N | TBC | TBC | N | N/A | TBC | 2020-11-11
| 1300050649196 | Tryweryn Hydro Limited | Tryweryn Lake Hydro | Capel Celyn | Greenfield | Llanycil | Gwynedd | LL23 7PB | Wales | 284491 | 340261 | TRAWSFYNYDD | FOUR CROSSES GT2 / MAENTWROG GT1 / MAENTWROG GT2 | OVERTON T1 | 11 | SP Manweb plc | Stored Energy | Storage - Mechanical - Pumped Hydro | No |  | N/A | 4.507 | - | - | - | - | - | - | - | - | - | - | - | - | No | Connected | 4.507 | TBC | TBC | TBC | TBC | TBC | - | - | - | - | - | - | - | N | TBC | TBC | N | N/A | TBC | 2020-09-14
| 1300050649390 | Rwe Npower | Trysglwyn | Trysglwyn | Rhosybol | Amlwch | Anglesey | LL68 9RF | Wales | 244000 | 389000 | WYLFA | AMLWCH GT1 / CAERGEILIOG GT1 | N/A | 33 | SP Manweb plc | Wind | Onshore wind turbines | No |  | N/A | 6.737 | - | - | - | - | - | - | - | - | - | - | - | - | No | Connected | 6.737 | TBC | TBC | TBC | TBC | 1996-05-01 | - | - | - | - | - | - | - | N | TBC | TBC | N | N/A | TBC | 2020-09-14
| 1300060621597 | Vogt Solar Ltd | Twemlows North Solar Park | Twemlows Hall | Ash Lane | Whitchurch | Hampshire | SY13 2HA | England | 356843 | 338029 | LEGACY | LEGACY LOCAL GT2 / NEWTOWN GT2 / OSWESTRY GT5 / OSWESTRY GT8 / WELSHPOOL GT1 / WHITCHURCH GT1 | N/A | 33 | SP Manweb plc | Solar | Photovoltaic | No |  | N/A | 8.1 | - | - | - | - | - | - | - | - | - | - | - | - | No | Connected | 8.1 | TBC | TBC | TBC | TBC | 2016-06-15 | - | - | - | - | - | - | - | N | TBC | TBC | N | N/A | TBC | 2020-11-11
| N/A | Lyricenergy | Ty Coch | Queens Road |  | Greenfield | Flintshire | CH8 7JE | Wales | 318549 | 377751 | CONNAHS QUAY - PENTIR - ST ASAPH | HOLYWELL GT1 / RHYL GT1 / ST ASAPH GT2 / ST ASAPH GT4 | HOLYWELL GT1 / RHYL GT1 / ST ASAPH GT2 / ST ASAPH GT4 | TBC | SP Manweb plc | Fossil oil | Engine (combustion / reciprocating) | No |  | N/A | 20 | - | - | - | - | - | - | - | - | - | - | - | - | No | Accepted to connect | - | - | - | - | - | - | 20 | TBC | TBC | TBC | TBC | TBC | TBC | N | TBC | TBC | N | N/A | TBC | 2020-09-14
| 1300060647780 | Rhug Energy Lts | Tyn Y Wern Solar | Rhug Estate - Tai Uchaf | Moeladda | Corwen | Denbighshire | LL21 0EN | Wales | 303123 | 344332 | GS-SJ0158/003 CLOCAENOG GRID | HOLYWELL GT1 / RHYL GT1 / ST ASAPH GT2 / ST ASAPH GT4 | LLANFWROG T1 / RUTHIN T1 | 11 | SP Manweb plc | Solar | Photovoltaic | No |  | N/A | 1.2 | - | - | - | - | - | - | - | - | - | - | - | - | No | Connected | 1.2 | TBC | TBC | TBC | TBC | 2016-03-18 | - | - | - | - | - | - | - | N | TBC | TBC | N | N/A | TBC | 2020-09-14
| 1300050902319 | Fossil Purchasing Agency | Uk Waste Generation | Uk Waste, Landfill Site, Dock Road S | Bromborough Dock | Bromborough | Wirral | CH62 4SF | England | 334900 | 384800 | BIRKENHEAD | BROMBOROUGH GT3 / ROCK FERRY GT2 | LOWER BEBINGTON T1 / NEW FERRY T1 / SPITAL T1 / UNILEVER RESEARCH T1 | 11 | SP Manweb plc | Biofuel - Landfill gas | Gas turbine (OCGT) | No |  | N/A | 3.1 | - | - | - | - | - | - | - | - | - | - | - | - | No | Connected | 3.1 | TBC | TBC | TBC | TBC | 1999-09-29 | - | - | - | - | - | - | - | N | TBC | TBC | N | N/A | TBC | 2020-09-14
| 1300054503019 | Sutton Manor Mines Gas | Union Bank Farm | Warrington Road | Bold Heath | Nr Widnes | Lancashire | WA8 5UU | England | 352142 | 389442 | RAINHILL | BOLD G2A / PRESCOT GT1B / WIDNES GT1 / WIDNES GT2 | LOWER BEBINGTON T1 / NEW FERRY T1 / SPITAL T1 / UNILEVER RESEARCH T1 | 11 | SP Manweb plc | Fossil - Gas | Gas turbine (OCGT) | No |  | TBC | 3 | - | - | - | - | - | - | - | - | - | - | - | - | No | Connected | 3 | TBC | TBC | TBC | TBC | TBC | - | - | - | - | - | - | - | N | TBC | TBC | N | N/A | TBC | 2020-09-14
| 1300060628078 | UNITED UTILITIES WATER PLC | Unknown, 1, N/S, West East Link Main, Prescot Bypass, Prescot, Merseyside | Prescot Wtw - Water Treatment Works N/S | West East Link Main - Prescot Bypass | Prescot | Merseyside | L34 5RL | England | 347001 | 392715 | PRESCOT | BEDBURN DRIVE/BROOKBRIDGE/PRESCOT/ECCLESTON | PRESCOT WATER PUMP | 11 | SP Manweb plc | Solar | Photovoltaic | No |  | N/A | 2.6 | - | - | - | - | - | - | - | - | - | - | - | - | No | Connected | 2.6 | TBC | TBC | TBC | TBC | TBC | - | - | - | - | - | - | - | N | TBC | TBC | N | N/A | TBC | 2020-09-14
| 1300060784158 | Uk Power Reserve Ltd | Vauxhall B | Vauxhall North Road |  | Ellesmere Port | Cheshire | CH65 2JF | England | 340049 | 377734 | CAPENHURST | BROMBOROUGH GT2 / ELLESMERE PORT GT1 / HOOTON PK GT1A / HOOTON PK GT2A | N/A | 33 | SP Manweb plc | Stored Energy | Storage - Electrochemical (Batteries) | No |  | TBC | 20 | - | - | - | - | - | - | - | - | - | - | - | - | No | Connected | 20 | 19.02 | 20.0211 | 19.02 | 20.0211 | TBC | - | - | - | - | - | - | - | N | TBC | TBC | N | N/A | TBC | 2020-09-14
| TBC | Warrington Council | Warrington Home Solar Scheme | Warrington Home Solar Scheme | 36 Parker Street | Warrington | Cheshire | WA1 1LT | England | 360000 | 388000 | 03/5887/008/G-SANKEY BRIDGES GRID | TBC | 03/5887/008/G-SANKEY BRIDGES GRID | TBC | SP Manweb plc | Solar | Photovoltaic | No |  | N/A | 5.3 | - | - | - | - | - | - | - | - | - | - | - | - | No | Connected | 5.3 | TBC | TBC | TBC | TBC | 2016-01-01 | - | - | - | - | - | - | - | N | TBC | TBC | N | N/A | TBC | 2020-09-14
| 1300060805570 | Warrington Power | Warrington Power | Warrington Power, | 1020 Slutchers Lane | Warrington | Cheshire | WA1 1QL | England | 360184 | 386937 | CARRINGTON - FIDDLERS FERRY | DALLAM GT1 / SANKEY BRIDGES GT1 / SANKEY BRIDGES GT3 / WARRINGTON GT3 / WARRINGTON GT5 | N/A | 33 | SP Manweb plc | Fossil - Gas | Gas turbine (OCGT) | No |  | N/A | 16 | - | - | - | - | - | - | - | - | - | - | - | - | No | Connected | 16 | TBC | TBC | TBC | TBC | TBC | - | - | - | - | - | - | - | N | TBC | TBC | N | N/A | TBC | 2020-09-14
| 1300050867755 | Sembcorp Energy UK | Watson Street | Watson Street Works | Canal Street | St Helens | Merseyside | WA10 3JY | England | 350854 | 394889 | RAINHILL | RAVENHEAD G1A1 / ST HELENS GT2B / WINDLE GT1 | BURTONHEAD ROAD (WATSON STREET T1 T2) | 33 | SP Manweb plc | Other | Steam-gas turbine (CCGT) | Yes |  | TBC | 10 | - | - | - | - | - | - | - | - | - | - | - | - | No | Connected | 10 | TBC | TBC | TBC | TBC | TBC | - | - | - | - | - | - | - | N | TBC | TBC | N | N/A | TBC | 2020-11-11
| 1300060138739 | Bridge Wind Management Ltd | Wern Ddu wind farm | Craig Lelo Quarry |  | Gwyddelwern | Denbighshire | LL21 9SD | Wales | 305800 | 348500 | TRAWSFYNYDD | FOUR CROSSES GT2 / MAENTWROG GT1 / MAENTWROG GT2 | N/A | 33 | SP Manweb plc | Wind | Onshore wind turbines | No |  | N/A | 12 | - | - | - | - | - | - | - | - | - | - | - | - | No | Connected | 12 | TBC | TBC | TBC | TBC | 2010-04-23 | - | - | - | - | - | - | - | N | TBC | TBC | N | N/A | TBC | 2020-09-14
| TBC | Countess Of Chester | West Cheshire Hospital | Countess Of Chester Hospital | Liverpool Road | Chester | Cheshire | CH2 1UL | England | 340058 | 368678 | CAPENHURST | CHESTER MAIN GT4 / CRANE BANK GT1 / GUILDEN SUTTON GT1 / SALTNEY G2A | CHESTER MAIN GT4 / CRANE BANK GT1 / GUILDEN SUTTON GT1 / SALTNEY G2A | TBC | SP Manweb plc | Other | Steam-gas turbine (CCGT) | Yes |  | TBC | 2 | - | - | - | - | - | - | - | - | - | - | - | - | No | Connected | 2 | TBC | TBC | TBC | TBC | TBC | - | - | - | - | - | - | - | N | TBC | TBC | N | N/A | TBC | 2020-09-14
| TBC | Ineos | Weston Point Diesel 2 | South Parade | Weston Point | Runcorn | Cheshire | WA7 4HZ | England | 350476 | 380563 | TBC | TBC | TBC | TBC | SP Manweb plc | Fossil oil | Engine (combustion / reciprocating) | No |  | N/A | 1.6 | - | - | - | - | - | - | - | - | - | - | - | - | No | Connected | 1.6 | TBC | TBC | TBC | TBC | TBC | - | - | - | - | - | - | - | N | TBC | TBC | N | N/A | TBC | 2020-09-14
| TBC | Ineos | Weston Point Gas 45 | South Parade | Weston Point | Runcorn | Cheshire | WA7 4HZ | England | 350476 | 380563 | TBC | TBC | TBC | TBC | SP Manweb plc | Fossil - Gas | Gas turbine (OCGT) | No |  | N/A | 45 | - | - | - | - | - | - | - | - | - | - | - | - | No | Connected | 45 | TBC | TBC | TBC | TBC | TBC | - | - | - | - | - | - | - | N | TBC | TBC | N | N/A | TBC | 2020-09-14
| TBC | Ineos | Weston Point Steam 38 B | South Parade | Weston Point | Runcorn | Cheshire | WA7 4HZ | England | 350476 | 380563 | TBC | TBC | TBC | TBC | SP Manweb plc | Waste | Other | No |  | TBC | 38 | - | - | - | - | - | - | - | - | - | - | - | - | No | Connected | 38 | TBC | TBC | TBC | TBC | TBC | - | - | - | - | - | - | - | N | TBC | TBC | N | N/A | TBC | 2020-09-14
| TBC | Ineos | Weston Point Steam 62 | South Parade | Weston Point | Runcorn | Cheshire | WA7 4HZ | England | 350476 | 380563 | TBC | TBC | TBC | TBC | SP Manweb plc | Waste | Other | No |  | TBC | 62.325 | - | - | - | - | - | - | - | - | - | - | - | - | No | Connected | 62.325 | TBC | TBC | TBC | TBC | TBC | - | - | - | - | - | - | - | N | TBC | TBC | N | N/A | TBC | 2020-09-14
| N/A | Weston Power Station | Weston Power Station | Cow Hay Lane | Weston | Runcorn | Cheshire | WA7 4FZ | England | 351769 | 380078 | CELLARHEAD | TBC | COPPENHALL GT1 / CREWE GT1 / CREWE GT2A / CREWE GT4A / RADWAY GREEN GT1 / RADWAY GREEN GT2 / WHITCHURCH GT2 | TBC | SP Manweb plc | Fossil oil | Engine (combustion / reciprocating) | No |  | N/A | 20 | - | - | - | - | - | - | - | - | - | - | - | - | No | Accepted to connect | - | - | - | - | - | - | 20 | TBC | TBC | TBC | TBC | 2017-01-06 | TBC | N | TBC | TBC | N | N/A | TBC | 2020-08-14
| 1300060652629 | 33KV Limited | Williams Solar Farm | Williams Farm | Bedwell Road | Wrexham | Wrexham | LL13 9XS | Wales | 338309 | 348363 | LEGACY | BRYMBO GT1 / LEGACY LOCAL GT1 / MARCHWIEL GT1 / MARCHWIEL GT2 / WREXHAM GT1 | N/A | 33 | SP Manweb plc | Solar | Photovoltaic | No |  | N/A | 5.5 | - | - | - | - | - | - | - | - | - | - | - | - | No | Connected | 5.5 | TBC | TBC | TBC | TBC | 2016-03-31 | - | - | - | - | - | - | - | N | TBC | TBC | N | N/A | TBC | 2020-11-11
| N/A | Renewabuild | Williams Farm Battery (Phase 2) | "BATTERY, WILLIAMS FARM | Bedwell Road | Wrexham | Wrexham | LL13 9XS | Wales | 337005 | 349243 | LEGACY | BRYMBO GT1 / LEGACY LOCAL GT1 / MARCHWIEL GT1 / MARCHWIEL GT2 / WREXHAM GT1 | PS-SJ3748/010 WILLIAMS FARM SOLAR PARK | 33 | SP Manweb plc | Stored Energy | Storage - Electrochemical (Batteries) | No |  | TBC | 6 | - | - | - | - | - | - | - | - | - | - | - | - | No | Accepted to connect | - | - | - | - | - | - | 6 | TBC | TBC | TBC | TBC | TBC | TBC | N | TBC | TBC | N | N/A | TBC | 2020-09-14
| N/A | Solar Ventures | Williams Farm Solar (Phase 2) | Maelor Gas Works | Marchwiel | Wrexham | Wrexham | LL13 0UW | Wales | 337005 | 349243 | LEGACY | BRYMBO GT1 / LEGACY LOCAL GT1 / MARCHWIEL GT1 / MARCHWIEL GT2 / WREXHAM GT1 | N/A | 33 | SP Manweb plc | Solar | Photovoltaic | No |  | N/A | 9.5 | - | - | - | - | - | - | - | - | - | - | - | - | No | Accepted to connect | - | - | - | - | - | - | 9.5 | TBC | TBC | TBC | TBC | TBC | TBC | N | TBC | TBC | N | N/A | TBC | 2020-09-14
| N/A | TBC | Wincham Lane Farm | Wincham Lane | Wincham | Northwich | Cheshire | CW9 6DE | England | 367735 | 375387 | CARRINGTON - FIDDLERS FERRY | ELWORTH GT1 / ELWORTH GT2 / HARTFORD GT1 / KNUTSFORD GT1 / KNUTSFORD GT2 / LOSTOCK GT2 / WINSFORD GT1 | ELWORTH GT1 / ELWORTH GT2 / HARTFORD GT1 / KNUTSFORD GT1 / KNUTSFORD GT2 / LOSTOCK GT2 / WINSFORD GT1 | TBC | SP Manweb plc | Fossil oil | Engine (combustion / reciprocating) | No |  | N/A | 20 | - | - | - | - | - | - | - | - | - | - | - | - | No | Accepted to connect | - | - | - | - | - | - | 20 | TBC | TBC | TBC | TBC | 2016-08-26 | TBC | N | TBC | TBC | N | N/A | TBC | 2020-09-14
| 1300051694827 | Eon | EON Winnington | Griffiths Road |  | Northwich | Cheshire | CW9 7NU | England | 368628 | 374675 | TBC | TBC | N/A | 33 | SP Manweb plc | Fossil - Gas | Gas turbine (OCGT) | No |  | N/A | 138 | - | - | - | - | - | - | - | - | - | - | - | - | No | Connected | 138 | TBC | TBC | TBC | TBC | TBC | - | - | - | - | - | - | - | N | TBC | TBC | N | N/A | TBC | 2020-09-14
| TBC | Wrexham Council | Wrexham Social Housing Pv | Wrexham Social Housing Pv | 3 Kingsmills Road | Wrexham | Wrexham | LL13 8NH | Wales | 333726 | 349750 | 04/3549/009/G-WREXHAM GRID | BRYMBO GT1 / LEGACY LOCAL GT1 / MARCHWIEL GT1 / MARCHWIEL GT2 / WREXHAM GT1 | CHESTER ST (WREXHAM) T1 / EAGLES MEADOW T1 / RHOSNESNI T1 / WHITEGATE T1 | TBC | SP Manweb plc | Solar | Photovoltaic | No |  | N/A | 5.4 | - | - | - | - | - | - | - | - | - | - | - | - | No | Connected | 5.4 | TBC | TBC | TBC | TBC | 2012-08-01 | - | - | - | - | - | - | - | N | TBC | TBC | N | N/A | TBC | 2020-09-14
| 1300060358598 | TBC | Wykey Farm | Wykey Farm | Wykey, Ruyton Xi Towns | Shrewsbury | Shropshire | SY4 1JA | England | 339051 | 324896 | LEGACY | LEGACY LOCAL GT2 / NEWTOWN GT2 / OSWESTRY GT5 / OSWESTRY GT8 / WELSHPOOL GT1 / WHITCHURCH GT1 | EXPRESS FOODS T1 | 11 | SP Manweb plc | Biofuel - Biogas from anaerobic digestion (excluding landfill & sewage) | Gas turbine (OCGT) | No |  | N/A | 1.9 | - | - | - | - | - | - | - | - | - | - | - | - | No | Connected | 1.9 | TBC | TBC | TBC | TBC | TBC | - | - | - | - | - | - | - | N | TBC | TBC | N | N/A | TBC | 2020-09-14
| 1300060407109 | Wynnstay & Clwyd Farmers | Wynnstay Farmers | Lansantffraid Mill | Llansantffraid | Llansantffraid | Powys | SY22 6AQ | Wales | 322075 | 320258 | LEGACY | LEGACY LOCAL GT2 / NEWTOWN GT2 / OSWESTRY GT5 / OSWESTRY GT8 / WELSHPOOL GT1 / WHITCHURCH GT1 | EXPRESS FOODS T1 | 11 | SP Manweb plc | Solar | Photovoltaic | No |  | N/A | 1.2 | - | - | - | - | - | - | - | - | - | - | - | - | No | Connected | 1.2 | TBC | TBC | TBC | TBC | TBC | - | - | - | - | - | - | - | N | TBC | TBC | N | N/A | TBC | 2020-09-14
| TBC | Ysbyty Glan Clwyd | Ysbyty Glan Clwyd | Sarn Lane |  | Rhyl | Denbighshire | LL18 5UJ | Wales | 300309 | 376019 | CONNAHS QUAY - PENTIR - ST ASAPH | HOLYWELL GT1 / RHYL GT1 / ST ASAPH GT2 / ST ASAPH GT4 | LLANDDU QUARRY T1 | 11 | SP Manweb plc | Other | Steam-gas turbine (CCGT) | Yes |  | TBC | 1.92 | - | - | - | - | - | - | - | - | - | - | - | - | No | Connected | 1.92 | TBC | TBC | TBC | TBC | TBC | - | - | - | - | - | - | - | N | TBC | TBC | N | N/A | TBC | 2020-09-14
| 1300060267898 | Ysbyty Gwynedd | Gwynedd Hospital Nhs Trust, Ysbyty Gwynedd, Penrhosgarnedd, Bangor | Gwynedd Area Health Authority - Ysbyty Gwynedd | Penrhosgarnedd | Bangor | Gwynedd | LL57 2PW | Wales | 255857 | 370173 | CONNAHS QUAY - PENTIR - ST ASAPH | BANGOR GT2 / CAERNARFON GT2 | BANGOR HOSP T1 / EITHINOG T1 / BANGOR UNIVERSITY T1 / HIRAEL T1 | 11 | SP Manweb plc | Other | Steam-gas turbine (CCGT) | Yes |  | TBC | 4.4 | - | - | - | - | - | - | - | - | - | - | - | - | No | Connected | 4.4 | TBC | TBC | TBC | TBC | TBC | - | - | - | - | - | - | - | N | TBC | TBC | N | N/A | TBC | 2020-09-14
| 1300060418147 | Ysgellog Wind Farm Limited | Ysgellog Wf | Ysgellog Farm | Rhosgoch Anglese | Bodewryn | Anglesey | LL66 0AP | Wales | 240490 | 391238 | WYLFA | AMLWCH GT1 / CAERGEILIOG GT1 | AMLWCH T1 / AMLWCH T2 | 33 | SP Manweb plc | Wind | Onshore wind turbines | No |  | N/A | 4.6 | - | - | - | - | - | - | - | - | - | - | - | - | No | Connected | 4.6 | TBC | TBC | TBC | TBC | 2013-04-30 | - | - | - | - | - | - | - | N | TBC | TBC | N | N/A | TBC | 2020-11-11
1700050999575 | DATA NOT AVAILABLE | SGL CARBON FIBRES LIMITED | MUIR OF ORD INDUSTRIAL ESTATE | MUIR OF ORD INDUSTRIAL ESTATE UNIT 11 | GREAT NORTH ROAD | MUIR OF ORD | HIGHLAND | IV6 7UA | SCOTLAND | 253175 | 848867 | BEAU | N/A | MUIR OF ORD | 11 | SCOTTISH HYDRO ELECTRIC POWER DISTRIBUTION PLC | OTHER | OTHER | NO | TBC | TBC | TBC | DATA NOT AVAILABLE | DATA NOT AVAILABLE | DATA NOT AVAILABLE | DATA NOT AVAILABLE | DATA NOT AVAILABLE | DATA NOT AVAILABLE | DATA NOT AVAILABLE | DATA NOT AVAILABLE | DATA NOT AVAILABLE | DATA NOT AVAILABLE | DATA NOT AVAILABLE | DATA NOT AVAILABLE | NO | CONNECTED | 3.325 | 3.325 | 3.5 | TBC | TBC | TBC | N/A | N/A | N/A | N/A | N/A | N/A | N/A | N | DATA NOT AVAILABLE | N/A | TBC | N/A | DATA NOT AVAILABLE | 2020-07-22
1700051004248 | DATA NOT AVAILABLE | DATA NOT AVAILABLE | SANDILANDS CENTRE | SANDILANDS CENTRE | MILLER STREET | ABERDEEN | ABERDEEN | AB11 5AN | SCOTLAND | 394912 | 806348 | CLAY | N/A | COMMERCE STREET | 11 | SCOTTISH HYDRO ELECTRIC POWER DISTRIBUTION PLC | OTHER | OTHER | NO | TBC | TBC | TBC | DATA NOT AVAILABLE | DATA NOT AVAILABLE | DATA NOT AVAILABLE | DATA NOT AVAILABLE | DATA NOT AVAILABLE | DATA NOT AVAILABLE | DATA NOT AVAILABLE | DATA NOT AVAILABLE | DATA NOT AVAILABLE | DATA NOT AVAILABLE | DATA NOT AVAILABLE | DATA NOT AVAILABLE | NO | CONNECTED | 1.207 | 1.207 | 1.27 | TBC | TBC | TBC | N/A | N/A | N/A | N/A | N/A | N/A | N/A | N | DATA NOT AVAILABLE | N/A | TBC | N/A | DATA NOT AVAILABLE | 2020-07-22
1700051084759 | DATA NOT AVAILABLE | VEOLIA UK LIMITED | SEWAGE PUMPING STATION | SEWAGE PUMPING STATION | SOUTH BALMOSSIE STREET | DUNDEE | DUNDEE | DD5 2UA | SCOTLAND | 348346 | 731746 | MILC | N/A | EDZELL STREET | 11 | SCOTTISH HYDRO ELECTRIC POWER DISTRIBUTION PLC | OTHER | OTHER | NO | TBC | TBC | TBC | DATA NOT AVAILABLE | DATA NOT AVAILABLE | DATA NOT AVAILABLE | DATA NOT AVAILABLE | DATA NOT AVAILABLE | DATA NOT AVAILABLE | DATA NOT AVAILABLE | DATA NOT AVAILABLE | DATA NOT AVAILABLE | DATA NOT AVAILABLE | DATA NOT AVAILABLE | DATA NOT AVAILABLE | NO | CONNECTED | 1.425 | 1.425 | 1.5 | TBC | TBC | TBC | N/A | N/A | N/A | N/A | N/A | N/A | N/A | N | DATA NOT AVAILABLE | N/A | TBC | N/A | DATA NOT AVAILABLE | 2020-07-22
1700051084800 | DATA NOT AVAILABLE | VEOLIA UK LIMITED | STANNERGATE | STANNERGATE SEWAGE STATION | BROUGHTY FERRY ROAD | DUNDEE | DUNDEE | DD4 8UX | SCOTLAND | 345183 | 732399 | MILC | N/A | MILTON OF CRAIGIE | 11 | SCOTTISH HYDRO ELECTRIC POWER DISTRIBUTION PLC | OTHER | OTHER | NO | TBC | TBC | TBC | DATA NOT AVAILABLE | DATA NOT AVAILABLE | DATA NOT AVAILABLE | DATA NOT AVAILABLE | DATA NOT AVAILABLE | DATA NOT AVAILABLE | DATA NOT AVAILABLE | DATA NOT AVAILABLE | DATA NOT AVAILABLE | DATA NOT AVAILABLE | DATA NOT AVAILABLE | DATA NOT AVAILABLE | NO | CONNECTED | 1.045 | 1.045 | 1.1 | TBC | TBC | TBC | N/A | N/A | N/A | N/A | N/A | N/A | N/A | N | DATA NOT AVAILABLE | N/A | TBC | N/A | DATA NOT AVAILABLE | 2020-07-22
1700051084838 | DATA NOT AVAILABLE | VEOLIA UK LIMITED | KING GEORGE V | KING GEORGE V SEWAGE STATION | EAST CAMPERDOWN ROAD | DUNDEE | DUNDEE | TBC | SCOTLAND | TBC | TBC | DUDH | N/A | CONSTABLE STREET | 11 | SCOTTISH HYDRO ELECTRIC POWER DISTRIBUTION PLC | SOLAR | PHOTOVOLTAIC | NO | TBC | TBC | TBC | DATA NOT AVAILABLE | DATA NOT AVAILABLE | DATA NOT AVAILABLE | DATA NOT AVAILABLE | DATA NOT AVAILABLE | DATA NOT AVAILABLE | DATA NOT AVAILABLE | DATA NOT AVAILABLE | DATA NOT AVAILABLE | DATA NOT AVAILABLE | DATA NOT AVAILABLE | DATA NOT AVAILABLE | NO | CONNECTED | 1.286 | 1.286 | 1.354 | TBC | TBC | TBC | N/A | N/A | N/A | N/A | N/A | N/A | N/A | N | DATA NOT AVAILABLE | N/A | TBC | N/A | DATA NOT AVAILABLE | 2020-07-22
1700051085186 | DATA NOT AVAILABLE | VEOLIA UK LIMITED | STANNERGATE | STANNERGATE SEWAGE STATION | BROUGHTY FERRY ROAD | DUNDEE | DUNDEE | DD4 8UX | SCOTLAND | 345183 | 732399 | MILC | N/A | MILTON OF CRAIGIE | 11 | SCOTTISH HYDRO ELECTRIC POWER DISTRIBUTION PLC | OTHER | OTHER | NO | TBC | TBC | TBC | DATA NOT AVAILABLE | DATA NOT AVAILABLE | DATA NOT AVAILABLE | DATA NOT AVAILABLE | DATA NOT AVAILABLE | DATA NOT AVAILABLE | DATA NOT AVAILABLE | DATA NOT AVAILABLE | DATA NOT AVAILABLE | DATA NOT AVAILABLE | DATA NOT AVAILABLE | DATA NOT AVAILABLE | No | CONNECTED | 1.045 | 1.045 | 1.1 | TBC | TBC | TBC | N/A | N/A | N/A | N/A | N/A | N/A | N/A | N | DATA NOT AVAILABLE | N/A | TBC | N/A | DATA NOT AVAILABLE | 2020-07-22
1700051085283 | DATA NOT AVAILABLE | VEOLIA UK LIMITED | KING GEORGE V | KING GEORGE V SEWAGE STATION | EAST CAMPERDOWN ROAD | DUNDEE | DUNDEE | TBC | SCOTLAND | TBC | TBC | DUDH | N/A | CONSTABLE STREET | 11 | SCOTTISH HYDRO ELECTRIC POWER DISTRIBUTION PLC | SOLAR | PHOTOVOLTAIC | NO | TBC | TBC | TBC | DATA NOT AVAILABLE | DATA NOT AVAILABLE | DATA NOT AVAILABLE | DATA NOT AVAILABLE | DATA NOT AVAILABLE | DATA NOT AVAILABLE | DATA NOT AVAILABLE | DATA NOT AVAILABLE | DATA NOT AVAILABLE | DATA NOT AVAILABLE | DATA NOT AVAILABLE | DATA NOT AVAILABLE | No | CONNECTED | 1.283 | 1.283 | 1.35 | TBC | TBC | TBC | N/A | N/A | N/A | N/A | N/A | N/A | N/A | N | DATA NOT AVAILABLE | N/A | TBC | N/A | DATA NOT AVAILABLE | 2020-07-22
1700051197569 | DATA NOT AVAILABLE | TAYSIDE HEALTH BOARD | NINEWELLS HOSPITAL | NINEWELLS HOSPITAL | DATA NOT AVAILABLE | DUNDEE | DUNDEE | DD1 9SY | SCOTLAND | 339008 | 730386 | CHAR | N/A | MENZIESHILL | 11 | SCOTTISH HYDRO ELECTRIC POWER DISTRIBUTION PLC | OTHER | OTHER | NO | TBC | TBC | TBC | DATA NOT AVAILABLE | DATA NOT AVAILABLE | DATA NOT AVAILABLE | DATA NOT AVAILABLE | DATA NOT AVAILABLE | DATA NOT AVAILABLE | DATA NOT AVAILABLE | DATA NOT AVAILABLE | DATA NOT AVAILABLE | DATA NOT AVAILABLE | DATA NOT AVAILABLE | DATA NOT AVAILABLE | No | CONNECTED | 5.225 | 5.225 | 5.5 | TBC | TBC | TBC | N/A | N/A | N/A | N/A | N/A | N/A | N/A | N | DATA NOT AVAILABLE | N/A | TBC | N/A | DATA NOT AVAILABLE | 2020-07-22
1700051292637 | DATA NOT AVAILABLE | DATA NOT AVAILABLE | PLANT COLD STORE 1 | PLANT COLD STORE 1 | CASTLE STREET | PETERHEAD | ABERDEENSHIRE | AB42 1EN | SCOTLAND | 413772 | 845919 | PEHG | N/A | PHEAD NORTH ST | 11 | SCOTTISH HYDRO ELECTRIC POWER DISTRIBUTION PLC | OTHER | OTHER | NO | TBC | TBC | TBC | DATA NOT AVAILABLE | DATA NOT AVAILABLE | DATA NOT AVAILABLE | DATA NOT AVAILABLE | DATA NOT AVAILABLE | DATA NOT AVAILABLE | DATA NOT AVAILABLE | DATA NOT AVAILABLE | DATA NOT AVAILABLE | DATA NOT AVAILABLE | DATA NOT AVAILABLE | DATA NOT AVAILABLE | No | CONNECTED | 1.33 | 1.33 | 1.4 | TBC | TBC | TBC | N/A | N/A | N/A | N/A | N/A | N/A | N/A | N | DATA NOT AVAILABLE | N/A | TBC | N/A | DATA NOT AVAILABLE | 2020-07-22
1700051292646 | DATA NOT AVAILABLE | DATA NOT AVAILABLE | PLANT COLD STORE 1 | PLANT COLD STORE 1 | CASTLE STREET | PETERHEAD | ABERDEENSHIRE | AB42 1EN | SCOTLAND | 413772 | 845919 | PEHG | N/A | PHEAD NORTH ST | 11 | SCOTTISH HYDRO ELECTRIC POWER DISTRIBUTION PLC | OTHER | OTHER | NO | TBC | TBC | TBC | DATA NOT AVAILABLE | DATA NOT AVAILABLE | DATA NOT AVAILABLE | DATA NOT AVAILABLE | DATA NOT AVAILABLE | DATA NOT AVAILABLE | DATA NOT AVAILABLE | DATA NOT AVAILABLE | DATA NOT AVAILABLE | DATA NOT AVAILABLE | DATA NOT AVAILABLE | DATA NOT AVAILABLE | No | CONNECTED | 1.33 | 1.33 | 1.4 | TBC | TBC | TBC | N/A | N/A | N/A | N/A | N/A | N/A | N/A | N | DATA NOT AVAILABLE | N/A | TBC | N/A | DATA NOT AVAILABLE | 2020-07-22
1700051467712 | DATA NOT AVAILABLE | MVV ENVIRONMENT BALDOVIE LIMITED | BALDOVIE WASTE-TO-ENERGY PLANT | BALDOVIE WASTE-TO-ENERGY PLANT | FORTIES ROAD | DUNDEE | DUNDEE | DD4 0NS | SCOTLAND | 344498 | 733038 | MILC | N/A | MILTON OF CRAIGIE | 11 | SCOTTISH HYDRO ELECTRIC POWER DISTRIBUTION PLC | SOLAR | PHOTOVOLTAIC | NO | TBC | TBC | TBC | DATA NOT AVAILABLE | DATA NOT AVAILABLE | DATA NOT AVAILABLE | DATA NOT AVAILABLE | DATA NOT AVAILABLE | DATA NOT AVAILABLE | DATA NOT AVAILABLE | DATA NOT AVAILABLE | DATA NOT AVAILABLE | DATA NOT AVAILABLE | DATA NOT AVAILABLE | DATA NOT AVAILABLE | No | CONNECTED | 3.325 | 3.325 | 3.5 | TBC | TBC | TBC | N/A | N/A | N/A | N/A | N/A | N/A | N/A | N | DATA NOT AVAILABLE | N/A | TBC | N/A | DATA NOT AVAILABLE | 2020-07-22
1700051479959 | DATA NOT AVAILABLE | DUNDEE COLD STORES LIMITED | FACTORY 2 | FACTORY 2 | SMEATON ROAD | DUNDEE | DUNDEE | DD2 4TD | SCOTLAND | 336207 | 732208 | CHAR | N/A | CHARLESTON | 11 | SCOTTISH HYDRO ELECTRIC POWER DISTRIBUTION PLC | WIND | ONSHORE WIND TURBINES | NO | TBC | TBC | TBC | DATA NOT AVAILABLE | DATA NOT AVAILABLE | DATA NOT AVAILABLE | DATA NOT AVAILABLE | DATA NOT AVAILABLE | DATA NOT AVAILABLE | DATA NOT AVAILABLE | DATA NOT AVAILABLE | DATA NOT AVAILABLE | DATA NOT AVAILABLE | DATA NOT AVAILABLE | DATA NOT AVAILABLE | No | CONNECTED | 1.425 | 1.425 | 1.5 | TBC | TBC | TBC | N/A | N/A | N/A | N/A | N/A | N/A | N/A | N | DATA NOT AVAILABLE | N/A | TBC | N/A | DATA NOT AVAILABLE | 2020-07-22
1700051603465 | DATA NOT AVAILABLE | BREEDON AGGREGATES ENGLAND LTD | ETHIEBEATON QUARRY | ETHIEBEATON QUARRY | KINGENNIE | DUNDEE | DUNDEE | DD5 3RB | SCOTLAND | 347965 | 734449 | MILC | N/A | ASHLUDIE | 11 | SCOTTISH HYDRO ELECTRIC POWER DISTRIBUTION PLC | SOLAR | PHOTOVOLTAIC | NO | TBC | TBC | TBC | DATA NOT AVAILABLE | DATA NOT AVAILABLE | DATA NOT AVAILABLE | DATA NOT AVAILABLE | DATA NOT AVAILABLE | DATA NOT AVAILABLE | DATA NOT AVAILABLE | DATA NOT AVAILABLE | DATA NOT AVAILABLE | DATA NOT AVAILABLE | DATA NOT AVAILABLE | DATA NOT AVAILABLE | No | CONNECTED | 1.235 | 1.235 | 1.3 | TBC | TBC | TBC | N/A | N/A | N/A | N/A | N/A | N/A | N/A | N | DATA NOT AVAILABLE | N/A | TBC | N/A | DATA NOT AVAILABLE | 2020-07-22
1700051622272 | DATA NOT AVAILABLE | REPSOL SINOPEC RESOURCES UK LIMITED. | OIL TERMINAL | OIL TERMINAL | DATA NOT AVAILABLE | ORKNEY | ORKNEY ISLANDS | KW16 3NP | SCOTLAND | 336349 | 993692 | THSO | N/A | SCORRADALE | 11 | SCOTTISH HYDRO ELECTRIC POWER DISTRIBUTION PLC | DATA NOT AVAILABLE | DATA NOT AVAILABLE | NO | TBC | TBC | TBC | DATA NOT AVAILABLE | DATA NOT AVAILABLE | DATA NOT AVAILABLE | DATA NOT AVAILABLE | DATA NOT AVAILABLE | DATA NOT AVAILABLE | DATA NOT AVAILABLE | DATA NOT AVAILABLE | DATA NOT AVAILABLE | DATA NOT AVAILABLE | DATA NOT AVAILABLE | DATA NOT AVAILABLE | No | CONNECTED | 1.9 | 1.9 | 2 | TBC | TBC | TBC | N/A | N/A | N/A | N/A | N/A | N/A | N/A | N | DATA NOT AVAILABLE | N/A | TBC | N/A | DATA NOT AVAILABLE | 2020-07-22
1700051723714 | DATA NOT AVAILABLE | LIFESCAN SCOTLAND LIMITED | BEECHWOOD PARK NORTH | BEECHWOOD PARK NORTH 1) | BEECHWOOD BUSINESS PARK | INVERNESS | HIGHLAND | IV2 3ED | SCOTLAND | 268874 | 844753 | INNE | N/A | RAIGMORE | 11 | SCOTTISH HYDRO ELECTRIC POWER DISTRIBUTION PLC | WATER (FLOWING WATER OR HEAD OF WATER) | HYDRO - OTHER | NO | TBC | TBC | TBC | DATA NOT AVAILABLE | DATA NOT AVAILABLE | DATA NOT AVAILABLE | DATA NOT AVAILABLE | DATA NOT AVAILABLE | DATA NOT AVAILABLE | DATA NOT AVAILABLE | DATA NOT AVAILABLE | DATA NOT AVAILABLE | DATA NOT AVAILABLE | DATA NOT AVAILABLE | DATA NOT AVAILABLE | No | CONNECTED | 2.66 | 2.66 | 2.8 | TBC | TBC | TBC | N/A | N/A | N/A | N/A | N/A | N/A | N/A | N | DATA NOT AVAILABLE | N/A | TBC | N/A | DATA NOT AVAILABLE | 2020-07-22
1700051730846 | DATA NOT AVAILABLE | SSE GENERATION LTD | LERWICK PS G13 | LERWICK PS G13 | GREMISTA | SHETLAND | SHETLAND ISLANDS | ZE1 0PS | SCOTLAND | 446456 | 1142794 | GREM | N/A | GREMISTA | 11 | SCOTTISH HYDRO ELECTRIC POWER DISTRIBUTION PLC | BIOFUEL - LANDFILL GAS | DATA NOT AVAILABLE | NO | TBC | TBC | TBC | DATA NOT AVAILABLE | DATA NOT AVAILABLE | DATA NOT AVAILABLE | DATA NOT AVAILABLE | DATA NOT AVAILABLE | DATA NOT AVAILABLE | DATA NOT AVAILABLE | DATA NOT AVAILABLE | DATA NOT AVAILABLE | DATA NOT AVAILABLE | DATA NOT AVAILABLE | DATA NOT AVAILABLE | No | CONNECTED | 4.275 | 4.275 | 4.5 | TBC | TBC | TBC | N/A | N/A | N/A | N/A | N/A | N/A | N/A | N | DATA NOT AVAILABLE | N/A | TBC | N/A | DATA NOT AVAILABLE | 2020-07-22
1700051730873 | DATA NOT AVAILABLE | SSE GENERATION LTD | LERWICK PS G14 | LERWICK PS G14 | LERWICK | SHETLAND | SHETLAND ISLANDS | ZE1 0PS | SCOTLAND | 446456 | 1142794 | GREM | N/A | GREMISTA | 11 | SCOTTISH HYDRO ELECTRIC POWER DISTRIBUTION PLC | HYDROGEN | ENGINE (COMBUSTION / RECIPROCATING) | YES | TBC | TBC | TBC | DATA NOT AVAILABLE | DATA NOT AVAILABLE | DATA NOT AVAILABLE | DATA NOT AVAILABLE | DATA NOT AVAILABLE | DATA NOT AVAILABLE | DATA NOT AVAILABLE | DATA NOT AVAILABLE | DATA NOT AVAILABLE | DATA NOT AVAILABLE | DATA NOT AVAILABLE | DATA NOT AVAILABLE | No | CONNECTED | 4.275 | 4.275 | 4.5 | TBC | TBC | TBC | N/A | N/A | N/A | N/A | N/A | N/A | N/A | N | DATA NOT AVAILABLE | N/A | TBC | N/A | DATA NOT AVAILABLE | 2020-07-22
1700051730882 | DATA NOT AVAILABLE | SSE GENERATION LTD | LERWICK PS G21 | LERWICK PS G21 | LERWICK | SHETLAND | SHETLAND ISLANDS | ZE1 0PS | SCOTLAND | 446456 | 1142794 | GREM | N/A | GREMISTA | 11 | SCOTTISH HYDRO ELECTRIC POWER DISTRIBUTION PLC | WIND | ONSHORE WIND TURBINES | NO | TBC | TBC | TBC | DATA NOT AVAILABLE | DATA NOT AVAILABLE | DATA NOT AVAILABLE | DATA NOT AVAILABLE | DATA NOT AVAILABLE | DATA NOT AVAILABLE | DATA NOT AVAILABLE | DATA NOT AVAILABLE | DATA NOT AVAILABLE | DATA NOT AVAILABLE | DATA NOT AVAILABLE | DATA NOT AVAILABLE | No | CONNECTED | 3.325 | 3.325 | 3.5 | TBC | TBC | TBC | N/A | N/A | N/A | N/A | N/A | N/A | N/A | N | DATA NOT AVAILABLE | N/A | TBC | N/A | DATA NOT AVAILABLE | 2020-07-22
1700051730891 | DATA NOT AVAILABLE | SSE GENERATION LTD | LERWICK PS G22 | LERWICK PS G22 | LERWICK | SHETLAND | SHETLAND ISLANDS | ZE1 0PS | SCOTLAND | 446456 | 1142794 | GREM | N/A | GREMISTA | 11 | SCOTTISH HYDRO ELECTRIC POWER DISTRIBUTION PLC | WIND | ONSHORE WIND TURBINES | NO | TBC | TBC | TBC | DATA NOT AVAILABLE | DATA NOT AVAILABLE | DATA NOT AVAILABLE | DATA NOT AVAILABLE | DATA NOT AVAILABLE | DATA NOT AVAILABLE | DATA NOT AVAILABLE | DATA NOT AVAILABLE | DATA NOT AVAILABLE | DATA NOT AVAILABLE | DATA NOT AVAILABLE | DATA NOT AVAILABLE | No | CONNECTED | 3.325 | 3.325 | 3.5 | TBC | TBC | TBC | N/A | N/A | N/A | N/A | N/A | N/A | N/A | N | DATA NOT AVAILABLE | N/A | TBC | N/A | DATA NOT AVAILABLE | 2020-07-22
1700051730916 | DATA NOT AVAILABLE | SSE GENERATION LTD | LERWICK PS G24 | LERWICK PS G24 | LERWICK | SHETLAND | SHETLAND ISLANDS | ZE1 0PS | SCOTLAND | 446456 | 1142794 | GREM | N/A | GREMISTA | 11 | SCOTTISH HYDRO ELECTRIC POWER DISTRIBUTION PLC | WIND | ONSHORE WIND TURBINES | NO | TBC | TBC | TBC | DATA NOT AVAILABLE | DATA NOT AVAILABLE | DATA NOT AVAILABLE | DATA NOT AVAILABLE | DATA NOT AVAILABLE | DATA NOT AVAILABLE | DATA NOT AVAILABLE | DATA NOT AVAILABLE | DATA NOT AVAILABLE | DATA NOT AVAILABLE | DATA NOT AVAILABLE | DATA NOT AVAILABLE | No | CONNECTED | 8.075 | 8.075 | 8.5 | TBC | TBC | TBC | N/A | N/A | N/A | N/A | N/A | N/A | N/A | N | DATA NOT AVAILABLE | N/A | TBC | N/A | DATA NOT AVAILABLE | 2020-07-22
1700051730943 | DATA NOT AVAILABLE | SSE GENERATION LTD | LERWICK PS G23 | LERWICK PS G23) | LERWICK | SHETLAND | SHETLAND ISLANDS | ZE1 0PS | SCOTLAND | 446456 | 1142794 | GREM | N/A | GREMISTA | 11 | SCOTTISH HYDRO ELECTRIC POWER DISTRIBUTION PLC | WIND | ONSHORE WIND TURBINES | NO | TBC | TBC | TBC | DATA NOT AVAILABLE | DATA NOT AVAILABLE | DATA NOT AVAILABLE | DATA NOT AVAILABLE | DATA NOT AVAILABLE | DATA NOT AVAILABLE | DATA NOT AVAILABLE | DATA NOT AVAILABLE | DATA NOT AVAILABLE | DATA NOT AVAILABLE | DATA NOT AVAILABLE | DATA NOT AVAILABLE | No | CONNECTED | 4.275 | 4.275 | 4.5 | TBC | TBC | TBC | N/A | N/A | N/A | N/A | N/A | N/A | N/A | N | DATA NOT AVAILABLE | N/A | TBC | N/A | DATA NOT AVAILABLE | 2020-07-22
1700051731088 | DATA NOT AVAILABLE | SSE GENERATION LTD | LERWICK PS G10 | LERWICK PS G10) | LERWICK | SHETLAND | SHETLAND ISLANDS | ZE1 0PS | SCOTLAND | 446456 | 1142794 | GREM | N/A | GREMISTA | 11 | SCOTTISH HYDRO ELECTRIC POWER DISTRIBUTION PLC | WIND | ONSHORE WIND TURBINES | NO | TBC | TBC | TBC | DATA NOT AVAILABLE | DATA NOT AVAILABLE | DATA NOT AVAILABLE | DATA NOT AVAILABLE | DATA NOT AVAILABLE | DATA NOT AVAILABLE | DATA NOT AVAILABLE | DATA NOT AVAILABLE | DATA NOT AVAILABLE | DATA NOT AVAILABLE | DATA NOT AVAILABLE | DATA NOT AVAILABLE | No | CONNECTED | 4.275 | 4.275 | 4.5 | TBC | TBC | TBC | N/A | N/A | N/A | N/A | N/A | N/A | N/A | N | DATA NOT AVAILABLE | N/A | TBC | N/A | DATA NOT AVAILABLE | 2020-07-22
1700051731120 | DATA NOT AVAILABLE | SSE GENERATION LTD | LERWICK PS G8 | LERWICK PS G8) | LERWICK | SHETLAND | SHETLAND ISLANDS | ZE1 0PS | SCOTLAND | 446456 | 1142794 | GREM | N/A | GREMISTA | 11 | SCOTTISH HYDRO ELECTRIC POWER DISTRIBUTION PLC | WIND | ONSHORE WIND TURBINES | NO | TBC | TBC | TBC | DATA NOT AVAILABLE | DATA NOT AVAILABLE | DATA NOT AVAILABLE | DATA NOT AVAILABLE | DATA NOT AVAILABLE | DATA NOT AVAILABLE | DATA NOT AVAILABLE | DATA NOT AVAILABLE | DATA NOT AVAILABLE | DATA NOT AVAILABLE | DATA NOT AVAILABLE | DATA NOT AVAILABLE | No | CONNECTED | 4.275 | 4.275 | 4.5 | TBC | TBC | TBC | N/A | N/A | N/A | N/A | N/A | N/A | N/A | N | DATA NOT AVAILABLE | N/A | TBC | N/A | DATA NOT AVAILABLE | 2020-07-22
1700051731176 | DATA NOT AVAILABLE | SSE GENERATION LTD | LERWICK P S G5 | LERWICK P S G5) | LERWICK | SHETLAND | SHETLAND ISLANDS | ZE1 0PS | SCOTLAND | 446456 | 1142794 | GREM | N/A | GREMISTA | 11 | SCOTTISH HYDRO ELECTRIC POWER DISTRIBUTION PLC | WIND | ONSHORE WIND TURBINES | NO | TBC | TBC | TBC | DATA NOT AVAILABLE | DATA NOT AVAILABLE | DATA NOT AVAILABLE | DATA NOT AVAILABLE | DATA NOT AVAILABLE | DATA NOT AVAILABLE | DATA NOT AVAILABLE | DATA NOT AVAILABLE | DATA NOT AVAILABLE | DATA NOT AVAILABLE | DATA NOT AVAILABLE | DATA NOT AVAILABLE | No | CONNECTED | 4.275 | 4.275 | 4.5 | TBC | TBC | TBC | N/A | N/A | N/A | N/A | N/A | N/A | N/A | N | DATA NOT AVAILABLE | N/A | TBC | N/A | DATA NOT AVAILABLE | 2020-07-22
1700051731185 | DATA NOT AVAILABLE | SSE GENERATION LTD | LERWICK PS G4 | LERWICK PS G4) | LERWICK | SHETLAND | SHETLAND ISLANDS | ZE1 0PS | SCOTLAND | 446456 | 1142794 | GREM | N/A | GREMISTA | 11 | SCOTTISH HYDRO ELECTRIC POWER DISTRIBUTION PLC | WIND | ONSHORE WIND TURBINES | NO | TBC | TBC | TBC | DATA NOT AVAILABLE | DATA NOT AVAILABLE | DATA NOT AVAILABLE | DATA NOT AVAILABLE | DATA NOT AVAILABLE | DATA NOT AVAILABLE | DATA NOT AVAILABLE | DATA NOT AVAILABLE | DATA NOT AVAILABLE | DATA NOT AVAILABLE | DATA NOT AVAILABLE | DATA NOT AVAILABLE | No | CONNECTED | 4.275 | 4.275 | 4.5 | TBC | TBC | TBC | N/A | N/A | N/A | N/A | N/A | N/A | N/A | N | DATA NOT AVAILABLE | N/A | TBC | N/A | DATA NOT AVAILABLE | 2020-07-22
1700051731194 | DATA NOT AVAILABLE | SSE GENERATION LTD | LERWICK PS G3 | LERWICK PS G3) | LERWICK | SHETLAND | SHETLAND ISLANDS | ZE1 0PS | SCOTLAND | 446456 | 1142794 | GREM | N/A | GREMISTA | 11 | SCOTTISH HYDRO ELECTRIC POWER DISTRIBUTION PLC | WIND | ONSHORE WIND TURBINES | NO | TBC | TBC | TBC | DATA NOT AVAILABLE | DATA NOT AVAILABLE | DATA NOT AVAILABLE | DATA NOT AVAILABLE | DATA NOT AVAILABLE | DATA NOT AVAILABLE | DATA NOT AVAILABLE | DATA NOT AVAILABLE | DATA NOT AVAILABLE | DATA NOT AVAILABLE | DATA NOT AVAILABLE | DATA NOT AVAILABLE | No | CONNECTED | 4.275 | 4.275 | 4.5 | TBC | TBC | TBC | N/A | N/A | N/A | N/A | N/A | N/A | N/A | N | DATA NOT AVAILABLE | N/A | TBC | N/A | DATA NOT AVAILABLE | 2020-07-22
1700051731200 | DATA NOT AVAILABLE | SSE GENERATION LTD | LERWICK PS G11 | LERWICK PS G11) | LERWICK | SHETLAND | SHETLAND ISLANDS | ZE1 0PS | SCOTLAND | 446456 | 1142794 | GREM | N/A | GREMISTA | 11 | SCOTTISH HYDRO ELECTRIC POWER DISTRIBUTION PLC | OTHER | OTHER | NO | TBC | TBC | TBC | DATA NOT AVAILABLE | DATA NOT AVAILABLE | DATA NOT AVAILABLE | DATA NOT AVAILABLE | DATA NOT AVAILABLE | DATA NOT AVAILABLE | DATA NOT AVAILABLE | DATA NOT AVAILABLE | DATA NOT AVAILABLE | DATA NOT AVAILABLE | DATA NOT AVAILABLE | DATA NOT AVAILABLE | No | CONNECTED | 4.275 | 4.275 | 4.5 | TBC | TBC | TBC | N/A | N/A | N/A | N/A | N/A | N/A | N/A | N | DATA NOT AVAILABLE | N/A | TBC | N/A | DATA NOT AVAILABLE | 2020-07-22
1700051731282 | DATA NOT AVAILABLE | BLENCATHRA HYDRO LTD | ARDVERIKIE ESTATE | ARDVERIKIE ESTATE | KINLOCHLAGGAN | INVERNESS | HIGHLAND | PH20 1BX | SCOTLAND | 253608 | 789634 | BOAG | N/A | BOAT OF GARTEN GRID | 33 | SCOTTISH HYDRO ELECTRIC POWER DISTRIBUTION PLC | SOLAR | PHOTOVOLTAIC | NO | TBC | TBC | TBC | DATA NOT AVAILABLE | DATA NOT AVAILABLE | DATA NOT AVAILABLE | DATA NOT AVAILABLE | DATA NOT AVAILABLE | DATA NOT AVAILABLE | DATA NOT AVAILABLE | DATA NOT AVAILABLE | DATA NOT AVAILABLE | DATA NOT AVAILABLE | DATA NOT AVAILABLE | DATA NOT AVAILABLE | No | CONNECTED | 5.938 | 5.938 | 6.25 | TBC | TBC | TBC | N/A | N/A | N/A | N/A | N/A | N/A | N/A | N | DATA NOT AVAILABLE | N/A | TBC | N/A | DATA NOT AVAILABLE | 2020-07-22
1700051731501 | DATA NOT AVAILABLE | VENTIENT ENERGY LTD | NOVAR WIND FARM A MEALL AN TURC | NOVAR WIND FARM A MEALL AN TURC | NOVAR ESTATE | DINGWALL | HIGHLAND | IV16 9XL | SCOTLAND | 261132 | 868070 | ALNE | N/A | ALNESS GRID | 33 | SCOTTISH HYDRO ELECTRIC POWER DISTRIBUTION PLC | WIND | ONSHORE WIND TURBINES | YES | TBC | TBC | TBC | DATA NOT AVAILABLE | DATA NOT AVAILABLE | DATA NOT AVAILABLE | DATA NOT AVAILABLE | DATA NOT AVAILABLE | DATA NOT AVAILABLE | DATA NOT AVAILABLE | DATA NOT AVAILABLE | DATA NOT AVAILABLE | DATA NOT AVAILABLE | DATA NOT AVAILABLE | DATA NOT AVAILABLE | No | CONNECTED | 7.6 | 7.6 | 8 | TBC | TBC | TBC | N/A | N/A | N/A | N/A | N/A | N/A | N/A | N | DATA NOT AVAILABLE | N/A | TBC | N/A | DATA NOT AVAILABLE | 2020-07-22
1700051731539 | DATA NOT AVAILABLE | ALCAN KINLOCHLEVEN LOCHABER | LOCHABER SMELTER | LOCHABER SMELTER | GEN422 | FORT WILLIAM | HIGHLAND | PH33 6TH | SCOTLAND | 212620 | 775054 | FWIL | N/A | FORT WILLIAM GRID | 33 | SCOTTISH HYDRO ELECTRIC POWER DISTRIBUTION PLC | OTHER | OTHER | NO | TBC | TBC | TBC | DATA NOT AVAILABLE | DATA NOT AVAILABLE | DATA NOT AVAILABLE | DATA NOT AVAILABLE | DATA NOT AVAILABLE | DATA NOT AVAILABLE | DATA NOT AVAILABLE | DATA NOT AVAILABLE | DATA NOT AVAILABLE | DATA NOT AVAILABLE | DATA NOT AVAILABLE | DATA NOT AVAILABLE | No | CONNECTED | 2.708 | 2.708 | 2.85 | TBC | TBC | TBC | N/A | N/A | N/A | N/A | N/A | N/A | N/A | N | DATA NOT AVAILABLE | N/A | TBC | N/A | DATA NOT AVAILABLE | 2020-07-22
1700051731548 | DATA NOT AVAILABLE | ALCAN KINLOCHLEVEN LOCHABER | LOCHABER SMELTER | LOCHABER SMELTER | GEN442F2M | FORT WILLIAM | HIGHLAND | PH33 6TH | SCOTLAND | 212620 | 775054 | FWIL | N/A | FORT WILLIAM GRID | 33 | SCOTTISH HYDRO ELECTRIC POWER DISTRIBUTION PLC | SOLAR | PHOTOVOLTAIC | NO | TBC | TBC | TBC | DATA NOT AVAILABLE | DATA NOT AVAILABLE | DATA NOT AVAILABLE | DATA NOT AVAILABLE | DATA NOT AVAILABLE | DATA NOT AVAILABLE | DATA NOT AVAILABLE | DATA NOT AVAILABLE | DATA NOT AVAILABLE | DATA NOT AVAILABLE | DATA NOT AVAILABLE | DATA NOT AVAILABLE | No | CONNECTED | 2.708 | 2.708 | 2.85 | TBC | TBC | TBC | N/A | N/A | N/A | N/A | N/A | N/A | N/A | N | DATA NOT AVAILABLE | N/A | TBC | N/A | DATA NOT AVAILABLE | 2020-07-22
1700051731690 | DATA NOT AVAILABLE | VENTIENT ENERGY LTD | NOVAR WIND FARM B BEANDEALT | NOVAR WIND FARM B BEANDEALT | NOVAR ESTATE | DINGWALL | HIGHLAND | IV16 9XL | SCOTLAND | 261132 | 868070 | ALNE | N/A | ALNESS GRID | 33 | SCOTTISH HYDRO ELECTRIC POWER DISTRIBUTION PLC | WIND | ONSHORE WIND TURBINES | NO | TBC | TBC | TBC | DATA NOT AVAILABLE | DATA NOT AVAILABLE | DATA NOT AVAILABLE | DATA NOT AVAILABLE | DATA NOT AVAILABLE | DATA NOT AVAILABLE | DATA NOT AVAILABLE | DATA NOT AVAILABLE | DATA NOT AVAILABLE | DATA NOT AVAILABLE | DATA NOT AVAILABLE | DATA NOT AVAILABLE | No | CONNECTED | 8.55 | 8.55 | 9 | TBC | TBC | TBC | N/A | N/A | N/A | N/A | N/A | N/A | N/A | N | DATA NOT AVAILABLE | N/A | TBC | N/A | DATA NOT AVAILABLE | 2020-07-22
1700051732133 | DATA NOT AVAILABLE | BEAUFORT WIND LIMITED | BEINN GHLAS WINDFARM | BEINN GHLAS WINDFARM | GLEN LONAN ROAD | TAYNUILT | ARGYLL AND BUTE | PA35 1HY | SCOTLAND | 199634 | 730039 | TAYN | N/A | TAYNUILT GRID | 33 | SCOTTISH HYDRO ELECTRIC POWER DISTRIBUTION PLC | WIND | ONSHORE WIND TURBINES | NO | TBC | TBC | TBC | DATA NOT AVAILABLE | DATA NOT AVAILABLE | DATA NOT AVAILABLE | DATA NOT AVAILABLE | DATA NOT AVAILABLE | DATA NOT AVAILABLE | DATA NOT AVAILABLE | DATA NOT AVAILABLE | DATA NOT AVAILABLE | DATA NOT AVAILABLE | DATA NOT AVAILABLE | DATA NOT AVAILABLE | No | CONNECTED | 7.6 | 7.6 | 8 | TBC | TBC | TBC | N/A | N/A | N/A | N/A | N/A | N/A | N/A | N | DATA NOT AVAILABLE | N/A | TBC | N/A | DATA NOT AVAILABLE | 2020-07-22
1700051732151 | DATA NOT AVAILABLE | TALISMAN ENERGY UK LTD | FLOTTA TERMINAL | FLOTTA TERMINAL EXPORT | DATA NOT AVAILABLE | STROMNESS | ORKNEY ISLANDS | KW16 3NP | SCOTLAND | 336349 | 993692 | THSO | N/A | SCORRADALE | 11 | SCOTTISH HYDRO ELECTRIC POWER DISTRIBUTION PLC | WIND | ONSHORE WIND TURBINES | NO | TBC | TBC | TBC | DATA NOT AVAILABLE | DATA NOT AVAILABLE | DATA NOT AVAILABLE | DATA NOT AVAILABLE | DATA NOT AVAILABLE | DATA NOT AVAILABLE | DATA NOT AVAILABLE | DATA NOT AVAILABLE | DATA NOT AVAILABLE | DATA NOT AVAILABLE | DATA NOT AVAILABLE | DATA NOT AVAILABLE | No | CONNECTED | 9.5 | 9.5 | 10 | TBC | TBC | TBC | N/A | N/A | N/A | N/A | N/A | N/A | N/A | N | DATA NOT AVAILABLE | N/A | TBC | N/A | DATA NOT AVAILABLE | 2020-07-22
1700051732310 | DATA NOT AVAILABLE | SSE GENERATION LTD | CUILEIG POWER STATION | CUILEIG POWER STATION | STATION IMPORT | GARVE | HIGHLAND | IV23 2PG | SCOTLAND | 240390 | 869215 | GRUB | N/A | GRUDIE BRIDGE | 33 | SCOTTISH HYDRO ELECTRIC POWER DISTRIBUTION PLC | WIND | ONSHORE WIND TURBINES | NO | TBC | TBC | TBC | DATA NOT AVAILABLE | DATA NOT AVAILABLE | DATA NOT AVAILABLE | DATA NOT AVAILABLE | DATA NOT AVAILABLE | DATA NOT AVAILABLE | DATA NOT AVAILABLE | DATA NOT AVAILABLE | DATA NOT AVAILABLE | DATA NOT AVAILABLE | DATA NOT AVAILABLE | DATA NOT AVAILABLE | No | CONNECTED | 2.85 | 2.85 | 3 | TBC | TBC | TBC | N/A | N/A | N/A | N/A | N/A | N/A | N/A | N | DATA NOT AVAILABLE | N/A | TBC | N/A | DATA NOT AVAILABLE | 2020-07-22
1700051732356 | DATA NOT AVAILABLE | SSE GENERATION LTD | TANGY WINDFARM | TANGY WINDFARM | DATA NOT AVAILABLE | CAMPBELTOWN | ARGYLL AND BUTE | PA28 6QD | SCOTLAND | 166805 | 626405 | CAAD | N/A | CAMPBELTOWN | 11 | SCOTTISH HYDRO ELECTRIC POWER DISTRIBUTION PLC | WATER (FLOWING WATER OR HEAD OF WATER) | HYDRO - OTHER | NO | TBC | TBC | TBC | DATA NOT AVAILABLE | DATA NOT AVAILABLE | DATA NOT AVAILABLE | DATA NOT AVAILABLE | DATA NOT AVAILABLE | DATA NOT AVAILABLE | DATA NOT AVAILABLE | DATA NOT AVAILABLE | DATA NOT AVAILABLE | DATA NOT AVAILABLE | DATA NOT AVAILABLE | DATA NOT AVAILABLE | No | CONNECTED | 12.113 | 12.113 | 12.75 | TBC | TBC | TBC | N/A | N/A | N/A | N/A | N/A | N/A | N/A | N | DATA NOT AVAILABLE | N/A | TBC | N/A | DATA NOT AVAILABLE | 2020-07-22
1700051733536 | DATA NOT AVAILABLE | SSE GENERATION LTD | CUAICH POWER STATION | CUAICH POWER STATION | GENERATOR 1 IMPORT | DALWHINNIE | HIGHLAND | PH19 1AF | SCOTLAND | 263662 | 784158 | BOAG | N/A | DALWHINNIE | 11 | SCOTTISH HYDRO ELECTRIC POWER DISTRIBUTION PLC | WATER (FLOWING WATER OR HEAD OF WATER) | HYDRO - OTHER | NO | TBC | TBC | TBC | DATA NOT AVAILABLE | DATA NOT AVAILABLE | DATA NOT AVAILABLE | DATA NOT AVAILABLE | DATA NOT AVAILABLE | DATA NOT AVAILABLE | DATA NOT AVAILABLE | DATA NOT AVAILABLE | DATA NOT AVAILABLE | DATA NOT AVAILABLE | DATA NOT AVAILABLE | DATA NOT AVAILABLE | No | CONNECTED | 2.375 | 2.375 | 2.5 | TBC | TBC | TBC | N/A | N/A | N/A | N/A | N/A | N/A | N/A | N | DATA NOT AVAILABLE | N/A | TBC | N/A | DATA NOT AVAILABLE | 2020-07-22
1700051733689 | DATA NOT AVAILABLE | SSE GENERATION LTD | DALCHONZIE POWER STATION | DALCHONZIE POWER STATION | GENERATOR 1 IMPORT | CRIEFF | PERTHSHIRE AND KINROSS | PH6 2LB | SCOTLAND | 274246 | 722632 | SFIL | N/A | ST FILLANS P S | 33 | SCOTTISH HYDRO ELECTRIC POWER DISTRIBUTION PLC | DATA NOT AVAILABLE | DATA NOT AVAILABLE | NO | TBC | TBC | TBC | DATA NOT AVAILABLE | DATA NOT AVAILABLE | DATA NOT AVAILABLE | DATA NOT AVAILABLE | DATA NOT AVAILABLE | DATA NOT AVAILABLE | DATA NOT AVAILABLE | DATA NOT AVAILABLE | DATA NOT AVAILABLE | DATA NOT AVAILABLE | DATA NOT AVAILABLE | DATA NOT AVAILABLE | No | CONNECTED | 3.99 | 3.99 | 4.2 | TBC | TBC | TBC | N/A | N/A | N/A | N/A | N/A | N/A | N/A | N | DATA NOT AVAILABLE | N/A | TBC | N/A | DATA NOT AVAILABLE | 2020-07-22
1700051733759 | DATA NOT AVAILABLE | SSE GENERATION LTD | GAUR POWER STATION | GAUR POWER STATION | GENERATOR 1 IMPORT | PITLOCHRY | PERTHSHIRE AND KINROSS | PH17 2QE | SCOTLAND | 250435 | 756515 | RANN | N/A | RANNOCH GRID | 33 | SCOTTISH HYDRO ELECTRIC POWER DISTRIBUTION PLC | SOLAR | PHOTOVOLTAIC | NO | TBC | TBC | TBC | DATA NOT AVAILABLE | DATA NOT AVAILABLE | DATA NOT AVAILABLE | DATA NOT AVAILABLE | DATA NOT AVAILABLE | DATA NOT AVAILABLE | DATA NOT AVAILABLE | DATA NOT AVAILABLE | DATA NOT AVAILABLE | DATA NOT AVAILABLE | DATA NOT AVAILABLE | DATA NOT AVAILABLE | No | CONNECTED | 7.125 | 7.125 | 7.5 | TBC | TBC | TBC | N/A | N/A | N/A | N/A | N/A | N/A | N/A | N | DATA NOT AVAILABLE | N/A | TBC | N/A | DATA NOT AVAILABLE | 2020-07-22
1700051733810 | DATA NOT AVAILABLE | SSE GENERATION LTD | INVERAWE POWER STATION | INVERAWE POWER STATION | GENERATOR 1 IMPORT | TAYNUILT | ARGYLL AND BUTE | PA35 1HU | SCOTLAND | 202281 | 731391 | TAYN | N/A | TAYNUILT | 11 | SCOTTISH HYDRO ELECTRIC POWER DISTRIBUTION PLC | WATER (FLOWING WATER OR HEAD OF WATER) | HYDRO - OTHER | NO | TBC | TBC | TBC | DATA NOT AVAILABLE | DATA NOT AVAILABLE | DATA NOT AVAILABLE | DATA NOT AVAILABLE | DATA NOT AVAILABLE | DATA NOT AVAILABLE | DATA NOT AVAILABLE | DATA NOT AVAILABLE | DATA NOT AVAILABLE | DATA NOT AVAILABLE | DATA NOT AVAILABLE | DATA NOT AVAILABLE | No | CONNECTED | 24.7 | 24.7 | 26 | TBC | TBC | TBC | N/A | N/A | N/A | N/A | N/A | N/A | N/A | N | DATA NOT AVAILABLE | N/A | TBC | N/A | DATA NOT AVAILABLE | 2020-07-22
1700051734015 | DATA NOT AVAILABLE | SSE GENERATION LTD | LEDNOCK POWER STATION | LEDNOCK POWER STATION | GENERATOR 1 IMPORT | CRIEFF | PERTHSHIRE AND KINROSS | PH6 2LY | SCOTLAND | 274763 | 726439 | SFIL | N/A | ST FILLANS P S | 33 | SCOTTISH HYDRO ELECTRIC POWER DISTRIBUTION PLC | DATA NOT AVAILABLE | DATA NOT AVAILABLE | NO | TBC | TBC | TBC | DATA NOT AVAILABLE | DATA NOT AVAILABLE | DATA NOT AVAILABLE | DATA NOT AVAILABLE | DATA NOT AVAILABLE | DATA NOT AVAILABLE | DATA NOT AVAILABLE | DATA NOT AVAILABLE | DATA NOT AVAILABLE | DATA NOT AVAILABLE | DATA NOT AVAILABLE | DATA NOT AVAILABLE | No | CONNECTED | 3.04 | 3.04 | 3.2 | TBC | TBC | TBC | N/A | N/A | N/A | N/A | N/A | N/A | N/A | N | DATA NOT AVAILABLE | N/A | TBC | N/A | DATA NOT AVAILABLE | 2020-07-22
1700051734033 | 1700051738092 | SSE GENERATION LTD | LOCH GAIR POWER STATION | LOCH GAIR POWER STATION | GENERATOR 1 IMPORT | LOCHGILPHEAD | ARGYLL AND BUTE | PA31 8SD | SCOTLAND | 192406 | 690450 | PORA | N/A | PORT ANN GRID | 33 | SCOTTISH HYDRO ELECTRIC POWER DISTRIBUTION PLC | WASTE | DATA NOT AVAILABLE | NO | TBC | TBC | TBC | DATA NOT AVAILABLE | DATA NOT AVAILABLE | DATA NOT AVAILABLE | DATA NOT AVAILABLE | DATA NOT AVAILABLE | DATA NOT AVAILABLE | DATA NOT AVAILABLE | DATA NOT AVAILABLE | DATA NOT AVAILABLE | DATA NOT AVAILABLE | DATA NOT AVAILABLE | DATA NOT AVAILABLE | Yes | CONNECTED | 5.985 | 5.985 | 6.3 | TBC | TBC | TBC | N/A | N/A | N/A | N/A | N/A | N/A | N/A | Y | DATA NOT AVAILABLE | CMZ-ISY-017 | TBC | N/A | DATA NOT AVAILABLE | 2020-07-22
1700051734070 | DATA NOT AVAILABLE | SSE GENERATION LTD | SRON MOR POWER STATION | SRON MOR POWER STATION | GENERATOR 1 IMPORT | INVERARAY | ARGYLL AND BUTE | TBC | SCOTLAND | TBC | TBC | ARDK | N/A | ARDKINGLAS GRID | 33 | SCOTTISH HYDRO ELECTRIC POWER DISTRIBUTION PLC | SOLAR | PHOTOVOLTAIC | NO | TBC | TBC | TBC | DATA NOT AVAILABLE | DATA NOT AVAILABLE | DATA NOT AVAILABLE | DATA NOT AVAILABLE | DATA NOT AVAILABLE | DATA NOT AVAILABLE | DATA NOT AVAILABLE | DATA NOT AVAILABLE | DATA NOT AVAILABLE | DATA NOT AVAILABLE | DATA NOT AVAILABLE | DATA NOT AVAILABLE | No | CONNECTED | 4.94 | 4.94 | 5.2 | TBC | TBC | TBC | N/A | N/A | N/A | N/A | N/A | N/A | N/A | N | DATA NOT AVAILABLE | N/A | TBC | N/A | DATA NOT AVAILABLE | 2020-07-22
1700051734089 | DATA NOT AVAILABLE | SSE GENERATION LTD | STRIVEN POWER STATION | STRIVEN POWER STATION | GENERATOR 1 IMPORT | DUNOON | ARGYLL AND BUTE | PA23 8RG | SCOTLAND | 206037 | 682943 | DUNO | N/A | DUNOON GRID | 33 | SCOTTISH HYDRO ELECTRIC POWER DISTRIBUTION PLC | WATER (FLOWING WATER OR HEAD OF WATER) | HYDRO - OTHER | NO | TBC | TBC | TBC | DATA NOT AVAILABLE | DATA NOT AVAILABLE | DATA NOT AVAILABLE | DATA NOT AVAILABLE | DATA NOT AVAILABLE | DATA NOT AVAILABLE | DATA NOT AVAILABLE | DATA NOT AVAILABLE | DATA NOT AVAILABLE | DATA NOT AVAILABLE | DATA NOT AVAILABLE | DATA NOT AVAILABLE | Yes | CONNECTED | 3.705 | 3.705 | 3.9 | TBC | TBC | TBC | N/A | N/A | N/A | N/A | N/A | N/A | N/A | Y | DATA NOT AVAILABLE | CMZ-ISY-014 | TBC | N/A | DATA NOT AVAILABLE | 2020-07-22
1700051734098 | DATA NOT AVAILABLE | SSE GENERATION LTD | STRIVEN POWER STATION | STRIVEN POWER STATION | GENERATOR 2 IMPORT | DUNOON | ARGYLL AND BUTE | PA23 8RG | SCOTLAND | 206037 | 682943 | DUNO | N/A | DUNOON GRID | 33 | SCOTTISH HYDRO ELECTRIC POWER DISTRIBUTION PLC | WATER (FLOWING WATER OR HEAD OF WATER) | HYDRO - OTHER | NO | TBC | TBC | TBC | DATA NOT AVAILABLE | DATA NOT AVAILABLE | DATA NOT AVAILABLE | DATA NOT AVAILABLE | DATA NOT AVAILABLE | DATA NOT AVAILABLE | DATA NOT AVAILABLE | DATA NOT AVAILABLE | DATA NOT AVAILABLE | DATA NOT AVAILABLE | DATA NOT AVAILABLE | DATA NOT AVAILABLE | Yes | CONNECTED | 3.705 | 3.705 | 3.9 | TBC | TBC | TBC | N/A | N/A | N/A | N/A | N/A | N/A | N/A | Y | DATA NOT AVAILABLE | CMZ-ISY-013 | TBC | N/A | DATA NOT AVAILABLE | 2020-07-22
1700051734103 | DATA NOT AVAILABLE | SSE GENERATION LTD | FOYERS FALLS POWER STATION | FOYERS FALLS POWER STATION | LOCH NESS | INVERNESS | HIGHLAND | IV2 6XU | SCOTLAND | 249878 | 820861 | INNE | N/A | FOYERS | 11 | SCOTTISH HYDRO ELECTRIC POWER DISTRIBUTION PLC | SOLAR | PHOTOVOLTAIC | NO | TBC | TBC | TBC | DATA NOT AVAILABLE | DATA NOT AVAILABLE | DATA NOT AVAILABLE | DATA NOT AVAILABLE | DATA NOT AVAILABLE | DATA NOT AVAILABLE | DATA NOT AVAILABLE | DATA NOT AVAILABLE | DATA NOT AVAILABLE | DATA NOT AVAILABLE | DATA NOT AVAILABLE | DATA NOT AVAILABLE | No | CONNECTED | 4.75 | 4.75 | 5 | TBC | TBC | TBC | N/A | N/A | N/A | N/A | N/A | N/A | N/A | N | DATA NOT AVAILABLE | N/A | TBC | N/A | DATA NOT AVAILABLE | 2020-07-22
1700051734896 | DATA NOT AVAILABLE | SSE GENERATION LTD | MULLARDOCH POWER STATION | MULLARDOCH POWER STATION | GENERATOR 1 IMPORT | BEAULY | HIGHLAND | IV4 7LX | SCOTLAND | 231008 | 833193 | FASN | N/A | FASNAKYLE GRID | 33 | SCOTTISH HYDRO ELECTRIC POWER DISTRIBUTION PLC | WIND | ONSHORE WIND TURBINES | NO | TBC | TBC | TBC | DATA NOT AVAILABLE | DATA NOT AVAILABLE | DATA NOT AVAILABLE | DATA NOT AVAILABLE | DATA NOT AVAILABLE | DATA NOT AVAILABLE | DATA NOT AVAILABLE | DATA NOT AVAILABLE | DATA NOT AVAILABLE | DATA NOT AVAILABLE | DATA NOT AVAILABLE | DATA NOT AVAILABLE | No | CONNECTED | 2.375 | 2.375 | 2.5 | TBC | TBC | TBC | N/A | N/A | N/A | N/A | N/A | N/A | N/A | N | DATA NOT AVAILABLE | N/A | TBC | N/A | DATA NOT AVAILABLE | 2020-07-22
1700051744421 | DATA NOT AVAILABLE | SSE GENERATION LTD | LAIRG POWER STATION | LAIRG POWER STATION | GENERATOR 1 IMPORT | LAIRG | HIGHLAND | IV27 4EH | SCOTLAND | 258228 | 907098 | LAIR | N/A | LAIRG GRID | 33 | SCOTTISH HYDRO ELECTRIC POWER DISTRIBUTION PLC | WIND | ONSHORE WIND TURBINES | NO | TBC | TBC | TBC | DATA NOT AVAILABLE | DATA NOT AVAILABLE | DATA NOT AVAILABLE | DATA NOT AVAILABLE | DATA NOT AVAILABLE | DATA NOT AVAILABLE | DATA NOT AVAILABLE | DATA NOT AVAILABLE | DATA NOT AVAILABLE | DATA NOT AVAILABLE | DATA NOT AVAILABLE | DATA NOT AVAILABLE | Yes | CONNECTED | 3.515 | 3.515 | 3.7 | TBC | TBC | TBC | N/A | N/A | N/A | N/A | N/A | N/A | N/A | Y | DATA NOT AVAILABLE | CMZ-ISY-010 | TBC | N/A | DATA NOT AVAILABLE | 2020-07-22
1700051744928 | DATA NOT AVAILABLE | FORTUM O & M UK LTD | SULLOM VOE | SULLOM VOE | SULLOM VOE TERMINAL | SHETLAND | SHETLAND ISLANDS | ZE2 9QR | SCOTLAND | 440921 | 1173455 | GREM | N/A | GREMISTA | 11 | SCOTTISH HYDRO ELECTRIC POWER DISTRIBUTION PLC | GEOTHERMAL | GEOTHERMAL POWER PLANT | NO | TBC | TBC | TBC | DATA NOT AVAILABLE | DATA NOT AVAILABLE | DATA NOT AVAILABLE | DATA NOT AVAILABLE | DATA NOT AVAILABLE | DATA NOT AVAILABLE | DATA NOT AVAILABLE | DATA NOT AVAILABLE | DATA NOT AVAILABLE | DATA NOT AVAILABLE | DATA NOT AVAILABLE | DATA NOT AVAILABLE | No | CONNECTED | 17.1 | 17.1 | 18 | TBC | TBC | TBC | N/A | N/A | N/A | N/A | N/A | N/A | N/A | N | DATA NOT AVAILABLE | N/A | TBC | N/A | DATA NOT AVAILABLE | 2020-07-22
1700051746961 | DATA NOT AVAILABLE | EDF ENERGISED | DEUCHERAN HILL WINDFARM | DEUCHERAN HILL WINDFARM | CARRADALE | CAMPBELTOWN | ARGYLL AND BUTE | PA28 6QL | SCOTLAND | 181624 | 645220 | CAAD | N/A | CARRADALE GRID | 33 | SCOTTISH HYDRO ELECTRIC POWER DISTRIBUTION PLC | WIND | ONSHORE WIND TURBINES | NO | TBC | TBC | TBC | DATA NOT AVAILABLE | DATA NOT AVAILABLE | DATA NOT AVAILABLE | DATA NOT AVAILABLE | DATA NOT AVAILABLE | DATA NOT AVAILABLE | DATA NOT AVAILABLE | DATA NOT AVAILABLE | DATA NOT AVAILABLE | DATA NOT AVAILABLE | DATA NOT AVAILABLE | DATA NOT AVAILABLE | No | CONNECTED | 14.212 | 14.212 | 14.96 | TBC | TBC | TBC | N/A | N/A | N/A | N/A | N/A | N/A | N/A | N | DATA NOT AVAILABLE | N/A | TBC | N/A | DATA NOT AVAILABLE | 2020-07-22
1700051768158 | DATA NOT AVAILABLE | SSE GENERATION LIMITED | SPURNESS WIND FARM | SPURNESS WIND FARM | DATA NOT AVAILABLE | ORKNEY | ORKNEY ISLANDS | KW17 2AZ | SCOTLAND | 367014 | 1044153 | THSO | N/A | SCORRADALE | 11 | SCOTTISH HYDRO ELECTRIC POWER DISTRIBUTION PLC | WIND | ONSHORE WIND TURBINES | NO | TBC | TBC | TBC | DATA NOT AVAILABLE | DATA NOT AVAILABLE | DATA NOT AVAILABLE | DATA NOT AVAILABLE | DATA NOT AVAILABLE | DATA NOT AVAILABLE | DATA NOT AVAILABLE | DATA NOT AVAILABLE | DATA NOT AVAILABLE | DATA NOT AVAILABLE | DATA NOT AVAILABLE | DATA NOT AVAILABLE | No | CONNECTED | 7.125 | 7.125 | 7.5 | TBC | TBC | TBC | N/A | N/A | N/A | N/A | N/A | N/A | N/A | N | DATA NOT AVAILABLE | N/A | TBC | N/A | DATA NOT AVAILABLE | 2020-07-22
1700051770403 | DATA NOT AVAILABLE | DATA NOT AVAILABLE | GARROGIE POWER STATION | GARROGIE POWER STATION | FECHLIN RIVER | FORT AUGUSTUS | HIGHLAND | IV2 6UR | SCOTLAND | 249164 | 813961 | INNE | N/A | INVERNESS GRID | 33 | SCOTTISH HYDRO ELECTRIC POWER DISTRIBUTION PLC | SOLAR | PHOTOVOLTAIC | NO | TBC | TBC | TBC | DATA NOT AVAILABLE | DATA NOT AVAILABLE | DATA NOT AVAILABLE | DATA NOT AVAILABLE | DATA NOT AVAILABLE | DATA NOT AVAILABLE | DATA NOT AVAILABLE | DATA NOT AVAILABLE | DATA NOT AVAILABLE | DATA NOT AVAILABLE | DATA NOT AVAILABLE | DATA NOT AVAILABLE | No | CONNECTED | 2.28 | 2.28 | 2.4 | TBC | TBC | TBC | N/A | N/A | N/A | N/A | N/A | N/A | N/A | N | DATA NOT AVAILABLE | N/A | TBC | N/A | DATA NOT AVAILABLE | 2020-07-22
1700051778183 | DATA NOT AVAILABLE | A.N OTHER | CNOC DONN ARNICLE WINDFARM | CNOC DONN ARNICLE WINDFARM | CARRADALE | CAMPBELTOWN | ARGYLL AND BUTE | PA28 6QG | SCOTLAND | 179886 | 638063 | CAAD | N/A | CARRADALE GRID | 33 | SCOTTISH HYDRO ELECTRIC POWER DISTRIBUTION PLC | WIND | ONSHORE WIND TURBINES | NO | TBC | TBC | TBC | DATA NOT AVAILABLE | DATA NOT AVAILABLE | DATA NOT AVAILABLE | DATA NOT AVAILABLE | DATA NOT AVAILABLE | DATA NOT AVAILABLE | DATA NOT AVAILABLE | DATA NOT AVAILABLE | DATA NOT AVAILABLE | DATA NOT AVAILABLE | DATA NOT AVAILABLE | DATA NOT AVAILABLE | No | CONNECTED | 14.25 | 14.25 | 15 | TBC | TBC | TBC | N/A | N/A | N/A | N/A | N/A | N/A | N/A | N | DATA NOT AVAILABLE | N/A | TBC | N/A | DATA NOT AVAILABLE | 2020-07-22
1700051781520 | DATA NOT AVAILABLE | DATA NOT AVAILABLE | CRUACH MOR | CRUACH MOR | STRIVAN | DUNOON | ARGYLL AND BUTE | PA23 8RG | SCOTLAND | 206037 | 682943 | DUNO | N/A | DUNOON GRID | 33 | SCOTTISH HYDRO ELECTRIC POWER DISTRIBUTION PLC | WATER (FLOWING WATER OR HEAD OF WATER) | HYDRO - OTHER | NO | TBC | TBC | TBC | DATA NOT AVAILABLE | DATA NOT AVAILABLE | DATA NOT AVAILABLE | DATA NOT AVAILABLE | DATA NOT AVAILABLE | DATA NOT AVAILABLE | DATA NOT AVAILABLE | DATA NOT AVAILABLE | DATA NOT AVAILABLE | DATA NOT AVAILABLE | DATA NOT AVAILABLE | DATA NOT AVAILABLE | No | CONNECTED | 27.55 | 27.55 | 29 | TBC | TBC | TBC | N/A | N/A | N/A | N/A | N/A | N/A | N/A | N | DATA NOT AVAILABLE | N/A | TBC | N/A | DATA NOT AVAILABLE | 2020-07-22
1700051782710 | DATA NOT AVAILABLE | DATA NOT AVAILABLE | BRAEVALLICH | BRAEVALLICH | GENERATING STATION | DALMALLY | ARGYLL AND BUTE | PA33 1BU | SCOTLAND | 195383 | 707542 | TAYN | N/A | TAYNUILT GRID | 33 | SCOTTISH HYDRO ELECTRIC POWER DISTRIBUTION PLC | HYDRO (TO BE CONFIRMED) | HYDRO POWER SYSTEM | NO | TBC | TBC | TBC | DATA NOT AVAILABLE | DATA NOT AVAILABLE | DATA NOT AVAILABLE | DATA NOT AVAILABLE | DATA NOT AVAILABLE | DATA NOT AVAILABLE | DATA NOT AVAILABLE | DATA NOT AVAILABLE | DATA NOT AVAILABLE | DATA NOT AVAILABLE | DATA NOT AVAILABLE | DATA NOT AVAILABLE | No | CONNECTED | 2.85 | 2.85 | 3 | TBC | TBC | TBC | N/A | N/A | N/A | N/A | N/A | N/A | N/A | N | DATA NOT AVAILABLE | N/A | TBC | N/A | DATA NOT AVAILABLE | 2020-07-22
1700051827088 | DATA NOT AVAILABLE | DATA NOT AVAILABLE | COLD STORE AND FACTORY | COLD STORE AND FACTORY | CASTLE STREET | PETERHEAD | ABERDEENSHIRE | AB42 1EN | SCOTLAND | 413772 | 845919 | PEHG | N/A | PHEAD NORTH ST | 11 | SCOTTISH HYDRO ELECTRIC POWER DISTRIBUTION PLC | BIOFUEL - OTHER | ENGINE (COMBUSTION / RECIPROCATING) | YES | TBC | TBC | TBC | DATA NOT AVAILABLE | DATA NOT AVAILABLE | DATA NOT AVAILABLE | DATA NOT AVAILABLE | DATA NOT AVAILABLE | DATA NOT AVAILABLE | DATA NOT AVAILABLE | DATA NOT AVAILABLE | DATA NOT AVAILABLE | DATA NOT AVAILABLE | DATA NOT AVAILABLE | DATA NOT AVAILABLE | No | CONNECTED | 1.52 | 1.52 | 1.6 | TBC | TBC | TBC | N/A | N/A | N/A | N/A | N/A | N/A | N/A | N | DATA NOT AVAILABLE | N/A | TBC | N/A | DATA NOT AVAILABLE | 2020-07-22
1700051857046 | DATA NOT AVAILABLE | DATA NOT AVAILABLE | PAULS HILL WIND FARM | EXPORT SUPPLY | PAULS HILL WIND FARM | ABERLOUR | MORAY | AB37 9AX | SCOTLAND | 317932 | 836741 | BOAG | N/A | BALLINDALLOCH | 11 | SCOTTISH HYDRO ELECTRIC POWER DISTRIBUTION PLC | WIND | ONSHORE WIND TURBINES | NO | TBC | TBC | TBC | DATA NOT AVAILABLE | DATA NOT AVAILABLE | DATA NOT AVAILABLE | DATA NOT AVAILABLE | DATA NOT AVAILABLE | DATA NOT AVAILABLE | DATA NOT AVAILABLE | DATA NOT AVAILABLE | DATA NOT AVAILABLE | DATA NOT AVAILABLE | DATA NOT AVAILABLE | DATA NOT AVAILABLE | No | CONNECTED | 66.5 | 66.5 | 70 | TBC | TBC | TBC | N/A | N/A | N/A | N/A | N/A | N/A | N/A | N | DATA NOT AVAILABLE | N/A | TBC | N/A | DATA NOT AVAILABLE | 2020-07-22
1700051877984 | DATA NOT AVAILABLE | ECOGEN LTD | BURGARHILL WIND FARM LTD | BURGARHILL WIND FARM LTD | BURGAR HILL | ORKNEY | ORKNEY ISLANDS | KW17 2PJ | SCOTLAND | 336017 | 1026101 | THSO | N/A | SCORRADALE | 11 | SCOTTISH HYDRO ELECTRIC POWER DISTRIBUTION PLC | WIND | ONSHORE WIND TURBINES | NO | TBC | TBC | TBC | DATA NOT AVAILABLE | DATA NOT AVAILABLE | DATA NOT AVAILABLE | DATA NOT AVAILABLE | DATA NOT AVAILABLE | DATA NOT AVAILABLE | DATA NOT AVAILABLE | DATA NOT AVAILABLE | DATA NOT AVAILABLE | DATA NOT AVAILABLE | DATA NOT AVAILABLE | DATA NOT AVAILABLE | No | CONNECTED | 5.7 | 5.7 | 6 | TBC | TBC | TBC | N/A | N/A | N/A | N/A | N/A | N/A | N/A | N | DATA NOT AVAILABLE | N/A | TBC | N/A | DATA NOT AVAILABLE | 2020-07-22
1700051955940 | DATA NOT AVAILABLE | ARNISH MOOR WIND FARM LIMITED | ARNISH MOOR WINDFARM | ARNISH MOOR WINDFARM EXPORT | BY STORNOWAY | ISLE OF LEWIS | TBC | TBC | SCOTLAND | TBC | TBC | TBC | N/A | TBC | TBC | SCOTTISH HYDRO ELECTRIC POWER DISTRIBUTION PLC | WIND | ONSHORE WIND TURBINES | NO | TBC | TBC | TBC | DATA NOT AVAILABLE | DATA NOT AVAILABLE | DATA NOT AVAILABLE | DATA NOT AVAILABLE | DATA NOT AVAILABLE | DATA NOT AVAILABLE | DATA NOT AVAILABLE | DATA NOT AVAILABLE | DATA NOT AVAILABLE | DATA NOT AVAILABLE | DATA NOT AVAILABLE | DATA NOT AVAILABLE | No | CONNECTED | 3.705 | 3.705 | 3.9 | TBC | TBC | TBC | N/A | N/A | N/A | N/A | N/A | N/A | N/A | N | DATA NOT AVAILABLE | N/A | TBC | N/A | DATA NOT AVAILABLE | 2020-07-22
1700051956457 | DATA NOT AVAILABLE | ECO2 LTD | DUMMUIE WINDFARM | DUMMUIE WINDFARM | EAST MAINS OF DUMMUIES | ABERDEEN | ABERDEENSHIRE | AB54 4RL | SCOTLAND | 355734 | 836687 | KEIT | N/A | KEITH GRID | 33 | SCOTTISH HYDRO ELECTRIC POWER DISTRIBUTION PLC | WIND | ONSHORE WIND TURBINES | NO | TBC | TBC | TBC | DATA NOT AVAILABLE | DATA NOT AVAILABLE | DATA NOT AVAILABLE | DATA NOT AVAILABLE | DATA NOT AVAILABLE | DATA NOT AVAILABLE | DATA NOT AVAILABLE | DATA NOT AVAILABLE | DATA NOT AVAILABLE | DATA NOT AVAILABLE | DATA NOT AVAILABLE | DATA NOT AVAILABLE | No | CONNECTED | 11.638 | 11.638 | 12.25 | TBC | TBC | TBC | N/A | N/A | N/A | N/A | N/A | N/A | N/A | N | DATA NOT AVAILABLE | N/A | TBC | N/A | DATA NOT AVAILABLE | 2020-07-22
1700051965052 | DATA NOT AVAILABLE | DATA NOT AVAILABLE | FORSS 2 WINDFARM HV | FORSS 2 WINDFARM HV EXPORT | HILL OF LYBSTER | THURSO | HIGHLAND | KW14 7YA | SCOTLAND | 302432 | 968616 | DOUN1 | N/A | DOUNREAY | 11 | SCOTTISH HYDRO ELECTRIC POWER DISTRIBUTION PLC | WIND | ONSHORE WIND TURBINES | NO | TBC | TBC | TBC | DATA NOT AVAILABLE | DATA NOT AVAILABLE | DATA NOT AVAILABLE | DATA NOT AVAILABLE | DATA NOT AVAILABLE | DATA NOT AVAILABLE | DATA NOT AVAILABLE | DATA NOT AVAILABLE | DATA NOT AVAILABLE | DATA NOT AVAILABLE | DATA NOT AVAILABLE | DATA NOT AVAILABLE | No | CONNECTED | 5.263 | 5.263 | 5.54 | TBC | TBC | TBC | N/A | N/A | N/A | N/A | N/A | N/A | N/A | N | DATA NOT AVAILABLE | N/A | TBC | N/A | DATA NOT AVAILABLE | 2020-07-22
1700052002710 | DATA NOT AVAILABLE | SSE GENERATION LTD | DRUMDERG WIND FARM | SUPPLY 1 DRUMDERG WIND FARM | DATA NOT AVAILABLE | BLAIRGOWRIE | PERTHSHIRE AND KINROSS | TBC | SCOTLAND | TBC | TBC | TBC | N/A | TBC | TBC | SCOTTISH HYDRO ELECTRIC POWER DISTRIBUTION PLC | WIND | ONSHORE WIND TURBINES | NO | TBC | TBC | TBC | DATA NOT AVAILABLE | DATA NOT AVAILABLE | DATA NOT AVAILABLE | DATA NOT AVAILABLE | DATA NOT AVAILABLE | DATA NOT AVAILABLE | DATA NOT AVAILABLE | DATA NOT AVAILABLE | DATA NOT AVAILABLE | DATA NOT AVAILABLE | DATA NOT AVAILABLE | DATA NOT AVAILABLE | No | CONNECTED | 15.2 | 15.2 | 16 | TBC | TBC | TBC | N/A | N/A | N/A | N/A | N/A | N/A | N/A | N | DATA NOT AVAILABLE | N/A | TBC | N/A | DATA NOT AVAILABLE | 2020-07-22
1700052002739 | DATA NOT AVAILABLE | SSE GENERATION LTD | DRUMDERG WIND FARM | SUPPLY 2 DRUMDERG WIND FARM | DATA NOT AVAILABLE | BLAIRGOWRIE | PERTHSHIRE AND KINROSS | TBC | SCOTLAND | TBC | TBC | TBC | N/A | TBC | TBC | SCOTTISH HYDRO ELECTRIC POWER DISTRIBUTION PLC | WIND | ONSHORE WIND TURBINES | NO | TBC | TBC | TBC | DATA NOT AVAILABLE | DATA NOT AVAILABLE | DATA NOT AVAILABLE | DATA NOT AVAILABLE | DATA NOT AVAILABLE | DATA NOT AVAILABLE | DATA NOT AVAILABLE | DATA NOT AVAILABLE | DATA NOT AVAILABLE | DATA NOT AVAILABLE | DATA NOT AVAILABLE | DATA NOT AVAILABLE | No | CONNECTED | 15.2 | 15.2 | 16 | TBC | TBC | TBC | N/A | N/A | N/A | N/A | N/A | N/A | N/A | N | DATA NOT AVAILABLE | N/A | TBC | N/A | DATA NOT AVAILABLE | 2020-07-22
1700052029856 | DATA NOT AVAILABLE | BILBSTER WIND FARM LTD | FLEXHILL WINDFARM | FLEXHILL WINDFARM BILBSTER WIND FARM LTD | DATA NOT AVAILABLE | WICK | HIGHLAND | KW1 5TB | SCOTLAND | 328074 | 953301 | MYBS | N/A | MYBSTER GRID | 33 | SCOTTISH HYDRO ELECTRIC POWER DISTRIBUTION PLC | WIND | ONSHORE WIND TURBINES | NO | TBC | TBC | TBC | DATA NOT AVAILABLE | DATA NOT AVAILABLE | DATA NOT AVAILABLE | DATA NOT AVAILABLE | DATA NOT AVAILABLE | DATA NOT AVAILABLE | DATA NOT AVAILABLE | DATA NOT AVAILABLE | DATA NOT AVAILABLE | DATA NOT AVAILABLE | DATA NOT AVAILABLE | DATA NOT AVAILABLE | No | CONNECTED | 3.705 | 3.705 | 3.9 | TBC | TBC | TBC | N/A | N/A | N/A | N/A | N/A | N/A | N/A | N | DATA NOT AVAILABLE | N/A | TBC | N/A | DATA NOT AVAILABLE | 2020-07-22
1700052044696 | DATA NOT AVAILABLE | BP EXPLORATION | BP EXPLORATION OPERATING CO LTD 1-4 | BP EXPLORATION OPERATING CO LTD 1-4 | WELLHEADS AVENUE | ABERDEEN | ABERDEEN | AB21 7PB | SCOTLAND | 389233 | 812117 | PERS | N/A | STONEYWOOD | 11 | SCOTTISH HYDRO ELECTRIC POWER DISTRIBUTION PLC | DATA NOT AVAILABLE | DATA NOT AVAILABLE | NO | TBC | TBC | TBC | DATA NOT AVAILABLE | DATA NOT AVAILABLE | DATA NOT AVAILABLE | DATA NOT AVAILABLE | DATA NOT AVAILABLE | DATA NOT AVAILABLE | DATA NOT AVAILABLE | DATA NOT AVAILABLE | DATA NOT AVAILABLE | DATA NOT AVAILABLE | DATA NOT AVAILABLE | DATA NOT AVAILABLE | No | CONNECTED | 2.85 | 2.85 | 3 | TBC | TBC | TBC | N/A | N/A | N/A | N/A | N/A | N/A | N/A | N | DATA NOT AVAILABLE | N/A | TBC | N/A | DATA NOT AVAILABLE | 2020-07-22
1700052048584 | DATA NOT AVAILABLE | INNOGY RENEWABLES UK LIMITED | CORRIEGARTH HYDRO GEN AUX | CORRIEGARTH HYDRO GEN TBC | GORTHLECK | INVERNESS | HIGHLAND | IV2 6UL | SCOTLAND | 250731 | 817150 | INNE | N/A | INVERNESS GRID | 33 | SCOTTISH HYDRO ELECTRIC POWER DISTRIBUTION PLC | WIND | ONSHORE WIND TURBINES | NO | TBC | TBC | TBC | DATA NOT AVAILABLE | DATA NOT AVAILABLE | DATA NOT AVAILABLE | DATA NOT AVAILABLE | DATA NOT AVAILABLE | DATA NOT AVAILABLE | DATA NOT AVAILABLE | DATA NOT AVAILABLE | DATA NOT AVAILABLE | DATA NOT AVAILABLE | DATA NOT AVAILABLE | DATA NOT AVAILABLE | No | CONNECTED | 3.23 | 3.23 | 3.4 | TBC | TBC | TBC | N/A | N/A | N/A | N/A | N/A | N/A | N/A | N | DATA NOT AVAILABLE | N/A | TBC | N/A | DATA NOT AVAILABLE | 2020-07-22
1700052121436 | DATA NOT AVAILABLE | ACHAIRN ENERGY LIMITED | ACHAIRN WINDFARM | ACHAIRN WINDFARM | ACHAIRN FARM | WICK | HIGHLAND | KW1 5SG | SCOTLAND | 331016 | 950277 | MYBS | N/A | MYBSTER GRID | 33 | SCOTTISH HYDRO ELECTRIC POWER DISTRIBUTION PLC | WIND | ONSHORE WIND TURBINES | NO | TBC | TBC | TBC | DATA NOT AVAILABLE | DATA NOT AVAILABLE | DATA NOT AVAILABLE | DATA NOT AVAILABLE | DATA NOT AVAILABLE | DATA NOT AVAILABLE | DATA NOT AVAILABLE | DATA NOT AVAILABLE | DATA NOT AVAILABLE | DATA NOT AVAILABLE | DATA NOT AVAILABLE | DATA NOT AVAILABLE | No | CONNECTED | 7.125 | 7.125 | 7.5 | TBC | TBC | TBC | N/A | N/A | N/A | N/A | N/A | N/A | N/A | N | DATA NOT AVAILABLE | N/A | TBC | N/A | DATA NOT AVAILABLE | 2020-07-22
1700052153855 | DATA NOT AVAILABLE | SUBSEA 7 LIMITED | EAST CAMPUS | EAST CAMPUS, SUBSEA 7 | ARNHALL BUSINESS PARK | ABERDEEN | TBC | TBC | SCOTLAND | TBC | TBC | KINT | N/A | SKENE | 11 | SCOTTISH HYDRO ELECTRIC POWER DISTRIBUTION PLC | DATA NOT AVAILABLE | DATA NOT AVAILABLE | NO | TBC | TBC | TBC | DATA NOT AVAILABLE | DATA NOT AVAILABLE | DATA NOT AVAILABLE | DATA NOT AVAILABLE | DATA NOT AVAILABLE | DATA NOT AVAILABLE | DATA NOT AVAILABLE | DATA NOT AVAILABLE | DATA NOT AVAILABLE | DATA NOT AVAILABLE | DATA NOT AVAILABLE | DATA NOT AVAILABLE | No | CONNECTED | 1.568 | 1.568 | 1.65 | TBC | TBC | TBC | N/A | N/A | N/A | N/A | N/A | N/A | N/A | N | DATA NOT AVAILABLE | N/A | TBC | N/A | DATA NOT AVAILABLE | 2020-07-22
1700052202661 | DATA NOT AVAILABLE | MACALLAN DISTILLERS LIMITED | OVERTOWN WAREHOUSE COMPLEX | OVERTOWN WAREHOUSE COMPLEX | DATA NOT AVAILABLE | ABERLOUR | MORAY | AB38 9SA | SCOTLAND | 327119 | 845264 | KEIT | N/A | ROTHES | 11 | SCOTTISH HYDRO ELECTRIC POWER DISTRIBUTION PLC | SOLAR | PHOTOVOLTAIC | NO | TBC | TBC | TBC | DATA NOT AVAILABLE | DATA NOT AVAILABLE | DATA NOT AVAILABLE | DATA NOT AVAILABLE | DATA NOT AVAILABLE | DATA NOT AVAILABLE | DATA NOT AVAILABLE | DATA NOT AVAILABLE | DATA NOT AVAILABLE | DATA NOT AVAILABLE | DATA NOT AVAILABLE | DATA NOT AVAILABLE | No | CONNECTED | 1.33 | 1.33 | 1.4 | TBC | TBC | TBC | N/A | N/A | N/A | N/A | N/A | N/A | N/A | N | DATA NOT AVAILABLE | N/A | TBC | N/A | DATA NOT AVAILABLE | 2020-07-22
1700052228386 | DATA NOT AVAILABLE | BALCAS TIMBER LTD | BIOMASS GENERATOR | BIOMASS GENERATOR | CROMARTY FIRTH INDUSTRIAL PARK | INVERGORDON | HIGHLAND | IV18 0LE | SCOTLAND | 272097 | 870463 | ALNE | N/A | INVERGORDON | 11 | SCOTTISH HYDRO ELECTRIC POWER DISTRIBUTION PLC | SOLAR | PHOTOVOLTAIC | NO | TBC | TBC | TBC | DATA NOT AVAILABLE | DATA NOT AVAILABLE | DATA NOT AVAILABLE | DATA NOT AVAILABLE | DATA NOT AVAILABLE | DATA NOT AVAILABLE | DATA NOT AVAILABLE | DATA NOT AVAILABLE | DATA NOT AVAILABLE | DATA NOT AVAILABLE | DATA NOT AVAILABLE | DATA NOT AVAILABLE | No | CONNECTED | 2.964 | 2.964 | 3.12 | TBC | TBC | TBC | N/A | N/A | N/A | N/A | N/A | N/A | N/A | N | DATA NOT AVAILABLE | N/A | TBC | N/A | DATA NOT AVAILABLE | 2020-07-22
1700052250178 | DATA NOT AVAILABLE | DATA NOT AVAILABLE | INVERLAEL HYDRO STATION | INVERLAEL HYDRO STATION PRIVATE GENERATOR | DATA NOT AVAILABLE | GARVE | HIGHLAND | IV23 2SE | SCOTLAND | 215803 | 888422 | GRUB | N/A | GRUDIE BRIDGE | 33 | SCOTTISH HYDRO ELECTRIC POWER DISTRIBUTION PLC | SOLAR | PHOTOVOLTAIC | NO | TBC | TBC | TBC | DATA NOT AVAILABLE | DATA NOT AVAILABLE | DATA NOT AVAILABLE | DATA NOT AVAILABLE | DATA NOT AVAILABLE | DATA NOT AVAILABLE | DATA NOT AVAILABLE | DATA NOT AVAILABLE | DATA NOT AVAILABLE | DATA NOT AVAILABLE | DATA NOT AVAILABLE | DATA NOT AVAILABLE | No | CONNECTED | 2.375 | 2.375 | 2.5 | TBC | TBC | TBC | N/A | N/A | N/A | N/A | N/A | N/A | N/A | N | DATA NOT AVAILABLE | N/A | TBC | N/A | DATA NOT AVAILABLE | 2020-07-22
1700052250284 | DATA NOT AVAILABLE | STRATH OF BRYDOCK WIND FARM LIMITED | STRATH OF BYDOCK WINDFARM | STRATH OF BYDOCK WINDFARM PRIVATE GENERATOR | DATA NOT AVAILABLE | ABERDEEN | ABERDEENSHIRE | AB45 3BX | SCOTLAND | 365016 | 859626 | MACD | N/A | MACDUFF GRID | 33 | SCOTTISH HYDRO ELECTRIC POWER DISTRIBUTION PLC | WIND | ONSHORE WIND TURBINES | NO | TBC | TBC | TBC | DATA NOT AVAILABLE | DATA NOT AVAILABLE | DATA NOT AVAILABLE | DATA NOT AVAILABLE | DATA NOT AVAILABLE | DATA NOT AVAILABLE | DATA NOT AVAILABLE | DATA NOT AVAILABLE | DATA NOT AVAILABLE | DATA NOT AVAILABLE | DATA NOT AVAILABLE | DATA NOT AVAILABLE | No | CONNECTED | 4.37 | 4.37 | 4.6 | TBC | TBC | TBC | N/A | N/A | N/A | N/A | N/A | N/A | N/A | N | DATA NOT AVAILABLE | N/A | TBC | N/A | DATA NOT AVAILABLE | 2020-07-22
1700052273254 | DATA NOT AVAILABLE | ABERDEEN IQ TRUSTEE NO.1 LIMITED | DATA NOT AVAILABLE | OFFICE | JUSTICE MILL LANE | ABERDEEN | ABERDEEN | AB11 6EP | SCOTLAND | 393345 | 805717 | WIOW | N/A | DENBURN | 11 | SCOTTISH HYDRO ELECTRIC POWER DISTRIBUTION PLC | WATER (FLOWING WATER OR HEAD OF WATER) | HYDRO - OTHER | NO | TBC | TBC | TBC | DATA NOT AVAILABLE | DATA NOT AVAILABLE | DATA NOT AVAILABLE | DATA NOT AVAILABLE | DATA NOT AVAILABLE | DATA NOT AVAILABLE | DATA NOT AVAILABLE | DATA NOT AVAILABLE | DATA NOT AVAILABLE | DATA NOT AVAILABLE | DATA NOT AVAILABLE | DATA NOT AVAILABLE | No | CONNECTED | 1.235 | 1.235 | 1.3 | TBC | TBC | TBC | N/A | N/A | N/A | N/A | N/A | N/A | N/A | N | DATA NOT AVAILABLE | N/A | TBC | N/A | DATA NOT AVAILABLE | 2020-07-22
1700052276983 | DATA NOT AVAILABLE | BEINN NAN OIGHREAN | STRUIE WIND GENERATION STATION | STRUIE WIND GENERATION STATION | DATA NOT AVAILABLE | ALNESS | HIGHLAND | IV19 1LH | SCOTLAND | 266575 | 881371 | ALNE | N/A | ALNESS GRID | 33 | SCOTTISH HYDRO ELECTRIC POWER DISTRIBUTION PLC | WIND | ONSHORE WIND TURBINES | NO | TBC | TBC | TBC | DATA NOT AVAILABLE | DATA NOT AVAILABLE | DATA NOT AVAILABLE | DATA NOT AVAILABLE | DATA NOT AVAILABLE | DATA NOT AVAILABLE | DATA NOT AVAILABLE | DATA NOT AVAILABLE | DATA NOT AVAILABLE | DATA NOT AVAILABLE | DATA NOT AVAILABLE | DATA NOT AVAILABLE | No | CONNECTED | 4.37 | 4.37 | 4.6 | TBC | TBC | TBC | N/A | N/A | N/A | N/A | N/A | N/A | N/A | N | DATA NOT AVAILABLE | N/A | TBC | N/A | DATA NOT AVAILABLE | 2020-07-22
1700052288696 | DATA NOT AVAILABLE | SSE GENERATION | FAIRBURN WIND FARM | FAIRBURN WIND FARM | DATA NOT AVAILABLE | INVERNESS | HIGHLAND | IV6 7UT | SCOTLAND | 246936 | 852541 | ORRI | N/A | ORRIN | 11 | SCOTTISH HYDRO ELECTRIC POWER DISTRIBUTION PLC | WIND | ONSHORE WIND TURBINES | NO | TBC | TBC | TBC | DATA NOT AVAILABLE | DATA NOT AVAILABLE | DATA NOT AVAILABLE | DATA NOT AVAILABLE | DATA NOT AVAILABLE | DATA NOT AVAILABLE | DATA NOT AVAILABLE | DATA NOT AVAILABLE | DATA NOT AVAILABLE | DATA NOT AVAILABLE | DATA NOT AVAILABLE | DATA NOT AVAILABLE | No | CONNECTED | 40 | 40 | 42.105 | TBC | TBC | TBC | N/A | N/A | N/A | N/A | N/A | N/A | N/A | N | DATA NOT AVAILABLE | N/A | TBC | N/A | DATA NOT AVAILABLE | 2020-07-22
1700052288701 | DATA NOT AVAILABLE | SSE GENERATION | FAIRBURN WIND FARM | FAIRBURN WIND FARM | DATA NOT AVAILABLE | INVERNESS | HIGHLAND | IV6 7UT | SCOTLAND | 246936 | 852541 | ORRI | N/A | ORRIN | 11 | SCOTTISH HYDRO ELECTRIC POWER DISTRIBUTION PLC | WIND | ONSHORE WIND TURBINES | NO | TBC | TBC | TBC | DATA NOT AVAILABLE | DATA NOT AVAILABLE | DATA NOT AVAILABLE | DATA NOT AVAILABLE | DATA NOT AVAILABLE | DATA NOT AVAILABLE | DATA NOT AVAILABLE | DATA NOT AVAILABLE | DATA NOT AVAILABLE | DATA NOT AVAILABLE | DATA NOT AVAILABLE | DATA NOT AVAILABLE | No | CONNECTED | 1 | 1 | 1.053 | TBC | TBC | TBC | N/A | N/A | N/A | N/A | N/A | N/A | N/A | N | DATA NOT AVAILABLE | N/A | TBC | N/A | DATA NOT AVAILABLE | 2020-07-22
1700052304656 | DATA NOT AVAILABLE | DATA NOT AVAILABLE | MARISCHAL COLLEGE | MARISCHAL COLLEGE | BROAD STREET | ABERDEEN | ABERDEEN | AB10 1AB | SCOTLAND | 394232 | 806470 | CLAY | N/A | COMMERCE STREET | 11 | SCOTTISH HYDRO ELECTRIC POWER DISTRIBUTION PLC | SOLAR | PHOTOVOLTAIC | NO | TBC | TBC | TBC | DATA NOT AVAILABLE | DATA NOT AVAILABLE | DATA NOT AVAILABLE | DATA NOT AVAILABLE | DATA NOT AVAILABLE | DATA NOT AVAILABLE | DATA NOT AVAILABLE | DATA NOT AVAILABLE | DATA NOT AVAILABLE | DATA NOT AVAILABLE | DATA NOT AVAILABLE | DATA NOT AVAILABLE | No | CONNECTED | 1.587 | 1.587 | 1.67 | TBC | TBC | TBC | N/A | N/A | N/A | N/A | N/A | N/A | N/A | N | DATA NOT AVAILABLE | N/A | TBC | N/A | DATA NOT AVAILABLE | 2020-07-22
1700052332937 | DATA NOT AVAILABLE | DATA NOT AVAILABLE | UNIVERSITY OF ABERDEEN | UNIVERSITY OFFICE | REGENT WALK | ABERDEEN | ABERDEEN | AB24 3FX | SCOTLAND | 394104 | 808245 | PERS | N/A | ST MACHAR | 11 | SCOTTISH HYDRO ELECTRIC POWER DISTRIBUTION PLC | DATA NOT AVAILABLE | DATA NOT AVAILABLE | NO | TBC | TBC | TBC | DATA NOT AVAILABLE | DATA NOT AVAILABLE | DATA NOT AVAILABLE | DATA NOT AVAILABLE | DATA NOT AVAILABLE | DATA NOT AVAILABLE | DATA NOT AVAILABLE | DATA NOT AVAILABLE | DATA NOT AVAILABLE | DATA NOT AVAILABLE | DATA NOT AVAILABLE | DATA NOT AVAILABLE | No | CONNECTED | 4.655 | 4.655 | 4.9 | TBC | TBC | TBC | N/A | N/A | N/A | N/A | N/A | N/A | N/A | N | DATA NOT AVAILABLE | N/A | TBC | N/A | DATA NOT AVAILABLE | 2020-07-22
1700052335938 | DATA NOT AVAILABLE | BURGAR HILL RENEWABLES LTD | BURGAR HILL | BURGAR HILL GENERATING STATION | DATA NOT AVAILABLE | ORKNEY | ORKNEY ISLANDS | KW17 2PJ | SCOTLAND | 336017 | 1026101 | THSO | N/A | SCORRADALE | 11 | SCOTTISH HYDRO ELECTRIC POWER DISTRIBUTION PLC | WIND | ONSHORE WIND TURBINES | NO | TBC | TBC | TBC | DATA NOT AVAILABLE | DATA NOT AVAILABLE | DATA NOT AVAILABLE | DATA NOT AVAILABLE | DATA NOT AVAILABLE | DATA NOT AVAILABLE | DATA NOT AVAILABLE | DATA NOT AVAILABLE | DATA NOT AVAILABLE | DATA NOT AVAILABLE | DATA NOT AVAILABLE | DATA NOT AVAILABLE | No | CONNECTED | 2.185 | 2.185 | 2.3 | TBC | TBC | TBC | N/A | N/A | N/A | N/A | N/A | N/A | N/A | N | DATA NOT AVAILABLE | N/A | TBC | N/A | DATA NOT AVAILABLE | 2020-07-22
1700052336018 | DATA NOT AVAILABLE | MYRETON RENEWABLE ENERGY LIMITED | LURGHILL WIND | GENERATING STATION | LURGHILL WIND | ABERDEEN | MORAY | AB55 6NJ | SCOTLAND | 349135 | 856169 | KEIT | N/A | KEITH GRID | 33 | SCOTTISH HYDRO ELECTRIC POWER DISTRIBUTION PLC | WIND | ONSHORE WIND TURBINES | NO | TBC | TBC | TBC | DATA NOT AVAILABLE | DATA NOT AVAILABLE | DATA NOT AVAILABLE | DATA NOT AVAILABLE | DATA NOT AVAILABLE | DATA NOT AVAILABLE | DATA NOT AVAILABLE | DATA NOT AVAILABLE | DATA NOT AVAILABLE | DATA NOT AVAILABLE | DATA NOT AVAILABLE | DATA NOT AVAILABLE | No | CONNECTED | 2.404 | 2.404 | 2.53 | TBC | TBC | TBC | N/A | N/A | N/A | N/A | N/A | N/A | N/A | N | DATA NOT AVAILABLE | N/A | TBC | N/A | DATA NOT AVAILABLE | 2020-07-22
1700052336036 | DATA NOT AVAILABLE | GREENSPAN ELECTRIC CAIRNMORE LIMITED | CAIRNMORE WIND PARK | CAIRNMORE WIND PARK | CAIRNMORE | ABERDEEN | ABERDEENSHIRE | AB54 4NA | SCOTLAND | 351350 | 825047 | TARL | N/A | TARLAND GRID | 33 | SCOTTISH HYDRO ELECTRIC POWER DISTRIBUTION PLC | WIND | ONSHORE WIND TURBINES | NO | TBC | TBC | TBC | DATA NOT AVAILABLE | DATA NOT AVAILABLE | DATA NOT AVAILABLE | DATA NOT AVAILABLE | DATA NOT AVAILABLE | DATA NOT AVAILABLE | DATA NOT AVAILABLE | DATA NOT AVAILABLE | DATA NOT AVAILABLE | DATA NOT AVAILABLE | DATA NOT AVAILABLE | DATA NOT AVAILABLE | No | CONNECTED | 7.268 | 7.268 | 7.65 | TBC | TBC | TBC | N/A | N/A | N/A | N/A | N/A | N/A | N/A | N | DATA NOT AVAILABLE | N/A | TBC | N/A | DATA NOT AVAILABLE | 2020-07-22
1700052338362 | DATA NOT AVAILABLE | DATA NOT AVAILABLE | LOCHEBANK WINDFARM | LOCHEBANK WINDFARM | DATA NOT AVAILABLE | PERTH | PERTHSHIRE AND KINROSS | PH2 9QQ | SCOTLAND | 313595 | 712563 | ABNE | N/A | ABERNETHY GRID | 33 | SCOTTISH HYDRO ELECTRIC POWER DISTRIBUTION PLC | WIND | ONSHORE WIND TURBINES | NO | TBC | TBC | TBC | DATA NOT AVAILABLE | DATA NOT AVAILABLE | DATA NOT AVAILABLE | DATA NOT AVAILABLE | DATA NOT AVAILABLE | DATA NOT AVAILABLE | DATA NOT AVAILABLE | DATA NOT AVAILABLE | DATA NOT AVAILABLE | DATA NOT AVAILABLE | DATA NOT AVAILABLE | DATA NOT AVAILABLE | No | CONNECTED | 9.453 | 9.453 | 9.95 | TBC | TBC | TBC | N/A | N/A | N/A | N/A | N/A | N/A | N/A | N | DATA NOT AVAILABLE | N/A | TBC | N/A | DATA NOT AVAILABLE | 2020-07-22
1700052362300 | DATA NOT AVAILABLE | THE ROBERT GORDON UNIVERSITY | UNIVERSITY CAMPUS | UNIVERSITY CAMPUS | GARTHDEE ROAD | ABERDEEN | ABERDEEN | AB10 7FY | SCOTLAND | 391399 | 803026 | CRAI | N/A | RUTHRIESTON | 11 | SCOTTISH HYDRO ELECTRIC POWER DISTRIBUTION PLC | DATA NOT AVAILABLE | DATA NOT AVAILABLE | NO | TBC | TBC | TBC | DATA NOT AVAILABLE | DATA NOT AVAILABLE | DATA NOT AVAILABLE | DATA NOT AVAILABLE | DATA NOT AVAILABLE | DATA NOT AVAILABLE | DATA NOT AVAILABLE | DATA NOT AVAILABLE | DATA NOT AVAILABLE | DATA NOT AVAILABLE | DATA NOT AVAILABLE | DATA NOT AVAILABLE | No | CONNECTED | 1.9 | 1.9 | 2 | TBC | TBC | TBC | N/A | N/A | N/A | N/A | N/A | N/A | N/A | N | DATA NOT AVAILABLE | N/A | TBC | N/A | DATA NOT AVAILABLE | 2020-07-22
1700052371750 | DATA NOT AVAILABLE | SSE GENERATION LTD | ACHANY WIND FARM | EXPORT SUPPLY | ACHANY WIND FARM | LAIRG | HIGHLAND | IV27 4BD | SCOTLAND | 248071 | 901853 | LAIR | N/A | LAIRG GRID | 33 | SCOTTISH HYDRO ELECTRIC POWER DISTRIBUTION PLC | WIND | ONSHORE WIND TURBINES | NO | TBC | TBC | TBC | DATA NOT AVAILABLE | DATA NOT AVAILABLE | DATA NOT AVAILABLE | DATA NOT AVAILABLE | DATA NOT AVAILABLE | DATA NOT AVAILABLE | DATA NOT AVAILABLE | DATA NOT AVAILABLE | DATA NOT AVAILABLE | DATA NOT AVAILABLE | DATA NOT AVAILABLE | DATA NOT AVAILABLE | No | CONNECTED | 49.875 | 49.875 | 52.5 | TBC | TBC | TBC | N/A | N/A | N/A | N/A | N/A | N/A | N/A | N | DATA NOT AVAILABLE | N/A | TBC | N/A | DATA NOT AVAILABLE | 2020-07-22
1700052371769 | DATA NOT AVAILABLE | SSE GENERATION LTD | ACHANY WIND FARM | IMPORT SUPPLY | ACHANY WIND FARM | LAIRG | HIGHLAND | IV27 4BD | SCOTLAND | 248071 | 901853 | LAIR | N/A | LAIRG GRID | 33 | SCOTTISH HYDRO ELECTRIC POWER DISTRIBUTION PLC | WIND | ONSHORE WIND TURBINES | NO | TBC | TBC | TBC | DATA NOT AVAILABLE | DATA NOT AVAILABLE | DATA NOT AVAILABLE | DATA NOT AVAILABLE | DATA NOT AVAILABLE | DATA NOT AVAILABLE | DATA NOT AVAILABLE | DATA NOT AVAILABLE | DATA NOT AVAILABLE | DATA NOT AVAILABLE | DATA NOT AVAILABLE | DATA NOT AVAILABLE | No | CONNECTED | 1 | 1 | 1.053 | TBC | TBC | TBC | N/A | N/A | N/A | N/A | N/A | N/A | N/A | N | DATA NOT AVAILABLE | N/A | TBC | N/A | DATA NOT AVAILABLE | 2020-07-22
1700052372187 | DATA NOT AVAILABLE | BROADLAND RENEWABLE ENERGY LTD | GARVAN HYDRO | PRIVATE GENERATOR GARVAN HYDRO SCHEME | DATA NOT AVAILABLE | FORT WILLIAM | HIGHLAND | PH33 7AW | SCOTLAND | 199680 | 777507 | FWIL | N/A | FORT WILLIAM GRID | 33 | SCOTTISH HYDRO ELECTRIC POWER DISTRIBUTION PLC | SOLAR | PHOTOVOLTAIC | NO | TBC | TBC | TBC | DATA NOT AVAILABLE | DATA NOT AVAILABLE | DATA NOT AVAILABLE | DATA NOT AVAILABLE | DATA NOT AVAILABLE | DATA NOT AVAILABLE | DATA NOT AVAILABLE | DATA NOT AVAILABLE | DATA NOT AVAILABLE | DATA NOT AVAILABLE | DATA NOT AVAILABLE | DATA NOT AVAILABLE | No | CONNECTED | 1.995 | 1.995 | 2.1 | TBC | TBC | TBC | N/A | N/A | N/A | N/A | N/A | N/A | N/A | N | DATA NOT AVAILABLE | N/A | TBC | N/A | DATA NOT AVAILABLE | 2020-07-22
1700052383471 | DATA NOT AVAILABLE | KELTNEYBURN HYDRO LTD | KELTNEYBURN HYDRO GENERATOR | C/O KELTNEYBURN HOUSE KELTNEYBURN HYDRO GENERATOR | DATA NOT AVAILABLE | ABERFELDY | PERTHSHIRE AND KINROSS | PH15 2LF | SCOTLAND | 277379 | 749107 | TUMB | N/A | TUMMEL BRIDGE GRID | 33 | SCOTTISH HYDRO ELECTRIC POWER DISTRIBUTION PLC | WATER (FLOWING WATER OR HEAD OF WATER) | HYDRO - OTHER | NO | TBC | TBC | TBC | DATA NOT AVAILABLE | DATA NOT AVAILABLE | DATA NOT AVAILABLE | DATA NOT AVAILABLE | DATA NOT AVAILABLE | DATA NOT AVAILABLE | DATA NOT AVAILABLE | DATA NOT AVAILABLE | DATA NOT AVAILABLE | DATA NOT AVAILABLE | DATA NOT AVAILABLE | DATA NOT AVAILABLE | No | CONNECTED | 1.995 | 1.995 | 2.1 | TBC | TBC | TBC | N/A | N/A | N/A | N/A | N/A | N/A | N/A | N | DATA NOT AVAILABLE | N/A | TBC | N/A | DATA NOT AVAILABLE | 2020-07-22
1700052409553 | DATA NOT AVAILABLE | HAMMARS HILL ENERGY LIMITED | HAMMARS HILL WINDFARM | HAMMARS HILL WINDFARM | HAMMARS HILL | ORKNEY | ORKNEY ISLANDS | KW17 2PH | SCOTLAND | 337109 | 1025337 | TBC | N/A | TBC | TBC | SCOTTISH HYDRO ELECTRIC POWER DISTRIBUTION PLC | WIND | ONSHORE WIND TURBINES | NO | TBC | TBC | TBC | DATA NOT AVAILABLE | DATA NOT AVAILABLE | DATA NOT AVAILABLE | DATA NOT AVAILABLE | DATA NOT AVAILABLE | DATA NOT AVAILABLE | DATA NOT AVAILABLE | DATA NOT AVAILABLE | DATA NOT AVAILABLE | DATA NOT AVAILABLE | DATA NOT AVAILABLE | DATA NOT AVAILABLE | No | CONNECTED | 4.275 | 4.275 | 4.5 | TBC | TBC | TBC | N/A | N/A | N/A | N/A | N/A | N/A | N/A | N | DATA NOT AVAILABLE | N/A | TBC | N/A | DATA NOT AVAILABLE | 2020-07-22
1700052409571 | DATA NOT AVAILABLE | ARDGRAIN RENEWABLES | UPPER ARDGRAIN WINDFARM | UPPER ARDGRAIN WINDFARM | UPPER ARDGRAIN | ELLON | ABERDEENSHIRE | AB41 8RA | SCOTLAND | 395551 | 834118 | STRI | N/A | STRICHEN GRID | 33 | SCOTTISH HYDRO ELECTRIC POWER DISTRIBUTION PLC | WIND | ONSHORE WIND TURBINES | NO | TBC | TBC | TBC | DATA NOT AVAILABLE | DATA NOT AVAILABLE | DATA NOT AVAILABLE | DATA NOT AVAILABLE | DATA NOT AVAILABLE | DATA NOT AVAILABLE | DATA NOT AVAILABLE | DATA NOT AVAILABLE | DATA NOT AVAILABLE | DATA NOT AVAILABLE | DATA NOT AVAILABLE | DATA NOT AVAILABLE | No | CONNECTED | 2.28 | 2.28 | 2.4 | TBC | TBC | TBC | N/A | N/A | N/A | N/A | N/A | N/A | N/A | N | DATA NOT AVAILABLE | N/A | TBC | N/A | DATA NOT AVAILABLE | 2020-07-22
1700052410692 | DATA NOT AVAILABLE | DATA NOT AVAILABLE | NOVAR 2 WIND FARM | NOVAR 2 WIND FARM | DATA NOT AVAILABLE | DINGWALL | HIGHLAND | IV16 9XW | SCOTLAND | 256926 | 867221 | ALNE | N/A | ALNESS GRID | 33 | SCOTTISH HYDRO ELECTRIC POWER DISTRIBUTION PLC | WIND | ONSHORE WIND TURBINES | NO | TBC | TBC | TBC | DATA NOT AVAILABLE | DATA NOT AVAILABLE | DATA NOT AVAILABLE | DATA NOT AVAILABLE | DATA NOT AVAILABLE | DATA NOT AVAILABLE | DATA NOT AVAILABLE | DATA NOT AVAILABLE | DATA NOT AVAILABLE | DATA NOT AVAILABLE | DATA NOT AVAILABLE | DATA NOT AVAILABLE | No | CONNECTED | 36.803 | 36.803 | 38.74 | TBC | TBC | TBC | N/A | N/A | N/A | N/A | N/A | N/A | N/A | N | DATA NOT AVAILABLE | N/A | TBC | N/A | DATA NOT AVAILABLE | 2020-07-22
1700052434211 | DATA NOT AVAILABLE | DATA NOT AVAILABLE | HYDRO GENERATING STATION | HYDRO GENERATING STATION ARDTORNISH | DATA NOT AVAILABLE | OBAN | HIGHLAND | PA34 5UZ | SCOTLAND | 170242 | 747203 | TBC | N/A | TBC | TBC | SCOTTISH HYDRO ELECTRIC POWER DISTRIBUTION PLC | WATER (FLOWING WATER OR HEAD OF WATER) | HYDRO - OTHER | NO | TBC | TBC | TBC | DATA NOT AVAILABLE | DATA NOT AVAILABLE | DATA NOT AVAILABLE | DATA NOT AVAILABLE | DATA NOT AVAILABLE | DATA NOT AVAILABLE | DATA NOT AVAILABLE | DATA NOT AVAILABLE | DATA NOT AVAILABLE | DATA NOT AVAILABLE | DATA NOT AVAILABLE | DATA NOT AVAILABLE | No | CONNECTED | 2.85 | 2.85 | 3 | TBC | TBC | TBC | N/A | N/A | N/A | N/A | N/A | N/A | N/A | N | DATA NOT AVAILABLE | N/A | TBC | N/A | DATA NOT AVAILABLE | 2020-07-22
1700052434639 | DATA NOT AVAILABLE | LAIRG WINDFARM LIMITED | CNOC NA-INGHINN WIND | CNOC NA-INGHINN WIND | LAIRG WIND GENERATION STATION | LAIRG | HIGHLAND | IV27 4DQ | SCOTLAND | 259546 | 904899 | LAIR | N/A | LAIRG GRID | 33 | SCOTTISH HYDRO ELECTRIC POWER DISTRIBUTION PLC | WIND | ONSHORE WIND TURBINES | NO | TBC | TBC | TBC | DATA NOT AVAILABLE | DATA NOT AVAILABLE | DATA NOT AVAILABLE | DATA NOT AVAILABLE | DATA NOT AVAILABLE | DATA NOT AVAILABLE | DATA NOT AVAILABLE | DATA NOT AVAILABLE | DATA NOT AVAILABLE | DATA NOT AVAILABLE | DATA NOT AVAILABLE | DATA NOT AVAILABLE | No | CONNECTED | 4.749 | 4.749 | 4.999 | TBC | TBC | TBC | N/A | N/A | N/A | N/A | N/A | N/A | N/A | N | DATA NOT AVAILABLE | N/A | TBC | N/A | DATA NOT AVAILABLE | 2020-07-22
1700052464740 | DATA NOT AVAILABLE | MORNING FOODS LIMITED | GRAMPIAN OATS | GRAMPIAN OATS HAMLYN'S OF SCOTLAND | CAIRNTON ROAD | BANFF | ABERDEENSHIRE | AB45 2LR | SCOTLAND | 361646 | 863712 | MACD | N/A | MACDUFF GRID | 33 | SCOTTISH HYDRO ELECTRIC POWER DISTRIBUTION PLC | WIND | ONSHORE WIND TURBINES | NO | TBC | TBC | TBC | DATA NOT AVAILABLE | DATA NOT AVAILABLE | DATA NOT AVAILABLE | DATA NOT AVAILABLE | DATA NOT AVAILABLE | DATA NOT AVAILABLE | DATA NOT AVAILABLE | DATA NOT AVAILABLE | DATA NOT AVAILABLE | DATA NOT AVAILABLE | DATA NOT AVAILABLE | DATA NOT AVAILABLE | No | CONNECTED | 1.425 | 1.425 | 1.5 | TBC | TBC | TBC | N/A | N/A | N/A | N/A | N/A | N/A | N/A | N | DATA NOT AVAILABLE | N/A | TBC | N/A | DATA NOT AVAILABLE | 2020-07-22
1700052468498 | DATA NOT AVAILABLE | CLOCHNAHILL ENERGY LLP | DATA NOT AVAILABLE | WINDFARM | CLOCHNAHILL | STONEHAVEN | ABERDEENSHIRE | AB39 2XY | SCOTLAND | 382661 | 782254 | FIDD | N/A | FIDDES | 33 | SCOTTISH HYDRO ELECTRIC POWER DISTRIBUTION PLC | SOLAR | PHOTOVOLTAIC | NO | TBC | TBC | TBC | DATA NOT AVAILABLE | DATA NOT AVAILABLE | DATA NOT AVAILABLE | DATA NOT AVAILABLE | DATA NOT AVAILABLE | DATA NOT AVAILABLE | DATA NOT AVAILABLE | DATA NOT AVAILABLE | DATA NOT AVAILABLE | DATA NOT AVAILABLE | DATA NOT AVAILABLE | DATA NOT AVAILABLE | No | CONNECTED | 4.988 | 4.988 | 5.25 | TBC | TBC | TBC | N/A | N/A | N/A | N/A | N/A | N/A | N/A | N | DATA NOT AVAILABLE | N/A | TBC | N/A | DATA NOT AVAILABLE | 2020-07-22
1700052479277 | DATA NOT AVAILABLE | GREENHILL RENEWABLES LIMITED | GREENHILL CROFT WINDFARM | GREENHILL CROFT WINDFARM | DATA NOT AVAILABLE | FRASERBURGH | ABERDEENSHIRE | AB43 6PN | SCOTLAND | 385357 | 853445 | STRI | N/A | STRICHEN GRID | 33 | SCOTTISH HYDRO ELECTRIC POWER DISTRIBUTION PLC | WIND | ONSHORE WIND TURBINES | NO | TBC | TBC | TBC | DATA NOT AVAILABLE | DATA NOT AVAILABLE | DATA NOT AVAILABLE | DATA NOT AVAILABLE | DATA NOT AVAILABLE | DATA NOT AVAILABLE | DATA NOT AVAILABLE | DATA NOT AVAILABLE | DATA NOT AVAILABLE | DATA NOT AVAILABLE | DATA NOT AVAILABLE | DATA NOT AVAILABLE | No | CONNECTED | 2.185 | 2.185 | 2.3 | TBC | TBC | TBC | N/A | N/A | N/A | N/A | N/A | N/A | N/A | N | DATA NOT AVAILABLE | N/A | TBC | N/A | DATA NOT AVAILABLE | 2020-07-22
1700052500733 | DATA NOT AVAILABLE | RWE RENEWABLES UK DEVELOPMENTS LIMITED | ROSEHALL WINDFARM | ROSEHALL WINDFARM | DATA NOT AVAILABLE | LAIRG | HIGHLAND | IV27 4BD | SCOTLAND | 248071 | 901853 | SHIN | N/A | SHIN GRID | 33 | SCOTTISH HYDRO ELECTRIC POWER DISTRIBUTION PLC | WIND | ONSHORE WIND TURBINES | NO | TBC | TBC | TBC | DATA NOT AVAILABLE | DATA NOT AVAILABLE | DATA NOT AVAILABLE | DATA NOT AVAILABLE | DATA NOT AVAILABLE | DATA NOT AVAILABLE | DATA NOT AVAILABLE | DATA NOT AVAILABLE | DATA NOT AVAILABLE | DATA NOT AVAILABLE | DATA NOT AVAILABLE | DATA NOT AVAILABLE | No | CONNECTED | 23.465 | 23.465 | 24.7 | TBC | TBC | TBC | N/A | N/A | N/A | N/A | N/A | N/A | N/A | N | DATA NOT AVAILABLE | N/A | TBC | N/A | DATA NOT AVAILABLE | 2020-07-22
1700052525375 | DATA NOT AVAILABLE | RWE RENEWABLES UK DEVELOPMENTS LTD | CAMSTER WINDFARM | CAMSTER WINDFARM | DATA NOT AVAILABLE | WICK | HIGHLAND | KW1 5UQ | SCOTLAND | 325493 | 952092 | MYBS | N/A | MYBSTER GRID | 33 | SCOTTISH HYDRO ELECTRIC POWER DISTRIBUTION PLC | WIND | ONSHORE WIND TURBINES | YES | TBC | TBC | TBC | DATA NOT AVAILABLE | DATA NOT AVAILABLE | DATA NOT AVAILABLE | DATA NOT AVAILABLE | DATA NOT AVAILABLE | DATA NOT AVAILABLE | DATA NOT AVAILABLE | DATA NOT AVAILABLE | DATA NOT AVAILABLE | DATA NOT AVAILABLE | DATA NOT AVAILABLE | DATA NOT AVAILABLE | No | CONNECTED | 47.5 | 47.5 | 50 | TBC | TBC | TBC | N/A | N/A | N/A | N/A | N/A | N/A | N/A | N | DATA NOT AVAILABLE | N/A | TBC | N/A | DATA NOT AVAILABLE | 2020-07-22
1700052537812 | DATA NOT AVAILABLE | MUIRAKE WIND FARM LIMITED | MUIRAKE WINDFARM | MUIRAKE WINDFARM | DATA NOT AVAILABLE | KEITH | ABERDEENSHIRE | AB45 2BQ | SCOTLAND | 356817 | 858161 | KEIT | N/A | KEITH GRID | 33 | SCOTTISH HYDRO ELECTRIC POWER DISTRIBUTION PLC | WIND | ONSHORE WIND TURBINES | NO | TBC | TBC | TBC | DATA NOT AVAILABLE | DATA NOT AVAILABLE | DATA NOT AVAILABLE | DATA NOT AVAILABLE | DATA NOT AVAILABLE | DATA NOT AVAILABLE | DATA NOT AVAILABLE | DATA NOT AVAILABLE | DATA NOT AVAILABLE | DATA NOT AVAILABLE | DATA NOT AVAILABLE | DATA NOT AVAILABLE | No | CONNECTED | 4.37 | 4.37 | 4.6 | TBC | TBC | TBC | N/A | N/A | N/A | N/A | N/A | N/A | N/A | N | DATA NOT AVAILABLE | N/A | TBC | N/A | DATA NOT AVAILABLE | 2020-07-22
1700052556319 | DATA NOT AVAILABLE | PENTLAND ROAD WIND FARM LTD | DATA NOT AVAILABLE | WINDFARM | PENTLAND ROAD | ISLE OF LEWIS | EILEAN SIAR | HS2 0DJ | SCOTLAND | 140476 | 933999 | ARMO | N/A | STORNOWAY GRID | 33 | SCOTTISH HYDRO ELECTRIC POWER DISTRIBUTION PLC | WIND | ONSHORE WIND TURBINES | NO | TBC | TBC | TBC | DATA NOT AVAILABLE | DATA NOT AVAILABLE | DATA NOT AVAILABLE | DATA NOT AVAILABLE | DATA NOT AVAILABLE | DATA NOT AVAILABLE | DATA NOT AVAILABLE | DATA NOT AVAILABLE | DATA NOT AVAILABLE | DATA NOT AVAILABLE | DATA NOT AVAILABLE | DATA NOT AVAILABLE | No | CONNECTED | 13.775 | 13.775 | 14.5 | TBC | TBC | TBC | N/A | N/A | N/A | N/A | N/A | N/A | N/A | N | DATA NOT AVAILABLE | N/A | TBC | N/A | DATA NOT AVAILABLE | 2020-07-22
1700052565020 | DATA NOT AVAILABLE | D.C. THOMSON & COMPANY LIMITED | DATA NOT AVAILABLE | 80 | KINGSWAY EAST | DUNDEE | DUNDEE | DD4 8SL | SCOTLAND | 342340 | 732094 | MILC | N/A | OLD CRAIGIE ROAD | 11 | SCOTTISH HYDRO ELECTRIC POWER DISTRIBUTION PLC | OTHER | OTHER | NO | TBC | TBC | TBC | DATA NOT AVAILABLE | DATA NOT AVAILABLE | DATA NOT AVAILABLE | DATA NOT AVAILABLE | DATA NOT AVAILABLE | DATA NOT AVAILABLE | DATA NOT AVAILABLE | DATA NOT AVAILABLE | DATA NOT AVAILABLE | DATA NOT AVAILABLE | DATA NOT AVAILABLE | DATA NOT AVAILABLE | No | CONNECTED | 2.66 | 2.66 | 2.8 | TBC | TBC | TBC | N/A | N/A | N/A | N/A | N/A | N/A | N/A | N | DATA NOT AVAILABLE | N/A | TBC | N/A | DATA NOT AVAILABLE | 2020-07-22
1700052601469 | DATA NOT AVAILABLE | ROTHES II LIMITED | CAIRN UISH PHASE 2 | CAIRN UISH PHASE 2 | DATA NOT AVAILABLE | ABERLOUR | MORAY | IV36 2RZ | SCOTLAND | 312259 | 850744 | DAAS | N/A | DALLAS | 11 | SCOTTISH HYDRO ELECTRIC POWER DISTRIBUTION PLC | SOLAR | PHOTOVOLTAIC | NO | TBC | TBC | TBC | DATA NOT AVAILABLE | DATA NOT AVAILABLE | DATA NOT AVAILABLE | DATA NOT AVAILABLE | DATA NOT AVAILABLE | DATA NOT AVAILABLE | DATA NOT AVAILABLE | DATA NOT AVAILABLE | DATA NOT AVAILABLE | DATA NOT AVAILABLE | DATA NOT AVAILABLE | DATA NOT AVAILABLE | No | CONNECTED | 39.33 | 39.33 | 41.4 | TBC | TBC | TBC | N/A | N/A | N/A | N/A | N/A | N/A | N/A | N | DATA NOT AVAILABLE | N/A | TBC | N/A | DATA NOT AVAILABLE | 2020-07-22
1700052601812 | DATA NOT AVAILABLE | SOUTH UIST RENEWABLE ENERGY LTD | LOCH CARNAN COMMUNITY | WIND GENERATING STATION LOCH CARNAN COMMUNITY | DATA NOT AVAILABLE | ISLE OF SOUTH UIST | EILEAN SIAR | HS8 5SA | SCOTLAND | 74402 | 829641 | ARMO | N/A | LOCH CARNAN | 11 | SCOTTISH HYDRO ELECTRIC POWER DISTRIBUTION PLC | SOLAR | PHOTOVOLTAIC | NO | TBC | TBC | TBC | DATA NOT AVAILABLE | DATA NOT AVAILABLE | DATA NOT AVAILABLE | DATA NOT AVAILABLE | DATA NOT AVAILABLE | DATA NOT AVAILABLE | DATA NOT AVAILABLE | DATA NOT AVAILABLE | DATA NOT AVAILABLE | DATA NOT AVAILABLE | DATA NOT AVAILABLE | DATA NOT AVAILABLE | No | CONNECTED | 7.5 | 7.5 | 7.895 | TBC | TBC | TBC | N/A | N/A | N/A | N/A | N/A | N/A | N/A | N | DATA NOT AVAILABLE | N/A | TBC | N/A | DATA NOT AVAILABLE | 2020-07-22
1700052611332 | DATA NOT AVAILABLE | BETTYHILL WIND ENERGY LTD | BETTYHILL WIND FARM | BETTYHILL WIND FARM | DATA NOT AVAILABLE | THURSO | HIGHLAND | KW14 7TA | SCOTLAND | 272326 | 962920 | DOUN1 | N/A | DOUNREAY | 11 | SCOTTISH HYDRO ELECTRIC POWER DISTRIBUTION PLC | WIND | ONSHORE WIND TURBINES | NO | TBC | TBC | TBC | DATA NOT AVAILABLE | DATA NOT AVAILABLE | DATA NOT AVAILABLE | DATA NOT AVAILABLE | DATA NOT AVAILABLE | DATA NOT AVAILABLE | DATA NOT AVAILABLE | DATA NOT AVAILABLE | DATA NOT AVAILABLE | DATA NOT AVAILABLE | DATA NOT AVAILABLE | DATA NOT AVAILABLE | No | CONNECTED | 5 | 5 | 5.263 | TBC | TBC | TBC | N/A | N/A | N/A | N/A | N/A | N/A | N/A | N | DATA NOT AVAILABLE | N/A | TBC | N/A | DATA NOT AVAILABLE | 2020-07-22
1700052613766 | DATA NOT AVAILABLE | GALSON WINDFARM (EXPORT) | GALSON WINDFARM | GALSON WINDFARM | DATA NOT AVAILABLE | STORNOWAY | EILEAN SIAR | HS2 0RA | SCOTLAND | 135816 | 948797 | ARMO | N/A | STORNOWAY GRID | 33 | SCOTTISH HYDRO ELECTRIC POWER DISTRIBUTION PLC | WIND | ONSHORE WIND TURBINES | NO | TBC | TBC | TBC | DATA NOT AVAILABLE | DATA NOT AVAILABLE | DATA NOT AVAILABLE | DATA NOT AVAILABLE | DATA NOT AVAILABLE | DATA NOT AVAILABLE | DATA NOT AVAILABLE | DATA NOT AVAILABLE | DATA NOT AVAILABLE | DATA NOT AVAILABLE | DATA NOT AVAILABLE | DATA NOT AVAILABLE | No | CONNECTED | 2.565 | 2.565 | 2.7 | TBC | TBC | TBC | N/A | N/A | N/A | N/A | N/A | N/A | N/A | N | DATA NOT AVAILABLE | N/A | TBC | N/A | DATA NOT AVAILABLE | 2020-07-22
1700052619448 | DATA NOT AVAILABLE | ARK HILL WIND FARM LIMITED | ARKHILL WINDFARM | ARKHILL WINDFARM | DATA NOT AVAILABLE | FORFAR | ANGUS | DD8 1UP | SCOTLAND | 337147 | 743143 | COUA | N/A | COUPAR ANGUS GRID | 33 | SCOTTISH HYDRO ELECTRIC POWER DISTRIBUTION PLC | WIND | ONSHORE WIND TURBINES | NO | TBC | TBC | TBC | DATA NOT AVAILABLE | DATA NOT AVAILABLE | DATA NOT AVAILABLE | DATA NOT AVAILABLE | DATA NOT AVAILABLE | DATA NOT AVAILABLE | DATA NOT AVAILABLE | DATA NOT AVAILABLE | DATA NOT AVAILABLE | DATA NOT AVAILABLE | DATA NOT AVAILABLE | DATA NOT AVAILABLE | No | CONNECTED | 6.08 | 6.08 | 6.4 | TBC | TBC | TBC | N/A | N/A | N/A | N/A | N/A | N/A | N/A | N | DATA NOT AVAILABLE | N/A | TBC | N/A | DATA NOT AVAILABLE | 2020-07-22
1700052632388 | DATA NOT AVAILABLE | WATHEGAR WIND FARM LLP | WATHEGAR WINDFARM | WATHEGAR WINDFARM | DATA NOT AVAILABLE | WICK | HIGHLAND | KW1 5TB | SCOTLAND | 328074 | 953301 | MYBS | N/A | MYBSTER GRID | 33 | SCOTTISH HYDRO ELECTRIC POWER DISTRIBUTION PLC | WIND | ONSHORE WIND TURBINES | NO | TBC | TBC | TBC | DATA NOT AVAILABLE | DATA NOT AVAILABLE | DATA NOT AVAILABLE | DATA NOT AVAILABLE | DATA NOT AVAILABLE | DATA NOT AVAILABLE | DATA NOT AVAILABLE | DATA NOT AVAILABLE | DATA NOT AVAILABLE | DATA NOT AVAILABLE | DATA NOT AVAILABLE | DATA NOT AVAILABLE | No | CONNECTED | 9.405 | 9.405 | 9.9 | TBC | TBC | TBC | N/A | N/A | N/A | N/A | N/A | N/A | N/A | N | DATA NOT AVAILABLE | N/A | TBC | N/A | DATA NOT AVAILABLE | 2020-07-22
1700052638548 | DATA NOT AVAILABLE | RES UK LTD | MEIKLE CAREWE WINDFARM | MEIKLE CAREWE WINDFARM | DATA NOT AVAILABLE | STONEHAVEN | ABERDEENSHIRE | AB39 3QH | SCOTLAND | 386173 | 791042 | REDM | N/A | REDMOSS GRID | 33 | SCOTTISH HYDRO ELECTRIC POWER DISTRIBUTION PLC | WIND | ONSHORE WIND TURBINES | NO | TBC | TBC | TBC | DATA NOT AVAILABLE | DATA NOT AVAILABLE | DATA NOT AVAILABLE | DATA NOT AVAILABLE | DATA NOT AVAILABLE | DATA NOT AVAILABLE | DATA NOT AVAILABLE | DATA NOT AVAILABLE | DATA NOT AVAILABLE | DATA NOT AVAILABLE | DATA NOT AVAILABLE | DATA NOT AVAILABLE | No | CONNECTED | 9.499 | 9.499 | 9.999 | TBC | TBC | TBC | N/A | N/A | N/A | N/A | N/A | N/A | N/A | N | DATA NOT AVAILABLE | N/A | TBC | N/A | DATA NOT AVAILABLE | 2020-07-22
1700052643609 | DATA NOT AVAILABLE | AYRENERGY LIMITED | BARNS OF AYRE WINDFARM | BARNS OF AYRE WINDFARM | DATA NOT AVAILABLE | ORKNEY | ORKNEY ISLANDS | KW17 2SA | SCOTLAND | 348098 | 1003118 | THSO | N/A | SCORRADALE | 11 | SCOTTISH HYDRO ELECTRIC POWER DISTRIBUTION PLC | WIND | ONSHORE WIND TURBINES | NO | TBC | TBC | TBC | DATA NOT AVAILABLE | DATA NOT AVAILABLE | DATA NOT AVAILABLE | DATA NOT AVAILABLE | DATA NOT AVAILABLE | DATA NOT AVAILABLE | DATA NOT AVAILABLE | DATA NOT AVAILABLE | DATA NOT AVAILABLE | DATA NOT AVAILABLE | DATA NOT AVAILABLE | DATA NOT AVAILABLE | No | CONNECTED | 2.565 | 2.565 | 2.7 | TBC | TBC | TBC | N/A | N/A | N/A | N/A | N/A | N/A | N/A | N | DATA NOT AVAILABLE | N/A | TBC | N/A | DATA NOT AVAILABLE | 2020-07-22
1700052643938 | DATA NOT AVAILABLE | FORTRIE RENWABLE LLP | NEWTON OF FORTRIE WINDFARM | WINDFARM NEWTON OF FORTRIE | DATA NOT AVAILABLE | TURRIFF | ABERDEENSHIRE | AB53 4HL | SCOTLAND | 367880 | 845995 | MACD | N/A | MACDUFF GRID | 33 | SCOTTISH HYDRO ELECTRIC POWER DISTRIBUTION PLC | WIND | ONSHORE WIND TURBINES | NO | TBC | TBC | TBC | DATA NOT AVAILABLE | DATA NOT AVAILABLE | DATA NOT AVAILABLE | DATA NOT AVAILABLE | DATA NOT AVAILABLE | DATA NOT AVAILABLE | DATA NOT AVAILABLE | DATA NOT AVAILABLE | DATA NOT AVAILABLE | DATA NOT AVAILABLE | DATA NOT AVAILABLE | DATA NOT AVAILABLE | No | CONNECTED | 6.555 | 6.555 | 6.9 | TBC | TBC | TBC | N/A | N/A | N/A | N/A | N/A | N/A | N/A | N | DATA NOT AVAILABLE | N/A | TBC | N/A | DATA NOT AVAILABLE | 2020-07-22
1700052667460 | DATA NOT AVAILABLE | BOGANLEA RENEWABLE ENERGY LIMITED | BOGENLEA WIND GENERATION | WIND GENERATING STATION BOGENLEA | DATA NOT AVAILABLE | TURRIFF | ABERDEENSHIRE | AB53 5UY | SCOTLAND | 382155 | 852949 | STRI | N/A | STRICHEN GRID | 33 | SCOTTISH HYDRO ELECTRIC POWER DISTRIBUTION PLC | WIND | ONSHORE WIND TURBINES | NO | TBC | TBC | TBC | DATA NOT AVAILABLE | DATA NOT AVAILABLE | DATA NOT AVAILABLE | DATA NOT AVAILABLE | DATA NOT AVAILABLE | DATA NOT AVAILABLE | DATA NOT AVAILABLE | DATA NOT AVAILABLE | DATA NOT AVAILABLE | DATA NOT AVAILABLE | DATA NOT AVAILABLE | DATA NOT AVAILABLE | No | CONNECTED | 2.185 | 2.185 | 2.3 | TBC | TBC | TBC | N/A | N/A | N/A | N/A | N/A | N/A | N/A | N | DATA NOT AVAILABLE | N/A | TBC | N/A | DATA NOT AVAILABLE | 2020-07-22
1700052674884 | DATA NOT AVAILABLE | EDERLINE HYDRO LIMITED | EDERLINE HYDRO | EDERLINE HYDRO | DATA NOT AVAILABLE | LOCHGILPHEAD | ARGYLL AND BUTE | PA31 8RJ | SCOTLAND | 187209 | 702040 | TAYN | N/A | TAYNUILT GRID | 33 | SCOTTISH HYDRO ELECTRIC POWER DISTRIBUTION PLC | WATER (FLOWING WATER OR HEAD OF WATER) | HYDRO - OTHER | NO | TBC | TBC | TBC | DATA NOT AVAILABLE | DATA NOT AVAILABLE | DATA NOT AVAILABLE | DATA NOT AVAILABLE | DATA NOT AVAILABLE | DATA NOT AVAILABLE | DATA NOT AVAILABLE | DATA NOT AVAILABLE | DATA NOT AVAILABLE | DATA NOT AVAILABLE | DATA NOT AVAILABLE | DATA NOT AVAILABLE | No | CONNECTED | 2 | 2 | 2.105 | TBC | TBC | TBC | N/A | N/A | N/A | N/A | N/A | N/A | N/A | N | DATA NOT AVAILABLE | N/A | TBC | N/A | DATA NOT AVAILABLE | 2020-07-22
1700052708187 | DATA NOT AVAILABLE | EAST COAST VINERS RENEWABLES LTD | BROADWOOD | BROADWOOD EAST COAST VINERS | DATA NOT AVAILABLE | STONEHAVEN | ABERDEENSHIRE | AB39 3XA | SCOTLAND | 379582 | 782265 | FIDD | N/A | FIDDES | 33 | SCOTTISH HYDRO ELECTRIC POWER DISTRIBUTION PLC | SOLAR | PHOTOVOLTAIC | NO | TBC | TBC | TBC | DATA NOT AVAILABLE | DATA NOT AVAILABLE | DATA NOT AVAILABLE | DATA NOT AVAILABLE | DATA NOT AVAILABLE | DATA NOT AVAILABLE | DATA NOT AVAILABLE | DATA NOT AVAILABLE | DATA NOT AVAILABLE | DATA NOT AVAILABLE | DATA NOT AVAILABLE | DATA NOT AVAILABLE | No | CONNECTED | 1.9 | 1.9 | 2 | TBC | TBC | TBC | N/A | N/A | N/A | N/A | N/A | N/A | N/A | N | DATA NOT AVAILABLE | N/A | TBC | N/A | DATA NOT AVAILABLE | 2020-07-22
1700052708196 | DATA NOT AVAILABLE | EAST COAST VINERS RENEWABLES LTD | BROADWOOD | BROADWOOD EAST COAST VINERS | DATA NOT AVAILABLE | STONEHAVEN | ABERDEENSHIRE | AB39 3XA | SCOTLAND | 379582 | 782265 | FIDD | N/A | FIDDES | 33 | SCOTTISH HYDRO ELECTRIC POWER DISTRIBUTION PLC | WIND | ONSHORE WIND TURBINES | NO | TBC | TBC | TBC | DATA NOT AVAILABLE | DATA NOT AVAILABLE | DATA NOT AVAILABLE | DATA NOT AVAILABLE | DATA NOT AVAILABLE | DATA NOT AVAILABLE | DATA NOT AVAILABLE | DATA NOT AVAILABLE | DATA NOT AVAILABLE | DATA NOT AVAILABLE | DATA NOT AVAILABLE | DATA NOT AVAILABLE | No | CONNECTED | 6.555 | 6.555 | 6.9 | TBC | TBC | TBC | N/A | N/A | N/A | N/A | N/A | N/A | N/A | N | DATA NOT AVAILABLE | N/A | TBC | N/A | DATA NOT AVAILABLE | 2020-07-22
1700052708210 | DATA NOT AVAILABLE | MID HILL WIND LIMITED | MID HILL WIND FARM | OPERATIONS CENTRE MID HILL WIND FARM | IMPORT EHV | BANCHORY | ABERDEENSHIRE | AB30 1UD | SCOTLAND | 373262 | 782401 | FETT1 | N/A | FETTERSSO GRID | 33 | SCOTTISH HYDRO ELECTRIC POWER DISTRIBUTION PLC | WIND | ONSHORE WIND TURBINES | NO | TBC | TBC | TBC | DATA NOT AVAILABLE | DATA NOT AVAILABLE | DATA NOT AVAILABLE | DATA NOT AVAILABLE | DATA NOT AVAILABLE | DATA NOT AVAILABLE | DATA NOT AVAILABLE | DATA NOT AVAILABLE | DATA NOT AVAILABLE | DATA NOT AVAILABLE | DATA NOT AVAILABLE | DATA NOT AVAILABLE | No | CONNECTED | 71.25 | 71.25 | 75 | TBC | TBC | TBC | N/A | N/A | N/A | N/A | N/A | N/A | N/A | N | DATA NOT AVAILABLE | N/A | TBC | N/A | DATA NOT AVAILABLE | 2020-07-22
1700052996664 | DATA NOT AVAILABLE | GVO WIND NO.40 LTD | UPPER GEISLITTLE / WEYDALE | UPPER GEISLITTLE WIND | DATA NOT AVAILABLE | THURSO | HIGHLAND | KW14 8YH | SCOTLAND | 312487 | 965579 | THUS1 | N/A | THURSO SOUTH GRID | 33 | SCOTTISH HYDRO ELECTRIC POWER DISTRIBUTION PLC | BIOMASS | DATA NOT AVAILABLE | NO | TBC | TBC | 3.5 | DATA NOT AVAILABLE | DATA NOT AVAILABLE | DATA NOT AVAILABLE | DATA NOT AVAILABLE | DATA NOT AVAILABLE | DATA NOT AVAILABLE | DATA NOT AVAILABLE | DATA NOT AVAILABLE | DATA NOT AVAILABLE | DATA NOT AVAILABLE | DATA NOT AVAILABLE | DATA NOT AVAILABLE | No | CONNECTED | 3.325 | 3.325 | 3.5 | TBC | TBC | 2016-09-23 | N/A | N/A | N/A | N/A | N/A | N/A | N/A | N | DATA NOT AVAILABLE | N/A | TBC | N/A | DATA NOT AVAILABLE | 2020-07-22
1700052918968 | DATA NOT AVAILABLE | BIOMASS ENERGY RENEWABLES LLP | ACHARN BIOMASS | ACHARN BIOMASS | DATA NOT AVAILABLE | ABERFELDY | STIRLING | FK21 8RA | SCOTLAND | 256236 | 731409 | KIIN | N/A | KILLIN GRID | 33 | SCOTTISH HYDRO ELECTRIC POWER DISTRIBUTION PLC | BIOMASS | DATA NOT AVAILABLE | NO | TBC | TBC | 5.6 | DATA NOT AVAILABLE | DATA NOT AVAILABLE | DATA NOT AVAILABLE | DATA NOT AVAILABLE | DATA NOT AVAILABLE | DATA NOT AVAILABLE | DATA NOT AVAILABLE | DATA NOT AVAILABLE | DATA NOT AVAILABLE | DATA NOT AVAILABLE | DATA NOT AVAILABLE | DATA NOT AVAILABLE | No | CONNECTED | 5.32 | 5.32 | 5.6 | TBC | TBC | 2017-07-10 | N/A | N/A | N/A | N/A | N/A | N/A | N/A | N | DATA NOT AVAILABLE | N/A | TBC | N/A | DATA NOT AVAILABLE | 2020-07-22
1700052765200 | DATA NOT AVAILABLE | AKER SOLUTIONS LIMITED | AKER 2 | AKER 2 | ABERDEEN INTERNATIONAL BUSINESS PARK | ABERDEEN | ABERDEEN CITY | AB21 0BR | SCOTLAND | 387753 | 811466 | PERS | N/A | STONEYWOOD | 11 | SCOTTISH HYDRO ELECTRIC POWER DISTRIBUTION PLC | DATA NOT AVAILABLE | DATA NOT AVAILABLE | NO | TBC | TBC | TBC | DATA NOT AVAILABLE | DATA NOT AVAILABLE | DATA NOT AVAILABLE | DATA NOT AVAILABLE | DATA NOT AVAILABLE | DATA NOT AVAILABLE | DATA NOT AVAILABLE | DATA NOT AVAILABLE | DATA NOT AVAILABLE | DATA NOT AVAILABLE | DATA NOT AVAILABLE | DATA NOT AVAILABLE | No | CONNECTED | 2.85 | 2.85 | 3 | TBC | TBC | TBC | N/A | N/A | N/A | N/A | N/A | N/A | N/A | N | DATA NOT AVAILABLE | N/A | TBC | N/A | DATA NOT AVAILABLE | 2020-07-22
1700052757714 | DATA NOT AVAILABLE | MULARD RENEWABLES LIMITED | BRUAR HYDRO | GENERATING STATION BRUAR HYDRO | DATA NOT AVAILABLE | PITLOCHRY | PERTHSHIRE AND KINROSS | PH18 5UB | SCOTLAND | 280169 | 765592 | TUMB | N/A | TUMMEL BRIDGE GRID | 33 | SCOTTISH HYDRO ELECTRIC POWER DISTRIBUTION PLC | WATER (FLOWING WATER OR HEAD OF WATER) | HYDRO - OTHER | NO | TBC | TBC | 2 | DATA NOT AVAILABLE | DATA NOT AVAILABLE | DATA NOT AVAILABLE | DATA NOT AVAILABLE | DATA NOT AVAILABLE | DATA NOT AVAILABLE | DATA NOT AVAILABLE | DATA NOT AVAILABLE | DATA NOT AVAILABLE | DATA NOT AVAILABLE | DATA NOT AVAILABLE | DATA NOT AVAILABLE | No | CONNECTED | 1.9 | 1.9 | 2 | TBC | TBC | 2015-02-12 | N/A | N/A | N/A | N/A | N/A | N/A | N/A | N | DATA NOT AVAILABLE | N/A | TBC | N/A | DATA NOT AVAILABLE | 2020-07-22
1700052857543 | DATA NOT AVAILABLE | ACHNACARRY HYDRO LTD | LOCH BLAIR HYDRO | ALLT CHEANNA MHUIR LOCH BLAIR HYDRO | DATA NOT AVAILABLE | SPEAN BRIDGE | HIGHLAND | PH34 4EL | SCOTLAND | 206318 | 792250 | FWIL | N/A | FORT WILLIAM GRID | 33 | SCOTTISH HYDRO ELECTRIC POWER DISTRIBUTION PLC | WATER (FLOWING WATER OR HEAD OF WATER) | HYDRO - OTHER | NO | TBC | TBC | 1.75 | DATA NOT AVAILABLE | DATA NOT AVAILABLE | DATA NOT AVAILABLE | DATA NOT AVAILABLE | DATA NOT AVAILABLE | DATA NOT AVAILABLE | DATA NOT AVAILABLE | DATA NOT AVAILABLE | DATA NOT AVAILABLE | DATA NOT AVAILABLE | DATA NOT AVAILABLE | DATA NOT AVAILABLE | No | CONNECTED | 1.663 | 1.663 | 1.75 | 0.014 | 0.015 | 2015-11-13 | N/A | N/A | N/A | N/A | N/A | N/A | N/A | N | DATA NOT AVAILABLE | N/A | TBC | N/A | DATA NOT AVAILABLE | 2020-07-22
1700052906953 | DATA NOT AVAILABLE | RWE NPOWER RENEWABLES LTD | CIA AIG HYDRO GENERATING STATION | CIA AIG HYDRO GENERATING STN | DATA NOT AVAILABLE | SPEAN BRIDGE | HIGHLAND | PH34 4EJ | SCOTLAND | 218662 | 787766 | FWIL | N/A | FORT WILLIAM GRID | 33 | SCOTTISH HYDRO ELECTRIC POWER DISTRIBUTION PLC | WATER (FLOWING WATER OR HEAD OF WATER) | HYDRO - OTHER | NO | TBC | TBC | 3 | DATA NOT AVAILABLE | DATA NOT AVAILABLE | DATA NOT AVAILABLE | DATA NOT AVAILABLE | DATA NOT AVAILABLE | DATA NOT AVAILABLE | DATA NOT AVAILABLE | DATA NOT AVAILABLE | DATA NOT AVAILABLE | DATA NOT AVAILABLE | DATA NOT AVAILABLE | DATA NOT AVAILABLE | No | CONNECTED | 2.85 | 2.85 | 3 | 0.029 | 0.03 | 2015-10-30 | N/A | N/A | N/A | N/A | N/A | N/A | N/A | N | DATA NOT AVAILABLE | N/A | TBC | N/A | DATA NOT AVAILABLE | 2020-07-22
1700052947620 | DATA NOT AVAILABLE | GREEN ENERGY TRADING LTD | GLEN BUCK HYDRO | GLEN BUCK HYDRO | GLEN BUCK HYDRO | INVERGARRY | HIGHLAND | PH35 4HN | SCOTLAND | 233897 | 803552 | FAUG | N/A | FORT AUGUSTUS GRID | 33 | SCOTTISH HYDRO ELECTRIC POWER DISTRIBUTION PLC | WATER (FLOWING WATER OR HEAD OF WATER) | HYDRO - OTHER | NO | TBC | TBC | 2.045 | DATA NOT AVAILABLE | DATA NOT AVAILABLE | DATA NOT AVAILABLE | DATA NOT AVAILABLE | DATA NOT AVAILABLE | DATA NOT AVAILABLE | DATA NOT AVAILABLE | DATA NOT AVAILABLE | DATA NOT AVAILABLE | DATA NOT AVAILABLE | DATA NOT AVAILABLE | DATA NOT AVAILABLE | No | CONNECTED | 1.943 | 1.943 | 2.045 | 0.024 | 0.025 | 2016-08-11 | N/A | N/A | N/A | N/A | N/A | N/A | N/A | N | DATA NOT AVAILABLE | N/A | TBC | N/A | DATA NOT AVAILABLE | 2020-07-22
1700052947807 | DATA NOT AVAILABLE | CEANNACROC HYDRO LTD | CEANNACROC HYDRO | CEANNACROC HYDRO | GLENMORISTON | INVERNESS | HIGHLAND | IV63 7YN | SCOTLAND | 227912 | 812485 | CEAN | N/A | CEANNACROC GRID | 33 | SCOTTISH HYDRO ELECTRIC POWER DISTRIBUTION PLC | WATER (FLOWING WATER OR HEAD OF WATER) | HYDRO - OTHER | NO | TBC | TBC | 1.75 | DATA NOT AVAILABLE | DATA NOT AVAILABLE | DATA NOT AVAILABLE | DATA NOT AVAILABLE | DATA NOT AVAILABLE | DATA NOT AVAILABLE | DATA NOT AVAILABLE | DATA NOT AVAILABLE | DATA NOT AVAILABLE | DATA NOT AVAILABLE | DATA NOT AVAILABLE | DATA NOT AVAILABLE | No | CONNECTED | 1.663 | 1.663 | 1.75 | 0.01 | 0.01 | 2016-11-17 | N/A | N/A | N/A | N/A | N/A | N/A | N/A | N | DATA NOT AVAILABLE | N/A | TBC | N/A | DATA NOT AVAILABLE | 2020-07-22
1700052847331 | DATA NOT AVAILABLE | ABERDEEN CITY COUNCIL | DATA NOT AVAILABLE | MAIN SUPPLY LANDLORD AND OFFICE SUPPLY | MARISCHAL SQUARE | ABERDEEN | ABERDEEN CITY | AB10 1BL | SCOTLAND | 394192 | 806401 | TBC | N/A | TBC | TBC | SCOTTISH HYDRO ELECTRIC POWER DISTRIBUTION PLC | DATA NOT AVAILABLE | DATA NOT AVAILABLE | NO | TBC | TBC | TBC | DATA NOT AVAILABLE | DATA NOT AVAILABLE | DATA NOT AVAILABLE | DATA NOT AVAILABLE | DATA NOT AVAILABLE | DATA NOT AVAILABLE | DATA NOT AVAILABLE | DATA NOT AVAILABLE | DATA NOT AVAILABLE | DATA NOT AVAILABLE | DATA NOT AVAILABLE | DATA NOT AVAILABLE | No | CONNECTED | 1.85 | 1.85 | 1.947 | TBC | TBC | TBC | N/A | N/A | N/A | N/A | N/A | N/A | N/A | N | DATA NOT AVAILABLE | N/A | TBC | N/A | DATA NOT AVAILABLE | 2020-07-22
1700052976700 | DATA NOT AVAILABLE | WYVIS ONE ESTATE LIMITED | WYVIS HYDRO PROJECTS | WYVIS HYDRO PROJECTS RECOST | WYVIS ESTATE | DINGWALL | HIGHLAND | IV16 9XW | SCOTLAND | 256926 | 867221 | GRUB | N/A | GRUDIE BRIDGE | 33 | SCOTTISH HYDRO ELECTRIC POWER DISTRIBUTION PLC | WATER (FLOWING WATER OR HEAD OF WATER) | HYDRO - OTHER | NO | TBC | TBC | 2.4 | DATA NOT AVAILABLE | DATA NOT AVAILABLE | DATA NOT AVAILABLE | DATA NOT AVAILABLE | DATA NOT AVAILABLE | DATA NOT AVAILABLE | DATA NOT AVAILABLE | DATA NOT AVAILABLE | DATA NOT AVAILABLE | DATA NOT AVAILABLE | DATA NOT AVAILABLE | DATA NOT AVAILABLE | No | CONNECTED | 3.705 | 3.705 | 3.9 | 0.095 | 0.1 | 2016-12-09 | N/A | N/A | N/A | N/A | N/A | N/A | N/A | N | DATA NOT AVAILABLE | N/A | TBC | N/A | DATA NOT AVAILABLE | 2020-07-22
1700052858184 | DATA NOT AVAILABLE | BREWDOG PLC | BREWDOG PLC | BREWDOG PLC | BALMACASSIE COMMERCIAL PARK | ELLON | ABERDEENSHIRE | AB41 8BX | SCOTLAND | 396928 | 830997 | DYCE | N/A | ELLON 11 KV | 11 | SCOTTISH HYDRO ELECTRIC POWER DISTRIBUTION PLC | SOLAR | PHOTOVOLTAIC | NO | TBC | TBC | TBC | DATA NOT AVAILABLE | DATA NOT AVAILABLE | DATA NOT AVAILABLE | DATA NOT AVAILABLE | DATA NOT AVAILABLE | DATA NOT AVAILABLE | DATA NOT AVAILABLE | DATA NOT AVAILABLE | DATA NOT AVAILABLE | DATA NOT AVAILABLE | DATA NOT AVAILABLE | DATA NOT AVAILABLE | No | CONNECTED | 1.425 | 1.425 | 1.5 | TBC | TBC | TBC | N/A | N/A | N/A | N/A | N/A | N/A | N/A | N | DATA NOT AVAILABLE | N/A | TBC | N/A | DATA NOT AVAILABLE | 2020-07-22
1700052866654 | DATA NOT AVAILABLE | WOOD GROUP PSN LIMITED | PROJECT NOBLE | PROJECT NOBLE SUPPLY 1 | HARENESS ROAD | ABERDEEN | ABERDEEN | AB12 3LE | SCOTLAND | 395337 | 802726 | REDM | N/A | REDMOSS | 11 | SCOTTISH HYDRO ELECTRIC POWER DISTRIBUTION PLC | SOLAR | PHOTOVOLTAIC | NO | TBC | TBC | TBC | DATA NOT AVAILABLE | DATA NOT AVAILABLE | DATA NOT AVAILABLE | DATA NOT AVAILABLE | DATA NOT AVAILABLE | DATA NOT AVAILABLE | DATA NOT AVAILABLE | DATA NOT AVAILABLE | DATA NOT AVAILABLE | DATA NOT AVAILABLE | DATA NOT AVAILABLE | DATA NOT AVAILABLE | No | CONNECTED | 1.9 | 1.9 | 2 | TBC | TBC | TBC | N/A | N/A | N/A | N/A | N/A | N/A | N/A | N | DATA NOT AVAILABLE | N/A | TBC | N/A | DATA NOT AVAILABLE | 2020-07-22
1700052866706 | DATA NOT AVAILABLE | WOOD GROUP PSN LIMITED | PROJECT NOBLE | PROJECT NOBLE SUPPLY 2 | HARENESS ROAD | ABERDEEN | ABERDEEN | AB12 3LE | SCOTLAND | 395337 | 802726 | REDM | N/A | KINCORTH | 11 | SCOTTISH HYDRO ELECTRIC POWER DISTRIBUTION PLC | WIND | ONSHORE WIND TURBINES | NO | TBC | TBC | TBC | DATA NOT AVAILABLE | DATA NOT AVAILABLE | DATA NOT AVAILABLE | DATA NOT AVAILABLE | DATA NOT AVAILABLE | DATA NOT AVAILABLE | DATA NOT AVAILABLE | DATA NOT AVAILABLE | DATA NOT AVAILABLE | DATA NOT AVAILABLE | DATA NOT AVAILABLE | DATA NOT AVAILABLE | No | CONNECTED | 1.9 | 1.9 | 2 | TBC | TBC | TBC | N/A | N/A | N/A | N/A | N/A | N/A | N/A | N | DATA NOT AVAILABLE | N/A | TBC | N/A | DATA NOT AVAILABLE | 2020-07-22
1700052988859 | DATA NOT AVAILABLE | COULAGS HYDRO LIMITED | COULAGS HYDRO RECOST 2 | COULAGS HYDRO | COULAGS | STRATHCARRON | HIGHLAND | IV54 8YU | SCOTLAND | 200270 | 847977 | GRUB | N/A | GRUDIE BRIDGE | 33 | SCOTTISH HYDRO ELECTRIC POWER DISTRIBUTION PLC | WATER (FLOWING WATER OR HEAD OF WATER) | HYDRO - OTHER | NO | TBC | TBC | 1.5 | DATA NOT AVAILABLE | DATA NOT AVAILABLE | DATA NOT AVAILABLE | DATA NOT AVAILABLE | DATA NOT AVAILABLE | DATA NOT AVAILABLE | DATA NOT AVAILABLE | DATA NOT AVAILABLE | DATA NOT AVAILABLE | DATA NOT AVAILABLE | DATA NOT AVAILABLE | DATA NOT AVAILABLE | No | CONNECTED | 1.425 | 1.425 | 1.5 | 0.024 | 0.025 | 2017-07-03 | N/A | N/A | N/A | N/A | N/A | N/A | N/A | N | DATA NOT AVAILABLE | N/A | TBC | N/A | DATA NOT AVAILABLE | 2020-07-22
1700052878385 | DATA NOT AVAILABLE | MINISTRY OF DEFENCE | RAF LOSSIEMOUTH | RAF LOSSIEMOUTH | DATA NOT AVAILABLE | LOSSIEMOUTH | MORAY | IV31 6SD | SCOTLAND | 322167 | 869703 | ELGI | N/A | LOSSIEMOUTH | 11 | SCOTTISH HYDRO ELECTRIC POWER DISTRIBUTION PLC | SOLAR | PHOTOVOLTAIC | NO | TBC | TBC | TBC | DATA NOT AVAILABLE | DATA NOT AVAILABLE | DATA NOT AVAILABLE | DATA NOT AVAILABLE | DATA NOT AVAILABLE | DATA NOT AVAILABLE | DATA NOT AVAILABLE | DATA NOT AVAILABLE | DATA NOT AVAILABLE | DATA NOT AVAILABLE | DATA NOT AVAILABLE | DATA NOT AVAILABLE | No | CONNECTED | 4.75 | 4.75 | 5 | TBC | TBC | TBC | N/A | N/A | N/A | N/A | N/A | N/A | N/A | N | DATA NOT AVAILABLE | N/A | TBC | N/A | DATA NOT AVAILABLE | 2020-07-22
1700052978248 | DATA NOT AVAILABLE | GRAMPIAN HEALTH BOARD | ABERDEEN ROYAL INFIRMARY CHP | ABERDEEN ROYAL INFIRMARY CHP | NHS GRAMPIAN | ABERDEEN | ABERDEEN | AB25 2ZB | SCOTLAND | 391720 | 807262 | WOHI | N/A | WOODHILL | 11 | SCOTTISH HYDRO ELECTRIC POWER DISTRIBUTION PLC | FOSSIL - OTHER | GAS TURBINE (OCGT) | NO | TBC | TBC | TBC | DATA NOT AVAILABLE | DATA NOT AVAILABLE | DATA NOT AVAILABLE | DATA NOT AVAILABLE | DATA NOT AVAILABLE | DATA NOT AVAILABLE | DATA NOT AVAILABLE | DATA NOT AVAILABLE | DATA NOT AVAILABLE | DATA NOT AVAILABLE | DATA NOT AVAILABLE | DATA NOT AVAILABLE | No | CONNECTED | 9.975 | 9.975 | 10.5 | TBC | TBC | TBC | N/A | N/A | N/A | N/A | N/A | N/A | N/A | N | DATA NOT AVAILABLE | N/A | TBC | N/A | DATA NOT AVAILABLE | 2020-07-22
1700053092158 | DATA NOT AVAILABLE | MOWI SCOTLAND LIMITED | MARINE HARVEST | MARINE HARVEST | DATA NOT AVAILABLE | GLENMORISTON | HIGHLAND | IV63 7YN | SCOTLAND | 227912 | 812485 | CEAN | N/A | CEANNACROC GRID | 33 | SCOTTISH HYDRO ELECTRIC POWER DISTRIBUTION PLC | WATER (FLOWING WATER OR HEAD OF WATER) | HYDRO - OTHER | NO | TBC | TBC | TBC | DATA NOT AVAILABLE | DATA NOT AVAILABLE | DATA NOT AVAILABLE | DATA NOT AVAILABLE | DATA NOT AVAILABLE | DATA NOT AVAILABLE | DATA NOT AVAILABLE | DATA NOT AVAILABLE | DATA NOT AVAILABLE | DATA NOT AVAILABLE | DATA NOT AVAILABLE | DATA NOT AVAILABLE | No | CONNECTED | 1.9 | 1.9 | 2 | TBC | TBC | TBC | N/A | N/A | N/A | N/A | N/A | N/A | N/A | N | DATA NOT AVAILABLE | N/A | TBC | N/A | DATA NOT AVAILABLE | 2020-07-22
1700053110676 | DATA NOT AVAILABLE | ACHLACHAN WIND FARM LLP | ACHLACHAN WIND | ACHLACHAN WIND | WESTERDALE | HALKIRK | HIGHLAND | KW1 5XU | SCOTLAND | 316677 | 952911 | MYBS | N/A | MYBSTER GRID | 33 | SCOTTISH HYDRO ELECTRIC POWER DISTRIBUTION PLC | WIND | ONSHORE WIND TURBINES | NO | TBC | TBC | TBC | DATA NOT AVAILABLE | DATA NOT AVAILABLE | DATA NOT AVAILABLE | DATA NOT AVAILABLE | DATA NOT AVAILABLE | DATA NOT AVAILABLE | DATA NOT AVAILABLE | DATA NOT AVAILABLE | DATA NOT AVAILABLE | DATA NOT AVAILABLE | DATA NOT AVAILABLE | DATA NOT AVAILABLE | No | CONNECTED | 1.854 | 1.854 | 1.952 | TBC | TBC | TBC | N/A | N/A | N/A | N/A | N/A | N/A | N/A | N | DATA NOT AVAILABLE | N/A | TBC | N/A | DATA NOT AVAILABLE | 2020-07-22
1700053121083 | DATA NOT AVAILABLE | SCOTTISH SEA FARMS LIMITED | SCOTTISH SEAFARMS | SCOTTISH SEAFARMS | DATA NOT AVAILABLE | OBAN | ARGYLL AND BUTE | PA37 1SE | SCOTLAND | 193815 | 740943 | TAYN | N/A | BARCALDINE | 11 | SCOTTISH HYDRO ELECTRIC POWER DISTRIBUTION PLC | SOLAR | PHOTOVOLTAIC | NO | TBC | TBC | TBC | DATA NOT AVAILABLE | DATA NOT AVAILABLE | DATA NOT AVAILABLE | DATA NOT AVAILABLE | DATA NOT AVAILABLE | DATA NOT AVAILABLE | DATA NOT AVAILABLE | DATA NOT AVAILABLE | DATA NOT AVAILABLE | DATA NOT AVAILABLE | DATA NOT AVAILABLE | DATA NOT AVAILABLE | No | CONNECTED | 3.8 | 3.8 | 4 | TBC | TBC | TBC | N/A | N/A | N/A | N/A | N/A | N/A | N/A | N | DATA NOT AVAILABLE | N/A | TBC | N/A | DATA NOT AVAILABLE | 2020-07-22
1700053164022 | DATA NOT AVAILABLE | MOWI SCOTLAND LIMITED | KYLEAKIN QUARRY | KYLEAKIN QUARRY | KYLEAKIN | ISLE OF SKYE | HIGHLAND | IV41 8PQ | SCOTLAND | 174414 | 826372 | BROA | N/A | BROADFORD GRID | 33 | SCOTTISH HYDRO ELECTRIC POWER DISTRIBUTION PLC | WIND | ONSHORE WIND TURBINES | NO | TBC | TBC | TBC | DATA NOT AVAILABLE | DATA NOT AVAILABLE | DATA NOT AVAILABLE | DATA NOT AVAILABLE | DATA NOT AVAILABLE | DATA NOT AVAILABLE | DATA NOT AVAILABLE | DATA NOT AVAILABLE | DATA NOT AVAILABLE | DATA NOT AVAILABLE | DATA NOT AVAILABLE | DATA NOT AVAILABLE | No | CONNECTED | 9.5 | 9.5 | 10 | TBC | TBC | TBC | N/A | N/A | N/A | N/A | N/A | N/A | N/A | N | DATA NOT AVAILABLE | N/A | TBC | N/A | DATA NOT AVAILABLE | 2020-07-22
1700052810100 | DATA NOT AVAILABLE | SPEYSIDE RENEWABLE ENERGY | SPEYSIDE RENEWABLE ENERGY CHP | SPEYSIDE RENEWABLE ENERGY PARTNERSHIP LT | DATA NOT AVAILABLE | ABERLOUR | MORAY | AB38 9RX | SCOTLAND | 327786 | 844458 | KEIT | N/A | KEITH GRID | 33 | SCOTTISH HYDRO ELECTRIC POWER DISTRIBUTION PLC | ADVANCED FUEL (PRODUCED VIA GASIFICATION OR PYROLYSIS OF BIOFUEL OR WASTE) | GAS TURBINE (OCGT) | YES | TBC | TBC | 9.9 | DATA NOT AVAILABLE | DATA NOT AVAILABLE | DATA NOT AVAILABLE | DATA NOT AVAILABLE | DATA NOT AVAILABLE | DATA NOT AVAILABLE | DATA NOT AVAILABLE | DATA NOT AVAILABLE | DATA NOT AVAILABLE | DATA NOT AVAILABLE | DATA NOT AVAILABLE | DATA NOT AVAILABLE | No | CONNECTED | 9.899 | 9.899 | 10.42 | TBC | TBC | 2015-11-24 | N/A | N/A | N/A | N/A | N/A | N/A | N/A | N | DATA NOT AVAILABLE | N/A | TBC | N/A | DATA NOT AVAILABLE | 2020-07-22
1700052750417 | DATA NOT AVAILABLE | STRATHDEE PROPERTIES LTD | NETHERTON OF WINDYHILLS | WINDFARM NETHERTON OF WINDYHILLS | CROSSROADS | KEITH | MORAY | AB55 6NL | SCOTLAND | 348948 | 857294 | KEIT | N/A | KEITH GRID | 33 | SCOTTISH HYDRO ELECTRIC POWER DISTRIBUTION PLC | WIND | ONSHORE WIND TURBINES | NO | TBC | TBC | 4.6 | DATA NOT AVAILABLE | DATA NOT AVAILABLE | DATA NOT AVAILABLE | DATA NOT AVAILABLE | DATA NOT AVAILABLE | DATA NOT AVAILABLE | DATA NOT AVAILABLE | DATA NOT AVAILABLE | DATA NOT AVAILABLE | DATA NOT AVAILABLE | DATA NOT AVAILABLE | DATA NOT AVAILABLE | No | CONNECTED | 4.37 | 4.37 | 4.6 | TBC | TBC | 2014-09-18 | N/A | N/A | N/A | N/A | N/A | N/A | N/A | N | DATA NOT AVAILABLE | N/A | TBC | N/A | DATA NOT AVAILABLE | 2020-07-22
1710035180107 | DATA NOT AVAILABLE | COOKE AQUACULTURE SCOTLAND LIMITED | INVERBREAKIE IND. ESTATE | UNIT 7 | INVERBREAKIE IND. ESTATE | INVERGORDON | HIGHLAND | IV18 0QR | SCOTLAND | 271045 | 869809 | ALNE | N/A | INVERGORDON | 11 | SCOTTISH HYDRO ELECTRIC POWER DISTRIBUTION PLC | SOLAR | PHOTOVOLTAIC | NO | TBC | TBC | TBC | DATA NOT AVAILABLE | DATA NOT AVAILABLE | DATA NOT AVAILABLE | DATA NOT AVAILABLE | DATA NOT AVAILABLE | DATA NOT AVAILABLE | DATA NOT AVAILABLE | DATA NOT AVAILABLE | DATA NOT AVAILABLE | DATA NOT AVAILABLE | DATA NOT AVAILABLE | DATA NOT AVAILABLE | No | CONNECTED | 2.09 | 2.09 | 2.2 | TBC | TBC | TBC | N/A | N/A | N/A | N/A | N/A | N/A | N/A | N | DATA NOT AVAILABLE | N/A | TBC | N/A | DATA NOT AVAILABLE | 2020-07-22
1710038773003 | DATA NOT AVAILABLE | DIAGEO SCOTLAND LIMITED | TEANINICH DISTILLERY | TEANINICH DISTILLERY DIAGEO DISTILLING LTD | DATA NOT AVAILABLE | ALNESS | HIGHLAND | IV17 0XB | SCOTLAND | 265332 | 869098 | ALNE | N/A | CROSSHILLS | 11 | SCOTTISH HYDRO ELECTRIC POWER DISTRIBUTION PLC | WIND | ONSHORE WIND TURBINES | NO | TBC | TBC | TBC | DATA NOT AVAILABLE | DATA NOT AVAILABLE | DATA NOT AVAILABLE | DATA NOT AVAILABLE | DATA NOT AVAILABLE | DATA NOT AVAILABLE | DATA NOT AVAILABLE | DATA NOT AVAILABLE | DATA NOT AVAILABLE | DATA NOT AVAILABLE | DATA NOT AVAILABLE | DATA NOT AVAILABLE | No | CONNECTED | 1.235 | 1.235 | 1.3 | TBC | TBC | TBC | N/A | N/A | N/A | N/A | N/A | N/A | N/A | N | DATA NOT AVAILABLE | N/A | TBC | N/A | DATA NOT AVAILABLE | 2020-07-22
1710042153000 | DATA NOT AVAILABLE | DIAGEO SCOTLAND LIMITED | UTD. MALT & GRAIN DISTILLERY | UTD. MALT & GRAIN DISTILLERY | DATA NOT AVAILABLE | MUIR OF ORD | HIGHLAND | IV6 7UJ | SCOTLAND | 251683 | 850710 | BEAU | N/A | MUIR OF ORD | 11 | SCOTTISH HYDRO ELECTRIC POWER DISTRIBUTION PLC | OTHER | OTHER | NO | TBC | TBC | TBC | DATA NOT AVAILABLE | DATA NOT AVAILABLE | DATA NOT AVAILABLE | DATA NOT AVAILABLE | DATA NOT AVAILABLE | DATA NOT AVAILABLE | DATA NOT AVAILABLE | DATA NOT AVAILABLE | DATA NOT AVAILABLE | DATA NOT AVAILABLE | DATA NOT AVAILABLE | DATA NOT AVAILABLE | No | CONNECTED | 1.369 | 1.369 | 1.441 | TBC | TBC | TBC | N/A | N/A | N/A | N/A | N/A | N/A | N/A | N | DATA NOT AVAILABLE | N/A | TBC | N/A | DATA NOT AVAILABLE | 2020-07-22
1710053705003 | DATA NOT AVAILABLE | PAT MUNRO LTD | INVERGORDON DISTILLERY | INVERGORDON DISTILLERY | GOLF VIEW TERRACE | INVERGORDON | HIGHLAND | IV18 0HP | SCOTLAND | 271556 | 869188 | ALNE | N/A | INVERGORDON | 11 | SCOTTISH HYDRO ELECTRIC POWER DISTRIBUTION PLC | SOLAR | PHOTOVOLTAIC | NO | TBC | TBC | TBC | DATA NOT AVAILABLE | DATA NOT AVAILABLE | DATA NOT AVAILABLE | DATA NOT AVAILABLE | DATA NOT AVAILABLE | DATA NOT AVAILABLE | DATA NOT AVAILABLE | DATA NOT AVAILABLE | DATA NOT AVAILABLE | DATA NOT AVAILABLE | DATA NOT AVAILABLE | DATA NOT AVAILABLE | No | CONNECTED | 2.85 | 2.85 | 3 | TBC | TBC | TBC | N/A | N/A | N/A | N/A | N/A | N/A | N/A | N | DATA NOT AVAILABLE | N/A | TBC | N/A | DATA NOT AVAILABLE | 2020-07-22
1710153112258 | DATA NOT AVAILABLE | SGL CARBON FIBRES LIMITED | MUIR OF ORD IND EST | MUIR OF ORD IND EST UNIT 7B | GREAT NORTH ROAD | MUIR OF ORD | HIGHLAND | IV6 7UA | SCOTLAND | 253175 | 848867 | BEAU | N/A | MUIR OF ORD | 11 | SCOTTISH HYDRO ELECTRIC POWER DISTRIBUTION PLC | OTHER | OTHER | NO | TBC | TBC | TBC | DATA NOT AVAILABLE | DATA NOT AVAILABLE | DATA NOT AVAILABLE | DATA NOT AVAILABLE | DATA NOT AVAILABLE | DATA NOT AVAILABLE | DATA NOT AVAILABLE | DATA NOT AVAILABLE | DATA NOT AVAILABLE | DATA NOT AVAILABLE | DATA NOT AVAILABLE | DATA NOT AVAILABLE | No | CONNECTED | 3.325 | 3.325 | 3.5 | TBC | TBC | TBC | N/A | N/A | N/A | N/A | N/A | N/A | N/A | N | DATA NOT AVAILABLE | N/A | TBC | N/A | DATA NOT AVAILABLE | 2020-07-22
1712003191109 | DATA NOT AVAILABLE | BAIRDS MALT LTD | BAIRDS MALT LTD | BAIRDS MALT LTD | LONGMAN ROAD | INVERNESS | HIGHLAND | IV1 1SL | SCOTLAND | 267059 | 846546 | INNE | N/A | WATERLOO PLACE | 11 | SCOTTISH HYDRO ELECTRIC POWER DISTRIBUTION PLC | DATA NOT AVAILABLE | DATA NOT AVAILABLE | NO | TBC | TBC | TBC | DATA NOT AVAILABLE | DATA NOT AVAILABLE | DATA NOT AVAILABLE | DATA NOT AVAILABLE | DATA NOT AVAILABLE | DATA NOT AVAILABLE | DATA NOT AVAILABLE | DATA NOT AVAILABLE | DATA NOT AVAILABLE | DATA NOT AVAILABLE | DATA NOT AVAILABLE | DATA NOT AVAILABLE | No | CONNECTED | 2.66 | 2.66 | 2.8 | TBC | TBC | TBC | N/A | N/A | N/A | N/A | N/A | N/A | N/A | N | DATA NOT AVAILABLE | N/A | TBC | N/A | DATA NOT AVAILABLE | 2020-07-22
1712010602903 | DATA NOT AVAILABLE | LIFESCAN - BEECHWOOD PARK NORTH 2 | BEECHWOOD PARK NORTH | BEECHWOOD PARK NORTH | BEECHWOOD BUSINESS PARK | INVERNESS | HIGHLAND | IV2 3ED | SCOTLAND | 268874 | 844753 | INNE | N/A | RAIGMORE | 11 | SCOTTISH HYDRO ELECTRIC POWER DISTRIBUTION PLC | OTHER | OTHER | NO | TBC | TBC | TBC | DATA NOT AVAILABLE | DATA NOT AVAILABLE | DATA NOT AVAILABLE | DATA NOT AVAILABLE | DATA NOT AVAILABLE | DATA NOT AVAILABLE | DATA NOT AVAILABLE | DATA NOT AVAILABLE | DATA NOT AVAILABLE | DATA NOT AVAILABLE | DATA NOT AVAILABLE | DATA NOT AVAILABLE | No | CONNECTED | 2.66 | 2.66 | 2.8 | TBC | TBC | TBC | N/A | N/A | N/A | N/A | N/A | N/A | N/A | N | DATA NOT AVAILABLE | N/A | TBC | N/A | DATA NOT AVAILABLE | 2020-07-22
1712010612850 | DATA NOT AVAILABLE | HIGHLAND HEALTH BOARD | RAIGMORE HOSPITAL | RAIGMORE HOSPITAL | DATA NOT AVAILABLE | INVERNESS | HIGHLAND | IV2 3UJ | SCOTLAND | 268618 | 844740 | INNE | N/A | RAIGMORE | 11 | SCOTTISH HYDRO ELECTRIC POWER DISTRIBUTION PLC | SOLAR | PHOTOVOLTAIC | NO | TBC | TBC | TBC | DATA NOT AVAILABLE | DATA NOT AVAILABLE | DATA NOT AVAILABLE | DATA NOT AVAILABLE | DATA NOT AVAILABLE | DATA NOT AVAILABLE | DATA NOT AVAILABLE | DATA NOT AVAILABLE | DATA NOT AVAILABLE | DATA NOT AVAILABLE | DATA NOT AVAILABLE | DATA NOT AVAILABLE | No | CONNECTED | 2.446 | 2.446 | 2.575 | TBC | TBC | TBC | N/A | N/A | N/A | N/A | N/A | N/A | N/A | N | DATA NOT AVAILABLE | N/A | TBC | N/A | DATA NOT AVAILABLE | 2020-07-22
1712101822901 | DATA NOT AVAILABLE | JOHN GORDON & SON LIMITED | NEW MILL | NEW MILL | BALBLAIR ROAD | NAIRN | HIGHLAND | IV12 5LY | SCOTLAND | 287938 | 855834 | NAIR | N/A | NAIRN CENTRAL | 11 | SCOTTISH HYDRO ELECTRIC POWER DISTRIBUTION PLC | OTHER | OTHER | NO | TBC | TBC | TBC | DATA NOT AVAILABLE | DATA NOT AVAILABLE | DATA NOT AVAILABLE | DATA NOT AVAILABLE | DATA NOT AVAILABLE | DATA NOT AVAILABLE | DATA NOT AVAILABLE | DATA NOT AVAILABLE | DATA NOT AVAILABLE | DATA NOT AVAILABLE | DATA NOT AVAILABLE | DATA NOT AVAILABLE | No | CONNECTED | 1.758 | 1.758 | 1.85 | TBC | TBC | TBC | N/A | N/A | N/A | N/A | N/A | N/A | N/A | N | DATA NOT AVAILABLE | N/A | TBC | N/A | DATA NOT AVAILABLE | 2020-07-22
1712917861508 | DATA NOT AVAILABLE | PELAGIA SHETLAND LIMITED | FISH FACTORY | FISH FACTORY | GREMISTA INDUSTRIAL ESTATE | SHETLAND | SHETLAND ISLANDS | ZE1 0PX | SCOTLAND | 446373 | 1143059 | GREM | N/A | GREMISTA 11KV SWITCHROOM | 11 | SCOTTISH HYDRO ELECTRIC POWER DISTRIBUTION PLC | BIOFUEL - SEWAGE GAS | DATA NOT AVAILABLE | NO | TBC | TBC | TBC | DATA NOT AVAILABLE | DATA NOT AVAILABLE | DATA NOT AVAILABLE | DATA NOT AVAILABLE | DATA NOT AVAILABLE | DATA NOT AVAILABLE | DATA NOT AVAILABLE | DATA NOT AVAILABLE | DATA NOT AVAILABLE | DATA NOT AVAILABLE | DATA NOT AVAILABLE | DATA NOT AVAILABLE | No | CONNECTED | 5.89 | 5.89 | 6.2 | TBC | TBC | TBC | N/A | N/A | N/A | N/A | N/A | N/A | N/A | N | DATA NOT AVAILABLE | N/A | TBC | N/A | DATA NOT AVAILABLE | 2020-07-22
1713539804808 | DATA NOT AVAILABLE | JAMES JONES & SONS LIMITED | DATA NOT AVAILABLE | UNIT 2 | DATA NOT AVAILABLE | FORRES | MORAY | IV36 2GW | SCOTLAND | 302580 | 858808 | NAIR | N/A | FORRES | 11 | SCOTTISH HYDRO ELECTRIC POWER DISTRIBUTION PLC | WIND | ONSHORE WIND TURBINES | NO | TBC | TBC | TBC | DATA NOT AVAILABLE | DATA NOT AVAILABLE | DATA NOT AVAILABLE | DATA NOT AVAILABLE | DATA NOT AVAILABLE | DATA NOT AVAILABLE | DATA NOT AVAILABLE | DATA NOT AVAILABLE | DATA NOT AVAILABLE | DATA NOT AVAILABLE | DATA NOT AVAILABLE | DATA NOT AVAILABLE | No | CONNECTED | 1.14 | 1.14 | 1.2 | TBC | TBC | TBC | N/A | N/A | N/A | N/A | N/A | N/A | N/A | N | DATA NOT AVAILABLE | N/A | TBC | N/A | DATA NOT AVAILABLE | 2020-07-22
1713549851080 | DATA NOT AVAILABLE | DIAGEO SCOTLAND LIMITED | ROSEISLE MALTINGS | ROSEISLE MALTINGS | DATA NOT AVAILABLE | ELGIN | MORAY | IV30 5YP | SCOTLAND | 312287 | 865543 | ELGI | N/A | BURGHEAD | 11 | SCOTTISH HYDRO ELECTRIC POWER DISTRIBUTION PLC | SOLAR | PHOTOVOLTAIC | NO | TBC | TBC | TBC | DATA NOT AVAILABLE | DATA NOT AVAILABLE | DATA NOT AVAILABLE | DATA NOT AVAILABLE | DATA NOT AVAILABLE | DATA NOT AVAILABLE | DATA NOT AVAILABLE | DATA NOT AVAILABLE | DATA NOT AVAILABLE | DATA NOT AVAILABLE | DATA NOT AVAILABLE | DATA NOT AVAILABLE | No | CONNECTED | 2.565 | 2.565 | 2.7 | TBC | TBC | TBC | N/A | N/A | N/A | N/A | N/A | N/A | N/A | N | DATA NOT AVAILABLE | N/A | TBC | N/A | DATA NOT AVAILABLE | 2020-07-22
1713560740706 | DATA NOT AVAILABLE | JAMES JONES & SON LTD | JAMES JONES & SONS LTD SAWHILL | JAMES JONES & SONS LTD SAWHILL | GARMOUTH ROAD | FOCHABERS | MORAY | IV32 7LH | SCOTLAND | 332977 | 860408 | ELGI | N/A | FOCHABERS | 11 | SCOTTISH HYDRO ELECTRIC POWER DISTRIBUTION PLC | WIND | ONSHORE WIND TURBINES | NO | TBC | TBC | TBC | DATA NOT AVAILABLE | DATA NOT AVAILABLE | DATA NOT AVAILABLE | DATA NOT AVAILABLE | DATA NOT AVAILABLE | DATA NOT AVAILABLE | DATA NOT AVAILABLE | DATA NOT AVAILABLE | DATA NOT AVAILABLE | DATA NOT AVAILABLE | DATA NOT AVAILABLE | DATA NOT AVAILABLE | No | CONNECTED | 1.37 | 1.37 | 1.442 | TBC | TBC | TBC | N/A | N/A | N/A | N/A | N/A | N/A | N/A | N | DATA NOT AVAILABLE | N/A | TBC | N/A | DATA NOT AVAILABLE | 2020-07-22
1713561104055 | DATA NOT AVAILABLE | BAXTERS FOOD GROUP LIMITED | NORTHERN PRESERVE WORKS | NORTHERN PRESERVE WORKS | DATA NOT AVAILABLE | FOCHABERS | MORAY | IV32 7LD | SCOTLAND | 333871 | 859734 | ELGI | N/A | FOCHABERS | 11 | SCOTTISH HYDRO ELECTRIC POWER DISTRIBUTION PLC | OTHER | OTHER | NO | TBC | TBC | TBC | DATA NOT AVAILABLE | DATA NOT AVAILABLE | DATA NOT AVAILABLE | DATA NOT AVAILABLE | DATA NOT AVAILABLE | DATA NOT AVAILABLE | DATA NOT AVAILABLE | DATA NOT AVAILABLE | DATA NOT AVAILABLE | DATA NOT AVAILABLE | DATA NOT AVAILABLE | DATA NOT AVAILABLE | No | CONNECTED | 1.919 | 1.919 | 2.02 | TBC | TBC | TBC | N/A | N/A | N/A | N/A | N/A | N/A | N/A | N | DATA NOT AVAILABLE | N/A | TBC | N/A | DATA NOT AVAILABLE | 2020-07-22
1713564312103 | DATA NOT AVAILABLE | DIAGEO SCOTLAND LIMITED | GLENLOSSIE DISTILLERY | GLENLOSSIE DISTILLERY | DATA NOT AVAILABLE | ELGIN | MORAY | IV30 8ST | SCOTLAND | 321215 | 857174 | ELGI | N/A | BILBOHALL | 11 | SCOTTISH HYDRO ELECTRIC POWER DISTRIBUTION PLC | SOLAR | PHOTOVOLTAIC | NO | TBC | TBC | TBC | DATA NOT AVAILABLE | DATA NOT AVAILABLE | DATA NOT AVAILABLE | DATA NOT AVAILABLE | DATA NOT AVAILABLE | DATA NOT AVAILABLE | DATA NOT AVAILABLE | DATA NOT AVAILABLE | DATA NOT AVAILABLE | DATA NOT AVAILABLE | DATA NOT AVAILABLE | DATA NOT AVAILABLE | No | CONNECTED | 2.313 | 2.313 | 2.435 | TBC | TBC | TBC | N/A | N/A | N/A | N/A | N/A | N/A | N/A | N | DATA NOT AVAILABLE | N/A | TBC | N/A | DATA NOT AVAILABLE | 2020-07-22
1713567471108 | DATA NOT AVAILABLE | DIAGEO SCOTLAND LIMITED | DAILUAINE DISTILLERY | DAILUAINE DISTILLERY DIAGEO | DATA NOT AVAILABLE | ABERLOUR | MORAY | AB38 7RE | SCOTLAND | 323498 | 840997 | KEIT | N/A | ABERLOUR | 11 | SCOTTISH HYDRO ELECTRIC POWER DISTRIBUTION PLC | SOLAR | PHOTOVOLTAIC | NO | TBC | TBC | TBC | DATA NOT AVAILABLE | DATA NOT AVAILABLE | DATA NOT AVAILABLE | DATA NOT AVAILABLE | DATA NOT AVAILABLE | DATA NOT AVAILABLE | DATA NOT AVAILABLE | DATA NOT AVAILABLE | DATA NOT AVAILABLE | DATA NOT AVAILABLE | DATA NOT AVAILABLE | DATA NOT AVAILABLE | No | CONNECTED | 1.33 | 1.33 | 1.4 | TBC | TBC | TBC | N/A | N/A | N/A | N/A | N/A | N/A | N/A | N | DATA NOT AVAILABLE | N/A | TBC | N/A | DATA NOT AVAILABLE | 2020-07-22
1713569595357 | DATA NOT AVAILABLE | WILLIAM GRANT AND SONS DISTILL | BALVENIE DISTILLERY | BALVENIE DISTILLERY | DATA NOT AVAILABLE | KEITH | MORAY | AB55 4DH | SCOTLAND | 332417 | 841070 | KEIT | N/A | DUFFTOWN | 11 | SCOTTISH HYDRO ELECTRIC POWER DISTRIBUTION PLC | WATER (FLOWING WATER OR HEAD OF WATER) | HYDRO - OTHER | NO | TBC | TBC | TBC | DATA NOT AVAILABLE | DATA NOT AVAILABLE | DATA NOT AVAILABLE | DATA NOT AVAILABLE | DATA NOT AVAILABLE | DATA NOT AVAILABLE | DATA NOT AVAILABLE | DATA NOT AVAILABLE | DATA NOT AVAILABLE | DATA NOT AVAILABLE | DATA NOT AVAILABLE | DATA NOT AVAILABLE | No | CONNECTED | 2.755 | 2.755 | 2.9 | TBC | TBC | TBC | N/A | N/A | N/A | N/A | N/A | N/A | N/A | N | DATA NOT AVAILABLE | N/A | TBC | N/A | DATA NOT AVAILABLE | 2020-07-22
1713607031209 | DATA NOT AVAILABLE | JAMES JOHNSTON & CO. OF ELGIN LIMITED | WOOLLEN MANUFACTURERS | WOOLLEN MANUFACTURERS | DATA NOT AVAILABLE | ELGIN | MORAY | IV30 4AF | SCOTLAND | 322582 | 863108 | ELGI | N/A | CUMMING STREET | 11 | SCOTTISH HYDRO ELECTRIC POWER DISTRIBUTION PLC | WIND | ONSHORE WIND TURBINES | NO | TBC | TBC | TBC | DATA NOT AVAILABLE | DATA NOT AVAILABLE | DATA NOT AVAILABLE | DATA NOT AVAILABLE | DATA NOT AVAILABLE | DATA NOT AVAILABLE | DATA NOT AVAILABLE | DATA NOT AVAILABLE | DATA NOT AVAILABLE | DATA NOT AVAILABLE | DATA NOT AVAILABLE | DATA NOT AVAILABLE | No | CONNECTED | 1.33 | 1.33 | 1.4 | TBC | TBC | TBC | N/A | N/A | N/A | N/A | N/A | N/A | N/A | N | DATA NOT AVAILABLE | N/A | TBC | N/A | DATA NOT AVAILABLE | 2020-07-22
1713616525009 | DATA NOT AVAILABLE | DIAGEO SCOTLAND LIMITED | BURGHEAD GROUP | BURGHEAD GROUP | KING STREET | ELGIN | MORAY | IV30 5XA | SCOTLAND | 311365 | 868990 | ELGI | N/A | BURGHEAD | 11 | SCOTTISH HYDRO ELECTRIC POWER DISTRIBUTION PLC | SOLAR | PHOTOVOLTAIC | NO | TBC | TBC | TBC | DATA NOT AVAILABLE | DATA NOT AVAILABLE | DATA NOT AVAILABLE | DATA NOT AVAILABLE | DATA NOT AVAILABLE | DATA NOT AVAILABLE | DATA NOT AVAILABLE | DATA NOT AVAILABLE | DATA NOT AVAILABLE | DATA NOT AVAILABLE | DATA NOT AVAILABLE | DATA NOT AVAILABLE | No | CONNECTED | 1.71 | 1.71 | 1.8 | TBC | TBC | TBC | N/A | N/A | N/A | N/A | N/A | N/A | N/A | N | DATA NOT AVAILABLE | N/A | TBC | N/A | DATA NOT AVAILABLE | 2020-07-22
1700052768390 | DATA NOT AVAILABLE | MONAN WIND COMPANY LIMITED | MONAN WIND | MONAN WIND | DATA NOT AVAILABLE | ISLE OF HARRIS | EILEAN SIAR | HS3 3AL | SCOTLAND | 113108 | 904181 | ARMO | N/A | HARRIS GRID | 33 | SCOTTISH HYDRO ELECTRIC POWER DISTRIBUTION PLC | WIND | ONSHORE WIND TURBINES | NO | TBC | TBC | 1.5 | DATA NOT AVAILABLE | DATA NOT AVAILABLE | DATA NOT AVAILABLE | DATA NOT AVAILABLE | DATA NOT AVAILABLE | DATA NOT AVAILABLE | DATA NOT AVAILABLE | DATA NOT AVAILABLE | DATA NOT AVAILABLE | DATA NOT AVAILABLE | DATA NOT AVAILABLE | DATA NOT AVAILABLE | No | CONNECTED | 1.425 | 1.425 | 1.5 | 0.038 | 0.04 | 2015-03-09 | N/A | N/A | N/A | N/A | N/A | N/A | N/A | N | DATA NOT AVAILABLE | N/A | TBC | N/A | DATA NOT AVAILABLE | 2020-07-22
1713769414751 | DATA NOT AVAILABLE | ANGLIA MALTINGS (HOLDINGS) LIMITED | PORTGORDON MALTINGS | PORTGORDON MALTINGS | DATA NOT AVAILABLE | BUCKIE | MORAY | AB56 5BU | SCOTLAND | 338599 | 863734 | KEIT | N/A | BUCKIE | 11 | SCOTTISH HYDRO ELECTRIC POWER DISTRIBUTION PLC | SOLAR | PHOTOVOLTAIC | NO | TBC | TBC | TBC | DATA NOT AVAILABLE | DATA NOT AVAILABLE | DATA NOT AVAILABLE | DATA NOT AVAILABLE | DATA NOT AVAILABLE | DATA NOT AVAILABLE | DATA NOT AVAILABLE | DATA NOT AVAILABLE | DATA NOT AVAILABLE | DATA NOT AVAILABLE | DATA NOT AVAILABLE | DATA NOT AVAILABLE | No | CONNECTED | 1.425 | 1.425 | 1.5 | TBC | TBC | TBC | N/A | N/A | N/A | N/A | N/A | N/A | N/A | N | DATA NOT AVAILABLE | N/A | TBC | N/A | DATA NOT AVAILABLE | 2020-07-22
1713772264723 | DATA NOT AVAILABLE | DATA NOT AVAILABLE | RATHVEN MALTINGS | RATHVEN MALTINGS | MARCH ROAD EAST | BUCKIE | MORAY | AB56 4BY | SCOTLAND | 343754 | 865784 | KEIT | N/A | BUCKIE | 11 | SCOTTISH HYDRO ELECTRIC POWER DISTRIBUTION PLC | SOLAR | PHOTOVOLTAIC | NO | TBC | TBC | TBC | DATA NOT AVAILABLE | DATA NOT AVAILABLE | DATA NOT AVAILABLE | DATA NOT AVAILABLE | DATA NOT AVAILABLE | DATA NOT AVAILABLE | DATA NOT AVAILABLE | DATA NOT AVAILABLE | DATA NOT AVAILABLE | DATA NOT AVAILABLE | DATA NOT AVAILABLE | DATA NOT AVAILABLE | No | CONNECTED | 2.47 | 2.47 | 2.6 | TBC | TBC | TBC | N/A | N/A | N/A | N/A | N/A | N/A | N/A | N | DATA NOT AVAILABLE | N/A | TBC | N/A | DATA NOT AVAILABLE | 2020-07-22
1714260174800 | DATA NOT AVAILABLE | JAMES JONES & SON LTD | BURNROOT SAWMILLS | BURNROOT SAWMILLS JAMES JONES & SONS LTD | DATA NOT AVAILABLE | ABOYNE | ABERDEENSHIRE | AB34 5PN | SCOTLAND | 348233 | 797970 | TARL | N/A | ABOYNE | 11 | SCOTTISH HYDRO ELECTRIC POWER DISTRIBUTION PLC | SOLAR | PHOTOVOLTAIC | NO | TBC | TBC | TBC | DATA NOT AVAILABLE | DATA NOT AVAILABLE | DATA NOT AVAILABLE | DATA NOT AVAILABLE | DATA NOT AVAILABLE | DATA NOT AVAILABLE | DATA NOT AVAILABLE | DATA NOT AVAILABLE | DATA NOT AVAILABLE | DATA NOT AVAILABLE | DATA NOT AVAILABLE | DATA NOT AVAILABLE | No | CONNECTED | 1.245 | 1.245 | 1.311 | TBC | TBC | TBC | N/A | N/A | N/A | N/A | N/A | N/A | N/A | N | DATA NOT AVAILABLE | N/A | TBC | N/A | DATA NOT AVAILABLE | 2020-07-22
1714323165502 | DATA NOT AVAILABLE | BAKER HUGHES LTD | BAKER OIL TOOLS | BAKER OIL TOOLS 370462730 | WOODSIDE ROAD | ABERDEEN | ABERDEEN CITY | AB23 8BW | SCOTLAND | 394648 | 810890 | PERS | N/A | BRIDGE OF DON | 11 | SCOTTISH HYDRO ELECTRIC POWER DISTRIBUTION PLC | SOLAR | PHOTOVOLTAIC | NO | TBC | TBC | TBC | DATA NOT AVAILABLE | DATA NOT AVAILABLE | DATA NOT AVAILABLE | DATA NOT AVAILABLE | DATA NOT AVAILABLE | DATA NOT AVAILABLE | DATA NOT AVAILABLE | DATA NOT AVAILABLE | DATA NOT AVAILABLE | DATA NOT AVAILABLE | DATA NOT AVAILABLE | DATA NOT AVAILABLE | No | CONNECTED | 1.235 | 1.235 | 1.3 | TBC | TBC | TBC | N/A | N/A | N/A | N/A | N/A | N/A | N/A | N | DATA NOT AVAILABLE | N/A | TBC | N/A | DATA NOT AVAILABLE | 2020-07-22
1714323655204 | DATA NOT AVAILABLE | AECC, C/O SMG EUROPE HOLDINGS | HOLIDAY INN | HOLIDAY INN | EXHIBITION AVENUE | ABERDEEN | ABERDEEN | AB23 8BL | SCOTLAND | 394785 | 810664 | PERS | N/A | BRIDGE OF DON | 11 | SCOTTISH HYDRO ELECTRIC POWER DISTRIBUTION PLC | SOLAR | PHOTOVOLTAIC | NO | TBC | TBC | TBC | DATA NOT AVAILABLE | DATA NOT AVAILABLE | DATA NOT AVAILABLE | DATA NOT AVAILABLE | DATA NOT AVAILABLE | DATA NOT AVAILABLE | DATA NOT AVAILABLE | DATA NOT AVAILABLE | DATA NOT AVAILABLE | DATA NOT AVAILABLE | DATA NOT AVAILABLE | DATA NOT AVAILABLE | No | CONNECTED | 1.701 | 1.701 | 1.79 | TBC | TBC | TBC | N/A | N/A | N/A | N/A | N/A | N/A | N/A | N | DATA NOT AVAILABLE | N/A | TBC | N/A | DATA NOT AVAILABLE | 2020-07-22
1714326411350 | DATA NOT AVAILABLE | WEATHERFORD UK LIMITED | ABERDEEN SCIENCE AND ENERGY PARK | ABERDEEN SCIENCE AND ENERGY PARK | EXPLORATION DRIVE | ABERDEEN | ABERDEEN | AB23 8GX | SCOTLAND | 394995 | 810708 | PERS | N/A | BRIDGE OF DON | 11 | SCOTTISH HYDRO ELECTRIC POWER DISTRIBUTION PLC | WIND | ONSHORE WIND TURBINES | NO | TBC | TBC | TBC | DATA NOT AVAILABLE | DATA NOT AVAILABLE | DATA NOT AVAILABLE | DATA NOT AVAILABLE | DATA NOT AVAILABLE | DATA NOT AVAILABLE | DATA NOT AVAILABLE | DATA NOT AVAILABLE | DATA NOT AVAILABLE | DATA NOT AVAILABLE | DATA NOT AVAILABLE | DATA NOT AVAILABLE | No | CONNECTED | 1.093 | 1.093 | 1.15 | TBC | TBC | TBC | N/A | N/A | N/A | N/A | N/A | N/A | N/A | N | DATA NOT AVAILABLE | N/A | TBC | N/A | DATA NOT AVAILABLE | 2020-07-22
1714476802005 | DATA NOT AVAILABLE | UNITED FISH INDUSTRIES (UK) LIMITED | FISH MEAL PLANT | FISH MEAL PLANT | EAST TULLOS INDUSTRIAL ESTATE | ABERDEEN | ABERDEEN | AB12 3AY | SCOTLAND | 395569 | 804018 | REDM | N/A | CRAIGINCHES | 11 | SCOTTISH HYDRO ELECTRIC POWER DISTRIBUTION PLC | WASTE | DATA NOT AVAILABLE | NO | TBC | TBC | TBC | DATA NOT AVAILABLE | DATA NOT AVAILABLE | DATA NOT AVAILABLE | DATA NOT AVAILABLE | DATA NOT AVAILABLE | DATA NOT AVAILABLE | DATA NOT AVAILABLE | DATA NOT AVAILABLE | DATA NOT AVAILABLE | DATA NOT AVAILABLE | DATA NOT AVAILABLE | DATA NOT AVAILABLE | No | CONNECTED | 1.093 | 1.093 | 1.15 | TBC | TBC | TBC | N/A | N/A | N/A | N/A | N/A | N/A | N/A | N | DATA NOT AVAILABLE | N/A | TBC | N/A | DATA NOT AVAILABLE | 2020-07-22
1714478083803 | DATA NOT AVAILABLE | D & G NOLAN LIMITED | D & G NOLAN | D & G NOLAN | CRAIGSHAW DRIVE | ABERDEEN | ABERDEEN | AB12 3AN | SCOTLAND | 394357 | 803360 | REDM | N/A | KINCORTH | 11 | SCOTTISH HYDRO ELECTRIC POWER DISTRIBUTION PLC | WIND | ONSHORE WIND TURBINES | NO | TBC | TBC | TBC | DATA NOT AVAILABLE | DATA NOT AVAILABLE | DATA NOT AVAILABLE | DATA NOT AVAILABLE | DATA NOT AVAILABLE | DATA NOT AVAILABLE | DATA NOT AVAILABLE | DATA NOT AVAILABLE | DATA NOT AVAILABLE | DATA NOT AVAILABLE | DATA NOT AVAILABLE | DATA NOT AVAILABLE | No | CONNECTED | 1.159 | 1.159 | 1.22 | TBC | TBC | TBC | N/A | N/A | N/A | N/A | N/A | N/A | N/A | N | DATA NOT AVAILABLE | N/A | TBC | N/A | DATA NOT AVAILABLE | 2020-07-22
1714478655006 | DATA NOT AVAILABLE | SHELL U.K. LIMITED | SHELL EXPLORATION & PRODUCTION LTD 1 | SHELL EXPLORATION & PRODUCTION LTD 1 | ALTENS FARM ROAD | ABERDEEN | ABERDEEN | AB12 3LB | SCOTLAND | 394826 | 802983 | REDM | N/A | REDMOSS | 11 | SCOTTISH HYDRO ELECTRIC POWER DISTRIBUTION PLC | SOLAR | PHOTOVOLTAIC | NO | TBC | TBC | TBC | DATA NOT AVAILABLE | DATA NOT AVAILABLE | DATA NOT AVAILABLE | DATA NOT AVAILABLE | DATA NOT AVAILABLE | DATA NOT AVAILABLE | DATA NOT AVAILABLE | DATA NOT AVAILABLE | DATA NOT AVAILABLE | DATA NOT AVAILABLE | DATA NOT AVAILABLE | DATA NOT AVAILABLE | No | CONNECTED | 1.979 | 1.979 | 2.083 | TBC | TBC | TBC | N/A | N/A | N/A | N/A | N/A | N/A | N/A | N | DATA NOT AVAILABLE | N/A | TBC | N/A | DATA NOT AVAILABLE | 2020-07-22
1714491684102 | DATA NOT AVAILABLE | BALMORAL COMTEC LIMITED | BALMORAL PARK | BALMORAL PARK BALMORAL GROUP HOLDINGS LTD | DATA NOT AVAILABLE | ABERDEEN | ABERDEENSHIRE | AB12 3GY | SCOTLAND | 394341 | 801904 | REDM | N/A | REDMOSS | 11 | SCOTTISH HYDRO ELECTRIC POWER DISTRIBUTION PLC | BIOFUEL - LANDFILL GAS | DATA NOT AVAILABLE | NO | TBC | TBC | TBC | DATA NOT AVAILABLE | DATA NOT AVAILABLE | DATA NOT AVAILABLE | DATA NOT AVAILABLE | DATA NOT AVAILABLE | DATA NOT AVAILABLE | DATA NOT AVAILABLE | DATA NOT AVAILABLE | DATA NOT AVAILABLE | DATA NOT AVAILABLE | DATA NOT AVAILABLE | DATA NOT AVAILABLE | No | CONNECTED | 1.425 | 1.425 | 1.5 | TBC | TBC | TBC | N/A | N/A | N/A | N/A | N/A | N/A | N/A | N | DATA NOT AVAILABLE | N/A | TBC | N/A | DATA NOT AVAILABLE | 2020-07-22
1714609120800 | DATA NOT AVAILABLE | ABERDEEN INTERNATIONAL AIRPORT | ABERDEEN AIRPORT | ABERDEEN AIRPORT | DATA NOT AVAILABLE | ABERDEEN | ABERDEEN | AB21 7DU | SCOTLAND | 387807 | 812208 | DYCE | N/A | DYCE NORTH | 11 | SCOTTISH HYDRO ELECTRIC POWER DISTRIBUTION PLC | WIND | ONSHORE WIND TURBINES | NO | TBC | TBC | TBC | DATA NOT AVAILABLE | DATA NOT AVAILABLE | DATA NOT AVAILABLE | DATA NOT AVAILABLE | DATA NOT AVAILABLE | DATA NOT AVAILABLE | DATA NOT AVAILABLE | DATA NOT AVAILABLE | DATA NOT AVAILABLE | DATA NOT AVAILABLE | DATA NOT AVAILABLE | DATA NOT AVAILABLE | No | CONNECTED | 3.8 | 3.8 | 4 | TBC | TBC | TBC | N/A | N/A | N/A | N/A | N/A | N/A | N/A | N | DATA NOT AVAILABLE | N/A | TBC | N/A | DATA NOT AVAILABLE | 2020-07-22
1714731841512 | DATA NOT AVAILABLE | DATA NOT AVAILABLE | PITTODRIE STADIUM | PITTODRIE STADIUM ABERDEEN FOOTBALL CLUB LTD | PITTODRIE STREET | ABERDEEN | ABERDEEN | AB24 5QH | SCOTLAND | 394742 | 807652 | WIOW | N/A | GREYFRIARS | 11 | SCOTTISH HYDRO ELECTRIC POWER DISTRIBUTION PLC | SOLAR | PHOTOVOLTAIC | NO | TBC | TBC | TBC | DATA NOT AVAILABLE | DATA NOT AVAILABLE | DATA NOT AVAILABLE | DATA NOT AVAILABLE | DATA NOT AVAILABLE | DATA NOT AVAILABLE | DATA NOT AVAILABLE | DATA NOT AVAILABLE | DATA NOT AVAILABLE | DATA NOT AVAILABLE | DATA NOT AVAILABLE | DATA NOT AVAILABLE | No | CONNECTED | 1.14 | 1.14 | 1.2 | TBC | TBC | TBC | N/A | N/A | N/A | N/A | N/A | N/A | N/A | N | DATA NOT AVAILABLE | N/A | TBC | N/A | DATA NOT AVAILABLE | 2020-07-22
1700052791361 | DATA NOT AVAILABLE | A & J WILSON | WHEEDLEMONT WIND | UPPER WHEEDLEMONT FARM | DATA NOT AVAILABLE | HUNTLY | ABERDEENSHIRE | AB54 4LL | SCOTLAND | 347883 | 826592 | TARL | N/A | TARLAND GRID | 33 | SCOTTISH HYDRO ELECTRIC POWER DISTRIBUTION PLC | WIND | ONSHORE WIND TURBINES | NO | TBC | TBC | 1.7 | DATA NOT AVAILABLE | DATA NOT AVAILABLE | DATA NOT AVAILABLE | DATA NOT AVAILABLE | DATA NOT AVAILABLE | DATA NOT AVAILABLE | DATA NOT AVAILABLE | DATA NOT AVAILABLE | DATA NOT AVAILABLE | DATA NOT AVAILABLE | DATA NOT AVAILABLE | DATA NOT AVAILABLE | No | CONNECTED | 1.615 | 1.615 | 1.7 | TBC | TBC | 2015-05-25 | N/A | N/A | N/A | N/A | N/A | N/A | N/A | N | DATA NOT AVAILABLE | N/A | TBC | N/A | DATA NOT AVAILABLE | 2020-07-22
1714890349002 | DATA NOT AVAILABLE | ABERDEEN SHOPPING CENTRE LTD | BON ACCORD CENTRE | BON ACCORD CENTRE | SCHOOLHILL | ABERDEEN | ABERDEEN | AB10 1JT | SCOTLAND | 393995 | 806322 | WIOW | N/A | DENBURN | 11 | SCOTTISH HYDRO ELECTRIC POWER DISTRIBUTION PLC | WATER (FLOWING WATER OR HEAD OF WATER) | HYDRO - OTHER | NO | TBC | TBC | TBC | DATA NOT AVAILABLE | DATA NOT AVAILABLE | DATA NOT AVAILABLE | DATA NOT AVAILABLE | DATA NOT AVAILABLE | DATA NOT AVAILABLE | DATA NOT AVAILABLE | DATA NOT AVAILABLE | DATA NOT AVAILABLE | DATA NOT AVAILABLE | DATA NOT AVAILABLE | DATA NOT AVAILABLE | No | CONNECTED | 1.425 | 1.425 | 1.5 | TBC | TBC | TBC | N/A | N/A | N/A | N/A | N/A | N/A | N/A | N | DATA NOT AVAILABLE | N/A | TBC | N/A | DATA NOT AVAILABLE | 2020-07-22
1715005914102 | DATA NOT AVAILABLE | LUNAR FREEZING & COLD STORAGE COMPANY LIMITED | EAST QUAY | EAST QUAY | THE HARBOUR | PETERHEAD | ABERDEENSHIRE | AB42 1JF | SCOTLAND | 413680 | 845746 | PEHG | N/A | PHEAD NORTH ST | 11 | SCOTTISH HYDRO ELECTRIC POWER DISTRIBUTION PLC | OTHER | OTHER | NO | TBC | TBC | TBC | DATA NOT AVAILABLE | DATA NOT AVAILABLE | DATA NOT AVAILABLE | DATA NOT AVAILABLE | DATA NOT AVAILABLE | DATA NOT AVAILABLE | DATA NOT AVAILABLE | DATA NOT AVAILABLE | DATA NOT AVAILABLE | DATA NOT AVAILABLE | DATA NOT AVAILABLE | DATA NOT AVAILABLE | No | CONNECTED | 1.9 | 1.9 | 2 | TBC | TBC | TBC | N/A | N/A | N/A | N/A | N/A | N/A | N/A | N | DATA NOT AVAILABLE | N/A | TBC | N/A | DATA NOT AVAILABLE | 2020-07-22
1715014088006 | DATA NOT AVAILABLE | MACDUFF SHELLFISH (SCOTLAND) LIMITED | STATION ROAD | STATION ROAD | DATA NOT AVAILABLE | PETERHEAD | ABERDEENSHIRE | AB42 4LU | SCOTLAND | 397653 | 851878 | STRI | N/A | MINTLAW | 11 | SCOTTISH HYDRO ELECTRIC POWER DISTRIBUTION PLC | OTHER | OTHER | NO | TBC | TBC | TBC | DATA NOT AVAILABLE | DATA NOT AVAILABLE | DATA NOT AVAILABLE | DATA NOT AVAILABLE | DATA NOT AVAILABLE | DATA NOT AVAILABLE | DATA NOT AVAILABLE | DATA NOT AVAILABLE | DATA NOT AVAILABLE | DATA NOT AVAILABLE | DATA NOT AVAILABLE | DATA NOT AVAILABLE | No | CONNECTED | 1.425 | 1.425 | 1.5 | TBC | TBC | TBC | N/A | N/A | N/A | N/A | N/A | N/A | N/A | N | DATA NOT AVAILABLE | N/A | TBC | N/A | DATA NOT AVAILABLE | 2020-07-22
1715033416906 | DATA NOT AVAILABLE | NATIONAL GRID GAS PLC | TRANSCO | TRANSCO | DATA NOT AVAILABLE | PETERHEAD | ABERDEENSHIRE | AB42 3EP | SCOTLAND | 409780 | 853407 | SFEG | N/A | ST FERGUS GAS TERM | 11 | SCOTTISH HYDRO ELECTRIC POWER DISTRIBUTION PLC | DATA NOT AVAILABLE | DATA NOT AVAILABLE | NO | TBC | TBC | TBC | DATA NOT AVAILABLE | DATA NOT AVAILABLE | DATA NOT AVAILABLE | DATA NOT AVAILABLE | DATA NOT AVAILABLE | DATA NOT AVAILABLE | DATA NOT AVAILABLE | DATA NOT AVAILABLE | DATA NOT AVAILABLE | DATA NOT AVAILABLE | DATA NOT AVAILABLE | DATA NOT AVAILABLE | No | CONNECTED | 1.124 | 1.124 | 1.183 | TBC | TBC | TBC | N/A | N/A | N/A | N/A | N/A | N/A | N/A | N | DATA NOT AVAILABLE | N/A | TBC | N/A | DATA NOT AVAILABLE | 2020-07-22
1715051955900 | DATA NOT AVAILABLE | NORTHBAY PELAGIC LIMITED | NORTHBAY PELAGIC LIMITED | NORTHBAY PELAGIC LIMITED | KIRK SQUARE | PETERHEAD | ABERDEENSHIRE | AB42 1RT | SCOTLAND | 412882 | 846086 | PEHG | N/A | PHEAD NORTH ST | 11 | SCOTTISH HYDRO ELECTRIC POWER DISTRIBUTION PLC | SOLAR | PHOTOVOLTAIC | NO | TBC | TBC | TBC | DATA NOT AVAILABLE | DATA NOT AVAILABLE | DATA NOT AVAILABLE | DATA NOT AVAILABLE | DATA NOT AVAILABLE | DATA NOT AVAILABLE | DATA NOT AVAILABLE | DATA NOT AVAILABLE | DATA NOT AVAILABLE | DATA NOT AVAILABLE | DATA NOT AVAILABLE | DATA NOT AVAILABLE | No | CONNECTED | 5.035 | 5.035 | 5.3 | TBC | TBC | TBC | N/A | N/A | N/A | N/A | N/A | N/A | N/A | N | DATA NOT AVAILABLE | N/A | TBC | N/A | DATA NOT AVAILABLE | 2020-07-22
1715270735000 | DATA NOT AVAILABLE | INTERNATIONAL FISH CANNERS (SCOTLAND) LIMITED | KINNAIRD HEAD WORKS | KINNAIRD HEAD WORKS | DATA NOT AVAILABLE | FRASERBURGH | ABERDEENSHIRE | AB43 9DU | SCOTLAND | 399843 | 867487 | FRAS | N/A | FRASERBURGH | 11 | SCOTTISH HYDRO ELECTRIC POWER DISTRIBUTION PLC | SOLAR | PHOTOVOLTAIC | NO | TBC | TBC | TBC | DATA NOT AVAILABLE | DATA NOT AVAILABLE | DATA NOT AVAILABLE | DATA NOT AVAILABLE | DATA NOT AVAILABLE | DATA NOT AVAILABLE | DATA NOT AVAILABLE | DATA NOT AVAILABLE | DATA NOT AVAILABLE | DATA NOT AVAILABLE | DATA NOT AVAILABLE | DATA NOT AVAILABLE | No | CONNECTED | 1.425 | 1.425 | 1.5 | TBC | TBC | TBC | N/A | N/A | N/A | N/A | N/A | N/A | N/A | N | DATA NOT AVAILABLE | N/A | TBC | N/A | DATA NOT AVAILABLE | 2020-07-22
1715278625100 | DATA NOT AVAILABLE | YOUNG'S SEAFOOD LIMITED | MCRAE SEAFOODS | MCRAE SEAFOODS | WATERMILL ROAD | FRASERBURGH | ABERDEENSHIRE | AB43 9HA | SCOTLAND | 398329 | 866948 | FRAS | N/A | FRASERBURGH | 11 | SCOTTISH HYDRO ELECTRIC POWER DISTRIBUTION PLC | SOLAR | PHOTOVOLTAIC | NO | TBC | TBC | TBC | DATA NOT AVAILABLE | DATA NOT AVAILABLE | DATA NOT AVAILABLE | DATA NOT AVAILABLE | DATA NOT AVAILABLE | DATA NOT AVAILABLE | DATA NOT AVAILABLE | DATA NOT AVAILABLE | DATA NOT AVAILABLE | DATA NOT AVAILABLE | DATA NOT AVAILABLE | DATA NOT AVAILABLE | No | CONNECTED | 1.626 | 1.626 | 1.712 | TBC | TBC | TBC | N/A | N/A | N/A | N/A | N/A | N/A | N/A | N | DATA NOT AVAILABLE | N/A | TBC | N/A | DATA NOT AVAILABLE | 2020-07-22
1716037855010 | DATA NOT AVAILABLE | UNIVERSITY OF DUNDEE | PRIVATE GENERATION | PRIVATE GENERATION | SMALLS WYND | DUNDEE | DUNDEE | DD1 4HN | SCOTLAND | 339795 | 729880 | GLAG | N/A | OVERGATE | 11 | SCOTTISH HYDRO ELECTRIC POWER DISTRIBUTION PLC | OTHER | OTHER | NO | TBC | TBC | TBC | DATA NOT AVAILABLE | DATA NOT AVAILABLE | DATA NOT AVAILABLE | DATA NOT AVAILABLE | DATA NOT AVAILABLE | DATA NOT AVAILABLE | DATA NOT AVAILABLE | DATA NOT AVAILABLE | DATA NOT AVAILABLE | DATA NOT AVAILABLE | DATA NOT AVAILABLE | DATA NOT AVAILABLE | No | CONNECTED | 4.75 | 4.75 | 5 | TBC | TBC | TBC | N/A | N/A | N/A | N/A | N/A | N/A | N/A | N | DATA NOT AVAILABLE | N/A | TBC | N/A | DATA NOT AVAILABLE | 2020-07-22
1716086801000 | DATA NOT AVAILABLE | DUNDEE COLD STORES LIMITED | DATA NOT AVAILABLE | FACTORY 1 | KINGWAY WEST | DUNDEE | DUNDEE | DD2 4TD | SCOTLAND | 336207 | 732208 | CHAR | N/A | CHARLESTON | 11 | SCOTTISH HYDRO ELECTRIC POWER DISTRIBUTION PLC | WIND | ONSHORE WIND TURBINES | NO | TBC | TBC | TBC | DATA NOT AVAILABLE | DATA NOT AVAILABLE | DATA NOT AVAILABLE | DATA NOT AVAILABLE | DATA NOT AVAILABLE | DATA NOT AVAILABLE | DATA NOT AVAILABLE | DATA NOT AVAILABLE | DATA NOT AVAILABLE | DATA NOT AVAILABLE | DATA NOT AVAILABLE | DATA NOT AVAILABLE | No | CONNECTED | 3.832 | 3.832 | 4.034 | TBC | TBC | TBC | N/A | N/A | N/A | N/A | N/A | N/A | N/A | N | DATA NOT AVAILABLE | N/A | TBC | N/A | DATA NOT AVAILABLE | 2020-07-22
1716152750206 | DATA NOT AVAILABLE | TESCO STORES LIMITED | WM LOW & CO PLC | WM LOW & CO PLC | BAIRD AVENUE | DUNDEE | DUNDEE CITY | TBC | SCOTLAND | TBC | TBC | LYND | N/A | MACALPINE ROAD | 11 | SCOTTISH HYDRO ELECTRIC POWER DISTRIBUTION PLC | OTHER | OTHER | NO | TBC | TBC | TBC | DATA NOT AVAILABLE | DATA NOT AVAILABLE | DATA NOT AVAILABLE | DATA NOT AVAILABLE | DATA NOT AVAILABLE | DATA NOT AVAILABLE | DATA NOT AVAILABLE | DATA NOT AVAILABLE | DATA NOT AVAILABLE | DATA NOT AVAILABLE | DATA NOT AVAILABLE | DATA NOT AVAILABLE | No | CONNECTED | 1.188 | 1.188 | 1.25 | TBC | TBC | TBC | N/A | N/A | N/A | N/A | N/A | N/A | N/A | N | DATA NOT AVAILABLE | N/A | TBC | N/A | DATA NOT AVAILABLE | 2020-07-22
1716347092510 | DATA NOT AVAILABLE | FORTH PORTS LIMITED | HARBOUR CHAMBERS | HARBOUR CHAMBERS CALEDON SHIP YARD | DOCK STREET | DUNDEE | DUNDEE | DD1 3DU | SCOTLAND | 340657 | 730367 | MILC | N/A | MILTON OF CRAIGIE | 11 | SCOTTISH HYDRO ELECTRIC POWER DISTRIBUTION PLC | WATER (FLOWING WATER OR HEAD OF WATER) | HYDRO - OTHER | NO | TBC | TBC | TBC | DATA NOT AVAILABLE | DATA NOT AVAILABLE | DATA NOT AVAILABLE | DATA NOT AVAILABLE | DATA NOT AVAILABLE | DATA NOT AVAILABLE | DATA NOT AVAILABLE | DATA NOT AVAILABLE | DATA NOT AVAILABLE | DATA NOT AVAILABLE | DATA NOT AVAILABLE | DATA NOT AVAILABLE | No | CONNECTED | 1.188 | 1.188 | 1.25 | TBC | TBC | TBC | N/A | N/A | N/A | N/A | N/A | N/A | N/A | N | DATA NOT AVAILABLE | N/A | TBC | N/A | DATA NOT AVAILABLE | 2020-07-22
1716357809501 | DATA NOT AVAILABLE | DUNDEE MERCHANT WIND PARK LTD | BALDOVIE ROAD | BALDOVIE ROAD | DATA NOT AVAILABLE | DUNDEE | DUNDEE | DD4 8UQ | SCOTLAND | 345168 | 732569 | MILC | N/A | BALDOVIE | 11 | SCOTTISH HYDRO ELECTRIC POWER DISTRIBUTION PLC | WIND | ONSHORE WIND TURBINES | NO | TBC | TBC | TBC | DATA NOT AVAILABLE | DATA NOT AVAILABLE | DATA NOT AVAILABLE | DATA NOT AVAILABLE | DATA NOT AVAILABLE | DATA NOT AVAILABLE | DATA NOT AVAILABLE | DATA NOT AVAILABLE | DATA NOT AVAILABLE | DATA NOT AVAILABLE | DATA NOT AVAILABLE | DATA NOT AVAILABLE | No | CONNECTED | 5.225 | 5.225 | 5.5 | TBC | TBC | TBC | N/A | N/A | N/A | N/A | N/A | N/A | N/A | N | DATA NOT AVAILABLE | N/A | TBC | N/A | DATA NOT AVAILABLE | 2020-07-22
1716530295006 | DATA NOT AVAILABLE | THE JAMES HUTTON INSTITUTE | RESEARCH INSTITUTE HV | RESEARCH INSTITUTE HV) | MYLNEFIELD ROAD | DUNDEE | DUNDEE | DD2 5AT | SCOTLAND | 334857 | 730247 | CHAR | N/A | NINEWELLS | 11 | SCOTTISH HYDRO ELECTRIC POWER DISTRIBUTION PLC | OTHER | OTHER | NO | TBC | TBC | TBC | DATA NOT AVAILABLE | DATA NOT AVAILABLE | DATA NOT AVAILABLE | DATA NOT AVAILABLE | DATA NOT AVAILABLE | DATA NOT AVAILABLE | DATA NOT AVAILABLE | DATA NOT AVAILABLE | DATA NOT AVAILABLE | DATA NOT AVAILABLE | DATA NOT AVAILABLE | DATA NOT AVAILABLE | No | CONNECTED | 1.14 | 1.14 | 1.2 | TBC | TBC | TBC | N/A | N/A | N/A | N/A | N/A | N/A | N/A | N | DATA NOT AVAILABLE | N/A | TBC | N/A | DATA NOT AVAILABLE | 2020-07-22
1716533586003 | DATA NOT AVAILABLE | ROCKWELL SOLUTION LTD | WESTER GOURDIE INDUSTRIAL | WESTER GOURDIE INDUSTRIAL | BRUNEL ROAD | DUNDEE | DUNDEE | DD2 4TG | SCOTLAND | 335244 | 732008 | CHAR | N/A | CHARLESTON | 11 | SCOTTISH HYDRO ELECTRIC POWER DISTRIBUTION PLC | WATER (FLOWING WATER OR HEAD OF WATER) | HYDRO - OTHER | NO | TBC | TBC | TBC | DATA NOT AVAILABLE | DATA NOT AVAILABLE | DATA NOT AVAILABLE | DATA NOT AVAILABLE | DATA NOT AVAILABLE | DATA NOT AVAILABLE | DATA NOT AVAILABLE | DATA NOT AVAILABLE | DATA NOT AVAILABLE | DATA NOT AVAILABLE | DATA NOT AVAILABLE | DATA NOT AVAILABLE | No | CONNECTED | 1.425 | 1.425 | 1.5 | TBC | TBC | TBC | N/A | N/A | N/A | N/A | N/A | N/A | N/A | N | DATA NOT AVAILABLE | N/A | TBC | N/A | DATA NOT AVAILABLE | 2020-07-22
1716704006308 | DATA NOT AVAILABLE | BAIRDS MALT LTD | J & J STEWART BLACKSMITHS LTD | J & J STEWART BLACKSMITHS) LTD | ELLIOT INDUSTRIAL ESTATE | ARBROATH | ANGUS | DD11 2NJ | SCOTLAND | 362102 | 740280 | ARBR | N/A | ELLIOT DEPOT | 11 | SCOTTISH HYDRO ELECTRIC POWER DISTRIBUTION PLC | WIND | ONSHORE WIND TURBINES | NO | TBC | TBC | TBC | DATA NOT AVAILABLE | DATA NOT AVAILABLE | DATA NOT AVAILABLE | DATA NOT AVAILABLE | DATA NOT AVAILABLE | DATA NOT AVAILABLE | DATA NOT AVAILABLE | DATA NOT AVAILABLE | DATA NOT AVAILABLE | DATA NOT AVAILABLE | DATA NOT AVAILABLE | DATA NOT AVAILABLE | No | CONNECTED | 3.99 | 3.99 | 4.2 | TBC | TBC | TBC | N/A | N/A | N/A | N/A | N/A | N/A | N/A | N | DATA NOT AVAILABLE | N/A | TBC | N/A | DATA NOT AVAILABLE | 2020-07-22
1716724945007 | DATA NOT AVAILABLE | DON & LOW LTD | NEWFORDPARK | NEWFORDPARK | GLAMIS ROAD | FORFAR | ANGUS | DD8 1US | SCOTLAND | 344392 | 750103 | LUNA | N/A | LOCHSIDE | 11 | SCOTTISH HYDRO ELECTRIC POWER DISTRIBUTION PLC | OTHER | OTHER | NO | TBC | TBC | TBC | DATA NOT AVAILABLE | DATA NOT AVAILABLE | DATA NOT AVAILABLE | DATA NOT AVAILABLE | DATA NOT AVAILABLE | DATA NOT AVAILABLE | DATA NOT AVAILABLE | DATA NOT AVAILABLE | DATA NOT AVAILABLE | DATA NOT AVAILABLE | DATA NOT AVAILABLE | DATA NOT AVAILABLE | No | CONNECTED | 3.515 | 3.515 | 3.7 | TBC | TBC | TBC | N/A | N/A | N/A | N/A | N/A | N/A | N/A | N | DATA NOT AVAILABLE | N/A | TBC | N/A | DATA NOT AVAILABLE | 2020-07-22
1716725003507 | DATA NOT AVAILABLE | DON & LOW LTD | NEWFORDPARK | NEWFORDPARK | GLAMIS ROAD | FORFAR | ANGUS | DD8 1US | SCOTLAND | 344392 | 750103 | LUNA | N/A | LOCHSIDE | 11 | SCOTTISH HYDRO ELECTRIC POWER DISTRIBUTION PLC | BIOFUEL - SEWAGE GAS | DATA NOT AVAILABLE | NO | TBC | TBC | TBC | DATA NOT AVAILABLE | DATA NOT AVAILABLE | DATA NOT AVAILABLE | DATA NOT AVAILABLE | DATA NOT AVAILABLE | DATA NOT AVAILABLE | DATA NOT AVAILABLE | DATA NOT AVAILABLE | DATA NOT AVAILABLE | DATA NOT AVAILABLE | DATA NOT AVAILABLE | DATA NOT AVAILABLE | No | CONNECTED | 3.515 | 3.515 | 3.7 | TBC | TBC | TBC | N/A | N/A | N/A | N/A | N/A | N/A | N/A | N | DATA NOT AVAILABLE | N/A | TBC | N/A | DATA NOT AVAILABLE | 2020-07-22
1716760225020 | DATA NOT AVAILABLE | DATA NOT AVAILABLE | GLENESK MALTINGS | GLENESK MALTINGS PAULS MALT LTD | KINNABER ROAD | MONTROSE | ANGUS | DD10 9EP | SCOTLAND | 371732 | 761434 | BRID | N/A | MONTROSE NORTH | 11 | SCOTTISH HYDRO ELECTRIC POWER DISTRIBUTION PLC | OTHER | OTHER | NO | TBC | TBC | TBC | DATA NOT AVAILABLE | DATA NOT AVAILABLE | DATA NOT AVAILABLE | DATA NOT AVAILABLE | DATA NOT AVAILABLE | DATA NOT AVAILABLE | DATA NOT AVAILABLE | DATA NOT AVAILABLE | DATA NOT AVAILABLE | DATA NOT AVAILABLE | DATA NOT AVAILABLE | DATA NOT AVAILABLE | No | CONNECTED | 1.242 | 1.242 | 1.307 | TBC | TBC | TBC | N/A | N/A | N/A | N/A | N/A | N/A | N/A | N | DATA NOT AVAILABLE | N/A | TBC | N/A | DATA NOT AVAILABLE | 2020-07-22
1716855873006 | DATA NOT AVAILABLE | BAKER HUGHES ENERGY TECHNOLOGY UK LIMITED | BRENT AVENUE | BRENT AVENUE | DATA NOT AVAILABLE | MONTROSE | ANGUS | DD10 9EB | SCOTLAND | 371757 | 759682 | BRID | N/A | MONTROSE NORTH | 11 | SCOTTISH HYDRO ELECTRIC POWER DISTRIBUTION PLC | OTHER | OTHER | NO | TBC | TBC | TBC | DATA NOT AVAILABLE | DATA NOT AVAILABLE | DATA NOT AVAILABLE | DATA NOT AVAILABLE | DATA NOT AVAILABLE | DATA NOT AVAILABLE | DATA NOT AVAILABLE | DATA NOT AVAILABLE | DATA NOT AVAILABLE | DATA NOT AVAILABLE | DATA NOT AVAILABLE | DATA NOT AVAILABLE | No | CONNECTED | 1.52 | 1.52 | 1.6 | TBC | TBC | TBC | N/A | N/A | N/A | N/A | N/A | N/A | N/A | N | DATA NOT AVAILABLE | N/A | TBC | N/A | DATA NOT AVAILABLE | 2020-07-22
1717115176201 | DATA NOT AVAILABLE | TODD & DUNCAN LTD | LOCHLEVEN MILLS | LOCHLEVEN MILLS | DATA NOT AVAILABLE | KINROSS | PERTHSHIRE AND KINROSS | KY13 8DH | SCOTLAND | 311871 | 701564 | ABNE | N/A | MILNATHORT | 11 | SCOTTISH HYDRO ELECTRIC POWER DISTRIBUTION PLC | SOLAR | PHOTOVOLTAIC | NO | TBC | TBC | TBC | DATA NOT AVAILABLE | DATA NOT AVAILABLE | DATA NOT AVAILABLE | DATA NOT AVAILABLE | DATA NOT AVAILABLE | DATA NOT AVAILABLE | DATA NOT AVAILABLE | DATA NOT AVAILABLE | DATA NOT AVAILABLE | DATA NOT AVAILABLE | DATA NOT AVAILABLE | DATA NOT AVAILABLE | No | CONNECTED | 1.14 | 1.14 | 1.2 | TBC | TBC | TBC | N/A | N/A | N/A | N/A | N/A | N/A | N/A | N | DATA NOT AVAILABLE | N/A | TBC | N/A | DATA NOT AVAILABLE | 2020-07-22
1717209304805 | DATA NOT AVAILABLE | SANDVIK LIMITED | PLANT GLAZING LTD | PLANT GLAZING LTD | RUTHVENFIELD ROAD | PERTH | PERTHSHIRE AND KINROSS | PH1 3EE | SCOTLAND | 308759 | 726035 | TBC | N/A | TBC | TBC | SCOTTISH HYDRO ELECTRIC POWER DISTRIBUTION PLC | DATA NOT AVAILABLE | DATA NOT AVAILABLE | NO | TBC | TBC | TBC | DATA NOT AVAILABLE | DATA NOT AVAILABLE | DATA NOT AVAILABLE | DATA NOT AVAILABLE | DATA NOT AVAILABLE | DATA NOT AVAILABLE | DATA NOT AVAILABLE | DATA NOT AVAILABLE | DATA NOT AVAILABLE | DATA NOT AVAILABLE | DATA NOT AVAILABLE | DATA NOT AVAILABLE | No | CONNECTED | 2.09 | 2.09 | 2.2 | TBC | TBC | TBC | N/A | N/A | N/A | N/A | N/A | N/A | N/A | N | DATA NOT AVAILABLE | N/A | TBC | N/A | DATA NOT AVAILABLE | 2020-07-22
1717424403205 | DATA NOT AVAILABLE | HIGHLAND SPRING | HIGHLAND SPRINGS LTD | HIGHLAND SPRINGS LTD | STIRLING STREET | AUCHTERARDER | PERTHSHIRE AND KINROSS | PH4 1QA | SCOTLAND | 289881 | 709003 | BRAC | N/A | GLENEAGLES | 11 | SCOTTISH HYDRO ELECTRIC POWER DISTRIBUTION PLC | SOLAR | PHOTOVOLTAIC | NO | TBC | TBC | TBC | DATA NOT AVAILABLE | DATA NOT AVAILABLE | DATA NOT AVAILABLE | DATA NOT AVAILABLE | DATA NOT AVAILABLE | DATA NOT AVAILABLE | DATA NOT AVAILABLE | DATA NOT AVAILABLE | DATA NOT AVAILABLE | DATA NOT AVAILABLE | DATA NOT AVAILABLE | DATA NOT AVAILABLE | No | CONNECTED | 3.325 | 3.325 | 3.5 | TBC | TBC | TBC | N/A | N/A | N/A | N/A | N/A | N/A | N/A | N | DATA NOT AVAILABLE | N/A | TBC | N/A | DATA NOT AVAILABLE | 2020-07-22
1717427685300 | DATA NOT AVAILABLE | SCOT BEEF LIMITED | LONGLEYS FARM | LONGLEYS FARM SCOTBEEF LTD | DATA NOT AVAILABLE | STIRLING | STIRLING | FK9 4NE | SCOTLAND | 278335 | 696597 | BRAC | N/A | DUNBLANE | 11 | SCOTTISH HYDRO ELECTRIC POWER DISTRIBUTION PLC | WATER (FLOWING WATER OR HEAD OF WATER) | HYDRO - OTHER | NO | TBC | TBC | TBC | DATA NOT AVAILABLE | DATA NOT AVAILABLE | DATA NOT AVAILABLE | DATA NOT AVAILABLE | DATA NOT AVAILABLE | DATA NOT AVAILABLE | DATA NOT AVAILABLE | DATA NOT AVAILABLE | DATA NOT AVAILABLE | DATA NOT AVAILABLE | DATA NOT AVAILABLE | DATA NOT AVAILABLE | No | CONNECTED | 1.52 | 1.52 | 1.6 | TBC | TBC | TBC | N/A | N/A | N/A | N/A | N/A | N/A | N/A | N | DATA NOT AVAILABLE | N/A | TBC | N/A | DATA NOT AVAILABLE | 2020-07-22
1727083083008 | DATA NOT AVAILABLE | AVIVA CENTRAL SERVICES UK LIMITED | PITHEAVLIS | PITHEAVLIS | CHERRYBANK | PERTH | PERTHSHIRE AND KINROSS | PH2 0NH | SCOTLAND | 309820 | 722215 | BUMU | N/A | BURGHMUIR | 11 | SCOTTISH HYDRO ELECTRIC POWER DISTRIBUTION PLC | SOLAR | PHOTOVOLTAIC | NO | TBC | TBC | TBC | DATA NOT AVAILABLE | DATA NOT AVAILABLE | DATA NOT AVAILABLE | DATA NOT AVAILABLE | DATA NOT AVAILABLE | DATA NOT AVAILABLE | DATA NOT AVAILABLE | DATA NOT AVAILABLE | DATA NOT AVAILABLE | DATA NOT AVAILABLE | DATA NOT AVAILABLE | DATA NOT AVAILABLE | No | CONNECTED | 2.903 | 2.903 | 3.056 | TBC | TBC | TBC | N/A | N/A | N/A | N/A | N/A | N/A | N/A | N | DATA NOT AVAILABLE | N/A | TBC | N/A | DATA NOT AVAILABLE | 2020-07-22
2000027292534 | DATA NOT AVAILABLE | NETWORK RAIL INFRASTRUCTURE LTD | NORTH HYDE SUB STN | NORTH HYDE SUB STN | KEITH ROAD | HAYES | HILLINGDON | UB3 4HW | ENGLAND | 509476 | 179341 | NHYD | NHYD 22kV | NORTH HYDE | 11 | SOUTHERN ELECTRIC POWER DISTRIBUTION PLC | OTHER | OTHER | NO | TBC | TBC | TBC | DATA NOT AVAILABLE | DATA NOT AVAILABLE | DATA NOT AVAILABLE | DATA NOT AVAILABLE | DATA NOT AVAILABLE | DATA NOT AVAILABLE | DATA NOT AVAILABLE | DATA NOT AVAILABLE | DATA NOT AVAILABLE | DATA NOT AVAILABLE | DATA NOT AVAILABLE | DATA NOT AVAILABLE | No | CONNECTED | 9.5 | 9.5 | 10 | TBC | TBC | TBC | N/A | N/A | N/A | N/A | N/A | N/A | N/A | N | DATA NOT AVAILABLE | N/A | TBC | N/A | DATA NOT AVAILABLE | 2020-07-22
2000027297816 | DATA NOT AVAILABLE | NETWORK RAIL INFRASTRUCTURE LTD | BRITISH RAIL ACTON POWER STN | BRITISH RAIL ACTON POWER STN | ACTON LANE | LONDON | BRENT | NW10 7AB | ENGLAND | 520930 | 183131 | WISD | ACTL 22kV | ACTON LANE | 22 | SOUTHERN ELECTRIC POWER DISTRIBUTION PLC | SOLAR | PHOTOVOLTAIC | NO | TBC | TBC | TBC | DATA NOT AVAILABLE | DATA NOT AVAILABLE | DATA NOT AVAILABLE | DATA NOT AVAILABLE | DATA NOT AVAILABLE | DATA NOT AVAILABLE | DATA NOT AVAILABLE | DATA NOT AVAILABLE | DATA NOT AVAILABLE | DATA NOT AVAILABLE | DATA NOT AVAILABLE | DATA NOT AVAILABLE | No | CONNECTED | 9.5 | 9.5 | 10 | TBC | TBC | TBC | N/A | N/A | N/A | N/A | N/A | N/A | N/A | N | DATA NOT AVAILABLE | N/A | TBC | N/A | DATA NOT AVAILABLE | 2020-07-22
2000027306995 | DATA NOT AVAILABLE | THAMES WATER UTILITIES LIMITED | ASHFORD COMMON | ASHFORD COMMON WTW ASHFW1ZZ | STAINES ROAD WEST | ASHFORD | SURREY | TW15 1RU | ENGLAND | 508688 | 170136 | LALE | EBED 22kV | ASHFORD COMMON | 22 | SOUTHERN ELECTRIC POWER DISTRIBUTION PLC | SOLAR | PHOTOVOLTAIC | NO | TBC | TBC | TBC | DATA NOT AVAILABLE | DATA NOT AVAILABLE | DATA NOT AVAILABLE | DATA NOT AVAILABLE | DATA NOT AVAILABLE | DATA NOT AVAILABLE | DATA NOT AVAILABLE | DATA NOT AVAILABLE | DATA NOT AVAILABLE | DATA NOT AVAILABLE | DATA NOT AVAILABLE | DATA NOT AVAILABLE | No | CONNECTED | 6.65 | 6.65 | 7 | TBC | TBC | TBC | N/A | N/A | N/A | N/A | N/A | N/A | N/A | N | DATA NOT AVAILABLE | N/A | TBC | N/A | DATA NOT AVAILABLE | 2020-07-22
2000027318634 | DATA NOT AVAILABLE | THAMES WATER UTILITIES LIMITED | DATCHET 2 RAW WATER PS | DATCHET 2 RAW WATER PS DATCU2ZZ | DATCHET WPS | SLOUGH | BERKSHIRE | SL3 9HY | ENGLAND | 500049 | 176141 | IVES | LOFO 33kV | MWB DATCHET | 33 | SOUTHERN ELECTRIC POWER DISTRIBUTION PLC | BIOFUEL SEWAGE GAS | DATA NOT AVAILABLE | NO | TBC | TBC | TBC | DATA NOT AVAILABLE | DATA NOT AVAILABLE | DATA NOT AVAILABLE | DATA NOT AVAILABLE | DATA NOT AVAILABLE | DATA NOT AVAILABLE | DATA NOT AVAILABLE | DATA NOT AVAILABLE | DATA NOT AVAILABLE | DATA NOT AVAILABLE | DATA NOT AVAILABLE | DATA NOT AVAILABLE | No | CONNECTED | 5.795 | 5.795 | 6.1 | TBC | TBC | TBC | N/A | N/A | N/A | N/A | N/A | N/A | N/A | N | DATA NOT AVAILABLE | N/A | TBC | N/A | DATA NOT AVAILABLE | 2020-07-22
2000027323866 | DATA NOT AVAILABLE | AFFINITY WATER LIMITED | IVER WTW | IVER WTW | THORNEY LANE NORTH | IVER | BUCKINGHAMSHIRE | SL0 9HF | ENGLAND | 503098 | 179981 | IVES | UPTO 22kV | SUTTON LANE | 11 | SOUTHERN ELECTRIC POWER DISTRIBUTION PLC | DATA NOT AVAILABLE | DATA NOT AVAILABLE | NO | TBC | TBC | TBC | DATA NOT AVAILABLE | DATA NOT AVAILABLE | DATA NOT AVAILABLE | DATA NOT AVAILABLE | DATA NOT AVAILABLE | DATA NOT AVAILABLE | DATA NOT AVAILABLE | DATA NOT AVAILABLE | DATA NOT AVAILABLE | DATA NOT AVAILABLE | DATA NOT AVAILABLE | DATA NOT AVAILABLE | No | CONNECTED | 5.32 | 5.32 | 5.6 | TBC | TBC | TBC | N/A | N/A | N/A | N/A | N/A | N/A | N/A | N | DATA NOT AVAILABLE | N/A | TBC | N/A | DATA NOT AVAILABLE | 2020-07-22
2000027339192 | DATA NOT AVAILABLE | TARMAC | WESTBURY LANDFILL SITE | WESTBURY LANDFILL SITE VIRADOR WASTE MANAGEMENT | TROWBRIDGE ROAD | WESTBURY | WILTSHIRE | BA13 4LX | ENGLAND | 388879 | 152665 | MELK | FROM 33kV | WESTBURY CEMENT | 33 | SOUTHERN ELECTRIC POWER DISTRIBUTION PLC | WASTE | DATA NOT AVAILABLE | NO | TBC | TBC | TBC | DATA NOT AVAILABLE | DATA NOT AVAILABLE | DATA NOT AVAILABLE | DATA NOT AVAILABLE | DATA NOT AVAILABLE | DATA NOT AVAILABLE | DATA NOT AVAILABLE | DATA NOT AVAILABLE | DATA NOT AVAILABLE | DATA NOT AVAILABLE | DATA NOT AVAILABLE | DATA NOT AVAILABLE | No | CONNECTED | 1.9 | 1.9 | 2 | TBC | TBC | TBC | N/A | N/A | N/A | N/A | N/A | N/A | N/A | N | DATA NOT AVAILABLE | N/A | TBC | N/A | DATA NOT AVAILABLE | 2020-07-22
2000027340036 | DATA NOT AVAILABLE | NESTLE UK LIMITED | NESTLE CO LTD | NESTLE CO LTD | DATA NOT AVAILABLE | TROWBRIDGE | WILTSHIRE | BA14 6PH | ENGLAND | 385730 | 160959 | MELK | NORR 33kV | STAVERTON DAIRY | 33 | SOUTHERN ELECTRIC POWER DISTRIBUTION PLC | DATA NOT AVAILABLE | DATA NOT AVAILABLE | NO | TBC | TBC | TBC | DATA NOT AVAILABLE | DATA NOT AVAILABLE | DATA NOT AVAILABLE | DATA NOT AVAILABLE | DATA NOT AVAILABLE | DATA NOT AVAILABLE | DATA NOT AVAILABLE | DATA NOT AVAILABLE | DATA NOT AVAILABLE | DATA NOT AVAILABLE | DATA NOT AVAILABLE | DATA NOT AVAILABLE | No | CONNECTED | 3.325 | 3.325 | 3.5 | TBC | TBC | TBC | N/A | N/A | N/A | N/A | N/A | N/A | N/A | N | DATA NOT AVAILABLE | N/A | TBC | N/A | DATA NOT AVAILABLE | 2020-07-22
2000027366498 | DATA NOT AVAILABLE | AIR PRODUCTS (BR) LTD | SOUTHMEAD IND EST | SOUTHMEAD IND EST | CHURCHWARD | DIDCOT | OXFORDSHIRE | OX11 7HB | ENGLAND | 451993 | 191810 | COWL | DRAY 33kV | AIR PRODUCTS | 11 | SOUTHERN ELECTRIC POWER DISTRIBUTION PLC | SOLAR | PHOTOVOLTAIC | NO | TBC | TBC | TBC | DATA NOT AVAILABLE | DATA NOT AVAILABLE | DATA NOT AVAILABLE | DATA NOT AVAILABLE | DATA NOT AVAILABLE | DATA NOT AVAILABLE | DATA NOT AVAILABLE | DATA NOT AVAILABLE | DATA NOT AVAILABLE | DATA NOT AVAILABLE | DATA NOT AVAILABLE | DATA NOT AVAILABLE | No | CONNECTED | 14.44 | 14.44 | 15.2 | TBC | TBC | TBC | N/A | N/A | N/A | N/A | N/A | N/A | N/A | N | DATA NOT AVAILABLE | N/A | TBC | N/A | DATA NOT AVAILABLE | 2020-07-22
2000027454452 | DATA NOT AVAILABLE | NETWORK RAIL INFRASTRUCTURE LTD | SUBSTATION | SUBSTATION | NORTHPORT | WAREHAM | DORSET | BH20 4AS | ENGLAND | 391997 | 88114 | MANN | WARE 33kV | WAREHAM GRID | 33 | SOUTHERN ELECTRIC POWER DISTRIBUTION PLC | DATA NOT AVAILABLE | DATA NOT AVAILABLE | NO | TBC | TBC | TBC | DATA NOT AVAILABLE | DATA NOT AVAILABLE | DATA NOT AVAILABLE | DATA NOT AVAILABLE | DATA NOT AVAILABLE | DATA NOT AVAILABLE | DATA NOT AVAILABLE | DATA NOT AVAILABLE | DATA NOT AVAILABLE | DATA NOT AVAILABLE | DATA NOT AVAILABLE | DATA NOT AVAILABLE | No | CONNECTED | 4.75 | 4.75 | 5 | TBC | TBC | TBC | N/A | N/A | N/A | N/A | N/A | N/A | N/A | N | DATA NOT AVAILABLE | N/A | TBC | N/A | DATA NOT AVAILABLE | 2020-07-22
1700052793207 | DATA NOT AVAILABLE | POINT AND SANDWICK POWER LIMITED | BEINN GREIDAIG WIND | WIND GENERATING STATION BEINN GREIDAIG | DATA NOT AVAILABLE | STORNOWAY | EILEAN SIAR | HS2 0DL | SCOTLAND | 140749 | 934247 | ARMO | N/A | STORNOWAY GRID | 33 | SCOTTISH HYDRO ELECTRIC POWER DISTRIBUTION PLC | WIND | ONSHORE WIND TURBINES | NO | TBC | TBC | 9 | DATA NOT AVAILABLE | DATA NOT AVAILABLE | DATA NOT AVAILABLE | DATA NOT AVAILABLE | DATA NOT AVAILABLE | DATA NOT AVAILABLE | DATA NOT AVAILABLE | DATA NOT AVAILABLE | DATA NOT AVAILABLE | DATA NOT AVAILABLE | DATA NOT AVAILABLE | DATA NOT AVAILABLE | No | CONNECTED | 9.025 | 9.025 | 9.5 | TBC | TBC | 2015-05-29 | N/A | N/A | N/A | N/A | N/A | N/A | N/A | N | DATA NOT AVAILABLE | N/A | TBC | N/A | DATA NOT AVAILABLE | 2020-07-22
2000027466068 | DATA NOT AVAILABLE | GEO SPECIALTY CHEMICALS UK LIMITED | GEO SPECIALTY CHEMICALS | GEO SPECIALTY CHEMICALS | DATA NOT AVAILABLE | SOUTHAMPTON | HAMPSHIRE | SO45 3ZG | ENGLAND | 443477 | 105857 | FAWL | TBC | LYNES COMMON | 11 | SOUTHERN ELECTRIC POWER DISTRIBUTION PLC | OTHER | OTHER | NO | TBC | TBC | TBC | DATA NOT AVAILABLE | DATA NOT AVAILABLE | DATA NOT AVAILABLE | DATA NOT AVAILABLE | DATA NOT AVAILABLE | DATA NOT AVAILABLE | DATA NOT AVAILABLE | DATA NOT AVAILABLE | DATA NOT AVAILABLE | DATA NOT AVAILABLE | DATA NOT AVAILABLE | DATA NOT AVAILABLE | No | CONNECTED | 2.375 | 2.375 | 2.5 | TBC | TBC | TBC | N/A | N/A | N/A | N/A | N/A | N/A | N/A | N | DATA NOT AVAILABLE | N/A | TBC | N/A | DATA NOT AVAILABLE | 2020-07-22
2000050275543 | DATA NOT AVAILABLE | BOC LIMITED | GAS GENERATOR PLANT | GAS GENERATOR PLANT | CADLAND ROAD | SOUTHAMPTON | HAMPSHIRE | SO45 3NP | ENGLAND | 445289 | 103859 | FAWL | TBC | BOC FAWLEY | 11 | SOUTHERN ELECTRIC POWER DISTRIBUTION PLC | SOLAR | PHOTOVOLTAIC | NO | TBC | TBC | TBC | DATA NOT AVAILABLE | DATA NOT AVAILABLE | DATA NOT AVAILABLE | DATA NOT AVAILABLE | DATA NOT AVAILABLE | DATA NOT AVAILABLE | DATA NOT AVAILABLE | DATA NOT AVAILABLE | DATA NOT AVAILABLE | DATA NOT AVAILABLE | DATA NOT AVAILABLE | DATA NOT AVAILABLE | No | CONNECTED | 20.9 | 20.9 | 22 | TBC | TBC | TBC | N/A | N/A | N/A | N/A | N/A | N/A | N/A | N | DATA NOT AVAILABLE | N/A | TBC | N/A | DATA NOT AVAILABLE | 2020-07-22
2000050275552 | DATA NOT AVAILABLE | QINETIQ LIMITED | QINETIQ | QINETIQ | CODY TECHNOLOGY PARK | FARNBOROUGH | HAMPSHIRE | GU14 0LX | ENGLAND | 484323 | 154047 | FLEE | TBC | FARNBOROUGH RAE | 33 | SOUTHERN ELECTRIC POWER DISTRIBUTION PLC | SOLAR | PHOTOVOLTAIC | NO | TBC | TBC | TBC | DATA NOT AVAILABLE | DATA NOT AVAILABLE | DATA NOT AVAILABLE | DATA NOT AVAILABLE | DATA NOT AVAILABLE | DATA NOT AVAILABLE | DATA NOT AVAILABLE | DATA NOT AVAILABLE | DATA NOT AVAILABLE | DATA NOT AVAILABLE | DATA NOT AVAILABLE | DATA NOT AVAILABLE | No | CONNECTED | 85.5 | 85.5 | 90 | TBC | TBC | TBC | N/A | N/A | N/A | N/A | N/A | N/A | N/A | N | DATA NOT AVAILABLE | N/A | TBC | N/A | DATA NOT AVAILABLE | 2020-07-22
2000050276556 | DATA NOT AVAILABLE | NETWORK RAIL INFRASTRUCTURE LTD | BRITISH RAILWAYS | BRITISH RAILWAYS | STATION ROAD | ALTON | HAMPSHIRE | GU34 2PZ | ENGLAND | 472277 | 139758 | FLEE | ALTO 33kV | ALTON GRID | 33 | SOUTHERN ELECTRIC POWER DISTRIBUTION PLC | SOLAR | PHOTOVOLTAIC | NO | TBC | TBC | TBC | DATA NOT AVAILABLE | DATA NOT AVAILABLE | DATA NOT AVAILABLE | DATA NOT AVAILABLE | DATA NOT AVAILABLE | DATA NOT AVAILABLE | DATA NOT AVAILABLE | DATA NOT AVAILABLE | DATA NOT AVAILABLE | DATA NOT AVAILABLE | DATA NOT AVAILABLE | DATA NOT AVAILABLE | No | CONNECTED | 5.7 | 5.7 | 6 | TBC | TBC | TBC | N/A | N/A | N/A | N/A | N/A | N/A | N/A | N | DATA NOT AVAILABLE | N/A | TBC | N/A | DATA NOT AVAILABLE | 2020-07-22
2000050277160 | DATA NOT AVAILABLE | PERENCO UK LIMITED | WYTCH FARM | WYTCH FARM MAIN SUPPLY) | THRASHERS LANE | WAREHAM | DORSET | BH20 5JR | ENGLAND | 397503 | 85131 | MANN | TBC | WYTCH FARM | 132 | SOUTHERN ELECTRIC POWER DISTRIBUTION PLC | FOSSIL - GAS | DATA NOT AVAILABLE | NO | TBC | TBC | TBC | DATA NOT AVAILABLE | DATA NOT AVAILABLE | DATA NOT AVAILABLE | DATA NOT AVAILABLE | DATA NOT AVAILABLE | DATA NOT AVAILABLE | DATA NOT AVAILABLE | DATA NOT AVAILABLE | DATA NOT AVAILABLE | DATA NOT AVAILABLE | DATA NOT AVAILABLE | DATA NOT AVAILABLE | No | CONNECTED | 32.3 | 32.3 | 34 | TBC | TBC | TBC | N/A | N/A | N/A | N/A | N/A | N/A | N/A | N | DATA NOT AVAILABLE | N/A | TBC | N/A | DATA NOT AVAILABLE | 2020-07-22
2000050277986 | DATA NOT AVAILABLE | BAA PLC | INTAKE SUB STN NORTH | INTAKE SUB STN NORTH | NORTH PERIMETER ROAD | HOUNSLOW | HILLINGDON | TW6 2PL | ENGLAND | 509327 | 175938 | NHYD | TBC | HEATHROW NORTH | 33 | SOUTHERN ELECTRIC POWER DISTRIBUTION PLC | SOLAR | PHOTOVOLTAIC | NO | TBC | TBC | TBC | DATA NOT AVAILABLE | DATA NOT AVAILABLE | DATA NOT AVAILABLE | DATA NOT AVAILABLE | DATA NOT AVAILABLE | DATA NOT AVAILABLE | DATA NOT AVAILABLE | DATA NOT AVAILABLE | DATA NOT AVAILABLE | DATA NOT AVAILABLE | DATA NOT AVAILABLE | DATA NOT AVAILABLE | No | CONNECTED | 68.4 | 68.4 | 72 | TBC | TBC | TBC | N/A | N/A | N/A | N/A | N/A | N/A | N/A | N | DATA NOT AVAILABLE | N/A | TBC | N/A | DATA NOT AVAILABLE | 2020-07-22
2000050467030 | DATA NOT AVAILABLE | NETWORK RAIL INFRASTRUCTURE LTD | NORTH HYDE SUB STN | NORTH HYDE SUB STN | KEITH ROAD | HAYES | HILLINGDON | UB3 4HW | ENGLAND | 509476 | 179341 | NHYD | NHYD 22kV | NORTH HYDE | 11 | SOUTHERN ELECTRIC POWER DISTRIBUTION PLC | OTHER | OTHER | NO | TBC | TBC | TBC | DATA NOT AVAILABLE | DATA NOT AVAILABLE | DATA NOT AVAILABLE | DATA NOT AVAILABLE | DATA NOT AVAILABLE | DATA NOT AVAILABLE | DATA NOT AVAILABLE | DATA NOT AVAILABLE | DATA NOT AVAILABLE | DATA NOT AVAILABLE | DATA NOT AVAILABLE | DATA NOT AVAILABLE | No | CONNECTED | 9.5 | 9.5 | 10 | TBC | TBC | TBC | N/A | N/A | N/A | N/A | N/A | N/A | N/A | N | DATA NOT AVAILABLE | N/A | TBC | N/A | DATA NOT AVAILABLE | 2020-07-22
2000050544330 | DATA NOT AVAILABLE | TARMAC | WESTBURY LANDFILL SITE | WESTBURY LANDFILL SITE VIRADOR WASTE MANAGEMENT | TROWBRIDGE ROAD | WESTBURY | WILTSHIRE | BA13 4LX | ENGLAND | 388879 | 152665 | MELK | FROM 33kV | WESTBURY CEMENT | 33 | SOUTHERN ELECTRIC POWER DISTRIBUTION PLC | WASTE | DATA NOT AVAILABLE | NO | TBC | TBC | TBC | DATA NOT AVAILABLE | DATA NOT AVAILABLE | DATA NOT AVAILABLE | DATA NOT AVAILABLE | DATA NOT AVAILABLE | DATA NOT AVAILABLE | DATA NOT AVAILABLE | DATA NOT AVAILABLE | DATA NOT AVAILABLE | DATA NOT AVAILABLE | DATA NOT AVAILABLE | DATA NOT AVAILABLE | No | CONNECTED | 1.9 | 1.9 | 2 | TBC | TBC | TBC | N/A | N/A | N/A | N/A | N/A | N/A | N/A | N | DATA NOT AVAILABLE | N/A | TBC | N/A | DATA NOT AVAILABLE | 2020-07-22
2000050570312 | DATA NOT AVAILABLE | INFINIS LIMITED | SUTTON COURTENAY LANDFILL SITE | SUTTON COURTENAY LANDFILL SITE 135 039684 X | APPLEFORD SIDINGS | ABINGDON | OXFORDSHIRE | OX14 4PW | ENGLAND | 451339 | 193674 | COWL | DRAY 33kV | SUTTON COURTNEY | 33 | SOUTHERN ELECTRIC POWER DISTRIBUTION PLC | BIOFUEL - LANDFILL GAS | DATA NOT AVAILABLE | NO | TBC | TBC | TBC | DATA NOT AVAILABLE | DATA NOT AVAILABLE | DATA NOT AVAILABLE | DATA NOT AVAILABLE | DATA NOT AVAILABLE | DATA NOT AVAILABLE | DATA NOT AVAILABLE | DATA NOT AVAILABLE | DATA NOT AVAILABLE | DATA NOT AVAILABLE | DATA NOT AVAILABLE | DATA NOT AVAILABLE | No | CONNECTED | 14.25 | 14.25 | 15 | TBC | TBC | TBC | N/A | N/A | N/A | N/A | N/A | N/A | N/A | N | DATA NOT AVAILABLE | N/A | TBC | N/A | DATA NOT AVAILABLE | 2020-07-22
2000050662007 | DATA NOT AVAILABLE | THE ISLE OF WIGHT ENERGY COMPANY LIMITED | ARRETON VALLEY NURSERY | ARRETON VALLEY NURSERY | MAIN ROAD | NEWPORT | ISLE OF WIGHT | PO30 3AR | ENGLAND | 454719 | 84542 | FAWL | WOOC 33kV | ARRETON NURSERIES | 33 | SOUTHERN ELECTRIC POWER DISTRIBUTION PLC | SOLAR | PHOTOVOLTAIC | NO | TBC | TBC | TBC | DATA NOT AVAILABLE | DATA NOT AVAILABLE | DATA NOT AVAILABLE | DATA NOT AVAILABLE | DATA NOT AVAILABLE | DATA NOT AVAILABLE | DATA NOT AVAILABLE | DATA NOT AVAILABLE | DATA NOT AVAILABLE | DATA NOT AVAILABLE | DATA NOT AVAILABLE | DATA NOT AVAILABLE | No | CONNECTED | 1.995 | 1.995 | 2.1 | TBC | TBC | TBC | N/A | N/A | N/A | N/A | N/A | N/A | N/A | N | DATA NOT AVAILABLE | N/A | TBC | N/A | DATA NOT AVAILABLE | 2020-07-22
2000050662016 | DATA NOT AVAILABLE | THE ISLE OF WIGHT ENERGY COMPANY LIMITED | ARRETON VALLEY NURSERY | ARRETON VALLEY NURSERY | MAIN ROAD | NEWPORT | ISLE OF WIGHT | PO30 3AR | ENGLAND | 454719 | 84542 | FAWL | WOOC 33kV | ARRETON NURSERIES | 33 | SOUTHERN ELECTRIC POWER DISTRIBUTION PLC | SOLAR | PHOTOVOLTAIC | NO | TBC | TBC | TBC | DATA NOT AVAILABLE | DATA NOT AVAILABLE | DATA NOT AVAILABLE | DATA NOT AVAILABLE | DATA NOT AVAILABLE | DATA NOT AVAILABLE | DATA NOT AVAILABLE | DATA NOT AVAILABLE | DATA NOT AVAILABLE | DATA NOT AVAILABLE | DATA NOT AVAILABLE | DATA NOT AVAILABLE | No | CONNECTED | 33.25 | 33.25 | 35 | TBC | TBC | TBC | N/A | N/A | N/A | N/A | N/A | N/A | N/A | N | DATA NOT AVAILABLE | N/A | TBC | N/A | DATA NOT AVAILABLE | 2020-07-22
2000050795630 | DATA NOT AVAILABLE | THAMES WATER UTILITIES LIMITED | ASHFORD COMMON | ASHFORD COMMON WTW ASHFW1ZZ | STAINES ROAD WEST | ASHFORD | SURREY | TW15 1RU | ENGLAND | 508688 | 170136 | LALE | EBED 22kV | ASHFORD COMMON | 22 | SOUTHERN ELECTRIC POWER DISTRIBUTION PLC | SOLAR | PHOTOVOLTAIC | NO | TBC | TBC | TBC | DATA NOT AVAILABLE | DATA NOT AVAILABLE | DATA NOT AVAILABLE | DATA NOT AVAILABLE | DATA NOT AVAILABLE | DATA NOT AVAILABLE | DATA NOT AVAILABLE | DATA NOT AVAILABLE | DATA NOT AVAILABLE | DATA NOT AVAILABLE | DATA NOT AVAILABLE | DATA NOT AVAILABLE | No | CONNECTED | 4.75 | 4.75 | 5 | TBC | TBC | TBC | N/A | N/A | N/A | N/A | N/A | N/A | N/A | N | DATA NOT AVAILABLE | N/A | TBC | N/A | DATA NOT AVAILABLE | 2020-07-22
2000050928900 | DATA NOT AVAILABLE | SSE GENERATION LIMITED | DATA NOT AVAILABLE | SUB STATION NEW HV SUPPLY | STATION ROAD | THATCHAM | BERKSHIRE | RG19 4PP | ENGLAND | 452755 | 166366 | BRLE | THAT 33kV | THATCHAM | 11 | SOUTHERN ELECTRIC POWER DISTRIBUTION PLC | FOSSIL - GAS | DATA NOT AVAILABLE | NO | TBC | TBC | TBC | DATA NOT AVAILABLE | DATA NOT AVAILABLE | DATA NOT AVAILABLE | DATA NOT AVAILABLE | DATA NOT AVAILABLE | DATA NOT AVAILABLE | DATA NOT AVAILABLE | DATA NOT AVAILABLE | DATA NOT AVAILABLE | DATA NOT AVAILABLE | DATA NOT AVAILABLE | DATA NOT AVAILABLE | No | CONNECTED | 9.5 | 9.5 | 10 | TBC | TBC | TBC | N/A | N/A | N/A | N/A | N/A | N/A | N/A | N | DATA NOT AVAILABLE | N/A | TBC | N/A | DATA NOT AVAILABLE | 2020-07-22
2000050932697 | DATA NOT AVAILABLE | INFINIS PLC - WAPSEYS | WAPSEYS WOOD III | WAPSEYS WOOD III | OXFORD ROAD | GERRARDS CROSS | BUCKINGHAMSHIRE | SL9 8TG | ENGLAND | 497477 | 188599 | IVES | DENH 22kV | WAPSEYS WOOD | 22 | SOUTHERN ELECTRIC POWER DISTRIBUTION PLC | SOLAR | PHOTOVOLTAIC | NO | TBC | TBC | TBC | DATA NOT AVAILABLE | DATA NOT AVAILABLE | DATA NOT AVAILABLE | DATA NOT AVAILABLE | DATA NOT AVAILABLE | DATA NOT AVAILABLE | DATA NOT AVAILABLE | DATA NOT AVAILABLE | DATA NOT AVAILABLE | DATA NOT AVAILABLE | DATA NOT AVAILABLE | DATA NOT AVAILABLE | No | CONNECTED | 6.65 | 6.65 | 7 | TBC | TBC | TBC | N/A | N/A | N/A | N/A | N/A | N/A | N/A | N | DATA NOT AVAILABLE | N/A | TBC | N/A | DATA NOT AVAILABLE | 2020-07-22
2000050935800 | DATA NOT AVAILABLE | DE LA RUE INTERNATIONAL LTD ET AL | DATA NOT AVAILABLE | MILL | OVERTON MILL | BASINGSTOKE | HAMPSHIRE | RG25 3JG | ENGLAND | 451737 | 150947 | BRLE | BASI 33kV | OVERTON | 11 | SOUTHERN ELECTRIC POWER DISTRIBUTION PLC | WASTE | DATA NOT AVAILABLE | NO | TBC | TBC | TBC | DATA NOT AVAILABLE | DATA NOT AVAILABLE | DATA NOT AVAILABLE | DATA NOT AVAILABLE | DATA NOT AVAILABLE | DATA NOT AVAILABLE | DATA NOT AVAILABLE | DATA NOT AVAILABLE | DATA NOT AVAILABLE | DATA NOT AVAILABLE | DATA NOT AVAILABLE | DATA NOT AVAILABLE | No | CONNECTED | 5.7 | 5.7 | 6 | TBC | TBC | TBC | N/A | N/A | N/A | N/A | N/A | N/A | N/A | N | DATA NOT AVAILABLE | N/A | TBC | N/A | DATA NOT AVAILABLE | 2020-07-22
2000051034322 | DATA NOT AVAILABLE | CHAPEL FARM LANDFILL SITE | CHAPEL FARM LANDFILL SITE | CHAPEL FARM LANDFILL SITE | ERMINE STREET | SWINDON | WILTSHIRE | SN26 8DD | ENGLAND | 412827 | 191343 | MITY | SWIN 33kV | CHAPEL FARM | 33 | SOUTHERN ELECTRIC POWER DISTRIBUTION PLC | WATER (FLOWING WATER OR HEAD OF WATER) | HYDRO - OTHER | NO | TBC | TBC | TBC | DATA NOT AVAILABLE | DATA NOT AVAILABLE | DATA NOT AVAILABLE | DATA NOT AVAILABLE | DATA NOT AVAILABLE | DATA NOT AVAILABLE | DATA NOT AVAILABLE | DATA NOT AVAILABLE | DATA NOT AVAILABLE | DATA NOT AVAILABLE | DATA NOT AVAILABLE | DATA NOT AVAILABLE | No | CONNECTED | 3.8 | 3.8 | 4 | TBC | TBC | TBC | N/A | N/A | N/A | N/A | N/A | N/A | N/A | N | DATA NOT AVAILABLE | N/A | TBC | N/A | DATA NOT AVAILABLE | 2020-07-22
2000051063927 | DATA NOT AVAILABLE | MINISTRY OF DEFENCE | RATFYN TIDWORTH GENERATING STN | RATFYN TIDWORTH GENERATING STN | DATA NOT AVAILABLE | TIDWORTH | HAMPSHIRE | SP9 7AW | ENGLAND | 423119 | 147806 | MELK | AMES 33kV | MOD RATFYN | 33 | SOUTHERN ELECTRIC POWER DISTRIBUTION PLC | SOLAR | PHOTOVOLTAIC | NO | TBC | TBC | TBC | DATA NOT AVAILABLE | DATA NOT AVAILABLE | DATA NOT AVAILABLE | DATA NOT AVAILABLE | DATA NOT AVAILABLE | DATA NOT AVAILABLE | DATA NOT AVAILABLE | DATA NOT AVAILABLE | DATA NOT AVAILABLE | DATA NOT AVAILABLE | DATA NOT AVAILABLE | DATA NOT AVAILABLE | No | CONNECTED | 9.453 | 9.453 | 9.95 | TBC | TBC | TBC | N/A | N/A | N/A | N/A | N/A | N/A | N/A | N | DATA NOT AVAILABLE | N/A | TBC | N/A | DATA NOT AVAILABLE | 2020-07-22
2000051079954 | DATA NOT AVAILABLE | INFINIS ENERGY SERVICES LIMITED | WAPSEYS WOOD | WAPSEYS WOOD | OXFORD ROAD | GERRARDS CROSS | BUCKINGHAMSHIRE | SL9 8TG | ENGLAND | 497477 | 188599 | IVES | DENH 22kV | WAPSEYS WOOD | 22 | SOUTHERN ELECTRIC POWER DISTRIBUTION PLC | BIOFUEL - LANDFILL GAS | DATA NOT AVAILABLE | NO | TBC | TBC | TBC | DATA NOT AVAILABLE | DATA NOT AVAILABLE | DATA NOT AVAILABLE | DATA NOT AVAILABLE | DATA NOT AVAILABLE | DATA NOT AVAILABLE | DATA NOT AVAILABLE | DATA NOT AVAILABLE | DATA NOT AVAILABLE | DATA NOT AVAILABLE | DATA NOT AVAILABLE | DATA NOT AVAILABLE | No | CONNECTED | 1.995 | 1.995 | 2.1 | TBC | TBC | TBC | N/A | N/A | N/A | N/A | N/A | N/A | N/A | N | DATA NOT AVAILABLE | N/A | TBC | N/A | DATA NOT AVAILABLE | 2020-07-22
2000051080338 | DATA NOT AVAILABLE | HUMBLY GROVE ENERGY LIMITED | PRODUCTION PLANT | PRODUCTION PLANT | WESTON COMMON | ALTON | HAMPSHIRE | GU34 5SY | ENGLAND | 469288 | 144309 | FLEE | ALTO 33kV | HUMBLY GROVE | 11 | SOUTHERN ELECTRIC POWER DISTRIBUTION PLC | SOLAR | PHOTOVOLTAIC | NO | TBC | TBC | TBC | DATA NOT AVAILABLE | DATA NOT AVAILABLE | DATA NOT AVAILABLE | DATA NOT AVAILABLE | DATA NOT AVAILABLE | DATA NOT AVAILABLE | DATA NOT AVAILABLE | DATA NOT AVAILABLE | DATA NOT AVAILABLE | DATA NOT AVAILABLE | DATA NOT AVAILABLE | DATA NOT AVAILABLE | No | CONNECTED | 12.35 | 12.35 | 13 | TBC | TBC | TBC | N/A | N/A | N/A | N/A | N/A | N/A | N/A | N | DATA NOT AVAILABLE | N/A | TBC | N/A | DATA NOT AVAILABLE | 2020-07-22
2000051300396 | DATA NOT AVAILABLE | BAA PLC | CENTRAL INTAKE | CENTRAL INTAKE | HEATHROW AIRPORT | HOUNSLOW | HOUNSLOW | TW5 9RS | ENGLAND | 513939 | 175863 | IVES | LOFO 33kV | HEATHROW CENTRAL | 33 | SOUTHERN ELECTRIC POWER DISTRIBUTION PLC | SOLAR | PHOTOVOLTAIC | NO | TBC | TBC | TBC | DATA NOT AVAILABLE | DATA NOT AVAILABLE | DATA NOT AVAILABLE | DATA NOT AVAILABLE | DATA NOT AVAILABLE | DATA NOT AVAILABLE | DATA NOT AVAILABLE | DATA NOT AVAILABLE | DATA NOT AVAILABLE | DATA NOT AVAILABLE | DATA NOT AVAILABLE | DATA NOT AVAILABLE | No | CONNECTED | 30.4 | 30.4 | 32 | TBC | TBC | TBC | N/A | N/A | N/A | N/A | N/A | N/A | N/A | N | DATA NOT AVAILABLE | N/A | TBC | N/A | DATA NOT AVAILABLE | 2020-07-22
2000051425787 | DATA NOT AVAILABLE | BMW AG - BAYERISCHE MOTOREN WERKE AKTIENGESELLSCHAFT | ROLLS ROYCE FACTORY | ROLLS ROYCE FACTORY | STAINES STREET | CHICHESTER | WEST SUSSEX | PO18 0SH | ENGLAND | 488398 | 106766 | LOVE | CHHE 33kV | ROLLS ROYCE | 33 | SOUTHERN ELECTRIC POWER DISTRIBUTION PLC | SOLAR | PHOTOVOLTAIC | NO | TBC | TBC | TBC | DATA NOT AVAILABLE | DATA NOT AVAILABLE | DATA NOT AVAILABLE | DATA NOT AVAILABLE | DATA NOT AVAILABLE | DATA NOT AVAILABLE | DATA NOT AVAILABLE | DATA NOT AVAILABLE | DATA NOT AVAILABLE | DATA NOT AVAILABLE | DATA NOT AVAILABLE | DATA NOT AVAILABLE | No | CONNECTED | 5.7 | 5.7 | 6 | TBC | TBC | TBC | N/A | N/A | N/A | N/A | N/A | N/A | N/A | N | DATA NOT AVAILABLE | N/A | TBC | N/A | DATA NOT AVAILABLE | 2020-07-22
2000051445143 | DATA NOT AVAILABLE | SSE GENERATION LIMITED | CHIPPENHAM PROJECT | CHIPPENHAM PROJECT | COCKLEBURY LANE | CHIPPENHAM | WILTSHIRE | SN15 1RS | ENGLAND | 392671 | 174371 | MELK | CHIP 33kV | CHIPPENHAM | 33 | SOUTHERN ELECTRIC POWER DISTRIBUTION PLC | WIND | ONSHORE WIND TURBINES | NO | TBC | TBC | TBC | DATA NOT AVAILABLE | DATA NOT AVAILABLE | DATA NOT AVAILABLE | DATA NOT AVAILABLE | DATA NOT AVAILABLE | DATA NOT AVAILABLE | DATA NOT AVAILABLE | DATA NOT AVAILABLE | DATA NOT AVAILABLE | DATA NOT AVAILABLE | DATA NOT AVAILABLE | DATA NOT AVAILABLE | No | CONNECTED | 11.4 | 11.4 | 12 | TBC | TBC | TBC | N/A | N/A | N/A | N/A | N/A | N/A | N/A | N | DATA NOT AVAILABLE | N/A | TBC | N/A | DATA NOT AVAILABLE | 2020-07-22
2000052231228 | DATA NOT AVAILABLE | INFINIS PLC - WAPSEYS | WAPSEYS WOOD III | WAPSEYS WOOD III | OXFORD ROAD | GERRARDS CROSS | BUCKINGHAMSHIRE | SL9 8TG | ENGLAND | 497477 | 188599 | IVES | DENH 22kV | WAPSEYS WOOD | 22 | SOUTHERN ELECTRIC POWER DISTRIBUTION PLC | DATA NOT AVAILABLE | DATA NOT AVAILABLE | NO | TBC | TBC | TBC | DATA NOT AVAILABLE | DATA NOT AVAILABLE | DATA NOT AVAILABLE | DATA NOT AVAILABLE | DATA NOT AVAILABLE | DATA NOT AVAILABLE | DATA NOT AVAILABLE | DATA NOT AVAILABLE | DATA NOT AVAILABLE | DATA NOT AVAILABLE | DATA NOT AVAILABLE | DATA NOT AVAILABLE | No | CONNECTED | 1.995 | 1.995 | 2.1 | TBC | TBC | TBC | N/A | N/A | N/A | N/A | N/A | N/A | N/A | N | DATA NOT AVAILABLE | N/A | TBC | N/A | DATA NOT AVAILABLE | 2020-07-22
2000052369584 | DATA NOT AVAILABLE | HEATHROW AIRPORT LTD | HEATHROW TERMINAL 5 | HEATHROW TERMINAL 5 | HEATHROW AIRPORT | STAINES-UPON-THAMES | HILLINGDON | TW6 2GA | ENGLAND | 505123 | 176007 | LALE | STAI 33kV | STANWELL MOOR | 33 | SOUTHERN ELECTRIC POWER DISTRIBUTION PLC | BIOFUEL SEWAGE GAS | DATA NOT AVAILABLE | NO | TBC | TBC | TBC | DATA NOT AVAILABLE | DATA NOT AVAILABLE | DATA NOT AVAILABLE | DATA NOT AVAILABLE | DATA NOT AVAILABLE | DATA NOT AVAILABLE | DATA NOT AVAILABLE | DATA NOT AVAILABLE | DATA NOT AVAILABLE | DATA NOT AVAILABLE | DATA NOT AVAILABLE | DATA NOT AVAILABLE | No | CONNECTED | 39.71 | 39.71 | 41.8 | TBC | TBC | TBC | N/A | N/A | N/A | N/A | N/A | N/A | N/A | N | DATA NOT AVAILABLE | N/A | TBC | N/A | DATA NOT AVAILABLE | 2020-07-22
2000052503790 | DATA NOT AVAILABLE | NETWORK RAIL INFRASTRUCTURE LTD | DATA NOT AVAILABLE | DATA NOT AVAILABLE | DATA NOT AVAILABLE | ALDERSHOT | HAMPSHIRE | TBC | ENGLAND | TBC | TBC | FLEE | ALSH 33kV | ALDERSHOT | 11 | SOUTHERN ELECTRIC POWER DISTRIBUTION PLC | WASTE | DATA NOT AVAILABLE | NO | TBC | TBC | TBC | DATA NOT AVAILABLE | DATA NOT AVAILABLE | DATA NOT AVAILABLE | DATA NOT AVAILABLE | DATA NOT AVAILABLE | DATA NOT AVAILABLE | DATA NOT AVAILABLE | DATA NOT AVAILABLE | DATA NOT AVAILABLE | DATA NOT AVAILABLE | DATA NOT AVAILABLE | DATA NOT AVAILABLE | No | CONNECTED | 14.25 | 14.25 | 15 | TBC | TBC | TBC | N/A | N/A | N/A | N/A | N/A | N/A | N/A | N | DATA NOT AVAILABLE | N/A | TBC | N/A | DATA NOT AVAILABLE | 2020-07-22
2000052503805 | DATA NOT AVAILABLE | NETWORK RAIL INFRASTRUCTURE LTD | WATCHMOOR PARK | WATCHMOOR PARK | WATCHMOOR ROAD | CAMBERLEY | SURREY | GU15 3AQ | ENGLAND | 486542 | 159667 | FLEE | CAMB 33kV | CAMBERLEY | 11 | SOUTHERN ELECTRIC POWER DISTRIBUTION PLC | WATER (FLOWING WATER OR HEAD OF WATER) | HYDRO - OTHER | NO | TBC | TBC | TBC | DATA NOT AVAILABLE | DATA NOT AVAILABLE | DATA NOT AVAILABLE | DATA NOT AVAILABLE | DATA NOT AVAILABLE | DATA NOT AVAILABLE | DATA NOT AVAILABLE | DATA NOT AVAILABLE | DATA NOT AVAILABLE | DATA NOT AVAILABLE | DATA NOT AVAILABLE | DATA NOT AVAILABLE | No | CONNECTED | 14.25 | 14.25 | 15 | TBC | TBC | TBC | N/A | N/A | N/A | N/A | N/A | N/A | N/A | N | DATA NOT AVAILABLE | N/A | TBC | N/A | DATA NOT AVAILABLE | 2020-07-22
2000052659585 | DATA NOT AVAILABLE | EDF ENERGISED, UNKNOWN CUSTOMERS | PORTSMOUTH 178-403 | PORTSMOUTH 178-403 EBVS007 | IMPORT-EXPORT | PORTSMOUTH | PORTSMOUTH | PO3 5QH | ENGLAND | 466794 | 102814 | LOVE | PORP 33kV | HILSEA INCINERATOR | 33 | SOUTHERN ELECTRIC POWER DISTRIBUTION PLC | WIND | ONSHORE WIND TURBINES | NO | TBC | TBC | TBC | DATA NOT AVAILABLE | DATA NOT AVAILABLE | DATA NOT AVAILABLE | DATA NOT AVAILABLE | DATA NOT AVAILABLE | DATA NOT AVAILABLE | DATA NOT AVAILABLE | DATA NOT AVAILABLE | DATA NOT AVAILABLE | DATA NOT AVAILABLE | DATA NOT AVAILABLE | DATA NOT AVAILABLE | No | CONNECTED | 16.15 | 16.15 | 17 | TBC | TBC | TBC | N/A | N/A | N/A | N/A | N/A | N/A | N/A | N | DATA NOT AVAILABLE | N/A | TBC | N/A | DATA NOT AVAILABLE | 2020-07-22
2000052659600 | DATA NOT AVAILABLE | VEOLIA UK LIMITED | PORTSMOUTH 178-403 | PORTSMOUTH 178-403 EBVS007 | IMPORT-EXPORT | PORTSMOUTH | PORTSMOUTH | PO3 5QH | ENGLAND | 466794 | 102814 | LOVE | PORP 33kV | HILSEA INCINERATOR | 33 | SOUTHERN ELECTRIC POWER DISTRIBUTION PLC | OTHER | OTHER | NO | TBC | TBC | TBC | DATA NOT AVAILABLE | DATA NOT AVAILABLE | DATA NOT AVAILABLE | DATA NOT AVAILABLE | DATA NOT AVAILABLE | DATA NOT AVAILABLE | DATA NOT AVAILABLE | DATA NOT AVAILABLE | DATA NOT AVAILABLE | DATA NOT AVAILABLE | DATA NOT AVAILABLE | DATA NOT AVAILABLE | No | CONNECTED | 2.375 | 2.375 | 2.5 | TBC | TBC | TBC | N/A | N/A | N/A | N/A | N/A | N/A | N/A | N | DATA NOT AVAILABLE | N/A | TBC | N/A | DATA NOT AVAILABLE | 2020-07-22
2000052866920 | DATA NOT AVAILABLE | DATA NOT AVAILABLE | DATA NOT AVAILABLE | SUPPLY 2 | CURIE AVENUE | DIDCOT | OXFORDSHIRE | OX11 0QX | ENGLAND | 447506 | 186189 | COWL | HARS | HARWELL SOUTH | 11 | SOUTHERN ELECTRIC POWER DISTRIBUTION PLC | SOLAR | PHOTOVOLTAIC | NO | TBC | TBC | TBC | DATA NOT AVAILABLE | DATA NOT AVAILABLE | DATA NOT AVAILABLE | DATA NOT AVAILABLE | DATA NOT AVAILABLE | DATA NOT AVAILABLE | DATA NOT AVAILABLE | DATA NOT AVAILABLE | DATA NOT AVAILABLE | DATA NOT AVAILABLE | DATA NOT AVAILABLE | DATA NOT AVAILABLE | No | CONNECTED | 9.5 | 9.5 | 10 | TBC | TBC | TBC | N/A | N/A | N/A | N/A | N/A | N/A | N/A | N | DATA NOT AVAILABLE | N/A | TBC | N/A | DATA NOT AVAILABLE | 2020-07-22
2000052993042 | DATA NOT AVAILABLE | QINETIQ LIMITED | QINETIQ 1 | QINETIQ 1 | CODY TECHNOLOGY PARK | FARNBOROUGH | HAMPSHIRE | GU14 0LX | ENGLAND | 484323 | 154047 | FLEE | PYES 33kV | PYESTOCK | 11 | SOUTHERN ELECTRIC POWER DISTRIBUTION PLC | FOSSIL GAS | DATA NOT AVAILABLE | NO | TBC | TBC | TBC | DATA NOT AVAILABLE | DATA NOT AVAILABLE | DATA NOT AVAILABLE | DATA NOT AVAILABLE | DATA NOT AVAILABLE | DATA NOT AVAILABLE | DATA NOT AVAILABLE | DATA NOT AVAILABLE | DATA NOT AVAILABLE | DATA NOT AVAILABLE | DATA NOT AVAILABLE | DATA NOT AVAILABLE | No | CONNECTED | 14.25 | 14.25 | 15 | TBC | TBC | TBC | N/A | N/A | N/A | N/A | N/A | N/A | N/A | N | DATA NOT AVAILABLE | N/A | TBC | N/A | DATA NOT AVAILABLE | 2020-07-22
2000053759147 | DATA NOT AVAILABLE | NFPA (APRIL 2020) | LAKESIDE ENERGY FROM WASTE LIMITED | LAKESIDE ENERGY FROM WASTE LIMITED | LAKESIDE ROAD | SLOUGH | BUCKINGHAMSHIRE | SL3 0FE | ENGLAND | 503863 | 177288 | IVES | LOFO 33kV | LAKESIDE | 33 | SOUTHERN ELECTRIC POWER DISTRIBUTION PLC | WIND | ONSHORE WIND TURBINES | NO | TBC | TBC | TBC | DATA NOT AVAILABLE | DATA NOT AVAILABLE | DATA NOT AVAILABLE | DATA NOT AVAILABLE | DATA NOT AVAILABLE | DATA NOT AVAILABLE | DATA NOT AVAILABLE | DATA NOT AVAILABLE | DATA NOT AVAILABLE | DATA NOT AVAILABLE | DATA NOT AVAILABLE | DATA NOT AVAILABLE | No | CONNECTED | 4.75 | 4.75 | 5 | TBC | TBC | TBC | N/A | N/A | N/A | N/A | N/A | N/A | N/A | N | DATA NOT AVAILABLE | N/A | TBC | N/A | DATA NOT AVAILABLE | 2020-07-22
2000056495501 | DATA NOT AVAILABLE | CODFORD BIOGAS LTD | BRILLIANT HARVEST GENERATION | EAST FARM BRILLIANT HARVEST GENERATION | DATA NOT AVAILABLE | WARMINSTER | WILTSHIRE | BA12 0PJ | ENGLAND | 397429 | 139768 | MELK | FROM 33kV | MALMPIT HILL GENERATION | 11 | SOUTHERN ELECTRIC POWER DISTRIBUTION PLC | WASTE | DATA NOT AVAILABLE | NO | TBC | TBC | 6.35 | DATA NOT AVAILABLE | DATA NOT AVAILABLE | DATA NOT AVAILABLE | DATA NOT AVAILABLE | DATA NOT AVAILABLE | DATA NOT AVAILABLE | DATA NOT AVAILABLE | DATA NOT AVAILABLE | DATA NOT AVAILABLE | DATA NOT AVAILABLE | DATA NOT AVAILABLE | DATA NOT AVAILABLE | No | CONNECTED | 1.762 | 1.762 | 1.855 | TBC | TBC | 2016-02-22 | N/A | N/A | N/A | N/A | N/A | N/A | N/A | N | DATA NOT AVAILABLE | N/A | TBC | N/A | DATA NOT AVAILABLE | 2020-07-22
2000053874080 | DATA NOT AVAILABLE | COOP PPA SITES | WESTMILL WINDFARM | WESTMILL WINDFARM | WESTMILL WINDFARM | SWINDON | OXFORDSHIRE | SN6 8TR | ENGLAND | 425005 | 190014 | MITY | STRA 33kV | WESTMILL WIND FARM | 33 | SOUTHERN ELECTRIC POWER DISTRIBUTION PLC | WIND | ONSHORE WIND TURBINES | NO | TBC | TBC | TBC | DATA NOT AVAILABLE | DATA NOT AVAILABLE | DATA NOT AVAILABLE | DATA NOT AVAILABLE | DATA NOT AVAILABLE | DATA NOT AVAILABLE | DATA NOT AVAILABLE | DATA NOT AVAILABLE | DATA NOT AVAILABLE | DATA NOT AVAILABLE | DATA NOT AVAILABLE | DATA NOT AVAILABLE | No | CONNECTED | 2.66 | 2.66 | 2.8 | TBC | TBC | TBC | N/A | N/A | N/A | N/A | N/A | N/A | N/A | N | DATA NOT AVAILABLE | N/A | TBC | N/A | DATA NOT AVAILABLE | 2020-07-22
2000053874123 | DATA NOT AVAILABLE | COOP PPA SITES | WESTMILL WINDFARM | WESTMILL WINDFARM | WESTMILL WINDFARM | SWINDON | OXFORDSHIRE | SN6 8TR | ENGLAND | 425005 | 190014 | MITY | STRA 33kV | WESTMILL WIND FARM | 33 | SOUTHERN ELECTRIC POWER DISTRIBUTION PLC | WIND | ONSHORE WIND TURBINES | NO | TBC | TBC | TBC | DATA NOT AVAILABLE | DATA NOT AVAILABLE | DATA NOT AVAILABLE | DATA NOT AVAILABLE | DATA NOT AVAILABLE | DATA NOT AVAILABLE | DATA NOT AVAILABLE | DATA NOT AVAILABLE | DATA NOT AVAILABLE | DATA NOT AVAILABLE | DATA NOT AVAILABLE | DATA NOT AVAILABLE | No | CONNECTED | 3.895 | 3.895 | 4.1 | TBC | TBC | TBC | N/A | N/A | N/A | N/A | N/A | N/A | N/A | N | DATA NOT AVAILABLE | N/A | TBC | N/A | DATA NOT AVAILABLE | 2020-07-22
2000054315483 | DATA NOT AVAILABLE | NETWORK RAIL INFRASTRUCTURE LTD | S&S SUBSTATION | S&S SUBSTATION | DATA NOT AVAILABLE | CHICHESTER | WEST SUSSEX | PO20 1NP | ENGLAND | 486868 | 102962 | LOVE | HUNS 33kV | HUNSTON | 11 | SOUTHERN ELECTRIC POWER DISTRIBUTION PLC | OTHER | OTHER | NO | TBC | TBC | TBC | DATA NOT AVAILABLE | DATA NOT AVAILABLE | DATA NOT AVAILABLE | DATA NOT AVAILABLE | DATA NOT AVAILABLE | DATA NOT AVAILABLE | DATA NOT AVAILABLE | DATA NOT AVAILABLE | DATA NOT AVAILABLE | DATA NOT AVAILABLE | DATA NOT AVAILABLE | DATA NOT AVAILABLE | No | CONNECTED | 14.25 | 14.25 | 15 | TBC | TBC | TBC | N/A | N/A | N/A | N/A | N/A | N/A | N/A | N | DATA NOT AVAILABLE | N/A | TBC | N/A | DATA NOT AVAILABLE | 2020-07-22
2000054359392 | DATA NOT AVAILABLE | NETWORK RAIL INFRASTRUCTURE LTD | NETWORK RAIL | NETWORK RAIL | STANMORE LANE | WINCHESTER | HAMPSHIRE | SO23 9RB | ENGLAND | 447510 | 128082 | NURS | WINC 33kV | ST CROSS | 11 | SOUTHERN ELECTRIC POWER DISTRIBUTION PLC | DATA NOT AVAILABLE | DATA NOT AVAILABLE | NO | TBC | TBC | TBC | DATA NOT AVAILABLE | DATA NOT AVAILABLE | DATA NOT AVAILABLE | DATA NOT AVAILABLE | DATA NOT AVAILABLE | DATA NOT AVAILABLE | DATA NOT AVAILABLE | DATA NOT AVAILABLE | DATA NOT AVAILABLE | DATA NOT AVAILABLE | DATA NOT AVAILABLE | DATA NOT AVAILABLE | No | CONNECTED | 11.4 | 11.4 | 12 | TBC | TBC | TBC | N/A | N/A | N/A | N/A | N/A | N/A | N/A | N | DATA NOT AVAILABLE | N/A | TBC | N/A | DATA NOT AVAILABLE | 2020-07-22
2000027882757 | DATA NOT AVAILABLE | CANFORD RENEWABLE ENERGY LIMITED | DATA NOT AVAILABLE | WHITES PIT LANDFILL SITE | MAGNA ROAD | WIMBORNE | DORSET | BH21 3AW | ENGLAND | 404408 | 97211 | MANN | BOUV 33kV | ALDERNEY | 11 | SOUTHERN ELECTRIC POWER DISTRIBUTION PLC | WASTE | DATA NOT AVAILABLE | NO | TBC | TBC | TBC | DATA NOT AVAILABLE | DATA NOT AVAILABLE | DATA NOT AVAILABLE | DATA NOT AVAILABLE | DATA NOT AVAILABLE | DATA NOT AVAILABLE | DATA NOT AVAILABLE | DATA NOT AVAILABLE | DATA NOT AVAILABLE | DATA NOT AVAILABLE | DATA NOT AVAILABLE | DATA NOT AVAILABLE | No | CONNECTED | 7.125 | 7.125 | 7.5 | TBC | TBC | TBC | N/A | N/A | N/A | N/A | N/A | N/A | N/A | N | DATA NOT AVAILABLE | N/A | TBC | N/A | DATA NOT AVAILABLE | 2020-10-01
2000054431792 | DATA NOT AVAILABLE | VIRIDOR WASTE MANAGEMENT LIMITED | VIRIDOR WASTE MANAGEMENT | VIRIDOR WASTE MANAGEMENT | BERE ROAD | WAREHAM | DORSET | BH20 7PA | ENGLAND | 389971 | 90089 | MANN | WARE 33kV | WAREHAM TOWN | 11 | SOUTHERN ELECTRIC POWER DISTRIBUTION PLC | BIOFUEL - LANDFILL GAS | DATA NOT AVAILABLE | NO | TBC | TBC | TBC | DATA NOT AVAILABLE | DATA NOT AVAILABLE | DATA NOT AVAILABLE | DATA NOT AVAILABLE | DATA NOT AVAILABLE | DATA NOT AVAILABLE | DATA NOT AVAILABLE | DATA NOT AVAILABLE | DATA NOT AVAILABLE | DATA NOT AVAILABLE | DATA NOT AVAILABLE | DATA NOT AVAILABLE | No | CONNECTED | 3.8 | 3.8 | 4 | TBC | TBC | TBC | N/A | N/A | N/A | N/A | N/A | N/A | N/A | N | DATA NOT AVAILABLE | N/A | TBC | N/A | DATA NOT AVAILABLE | 2020-07-22
2000054674353 | DATA NOT AVAILABLE | VEOLIA UK LIMITED | BLUE HAZE LANDFILL | BLUE HAZE LANDFILL RINGWOOD LANDFILL GEN SUB | VERWOOD ROAD | RINGWOOD | DORSET | BH24 3QE | ENGLAND | 412191 | 106833 | MANN | MANN 33kV | RINGWOOD LANDFILL | 33 | SOUTHERN ELECTRIC POWER DISTRIBUTION PLC | WIND | ONSHORE WIND TURBINES | NO | TBC | TBC | TBC | DATA NOT AVAILABLE | DATA NOT AVAILABLE | DATA NOT AVAILABLE | DATA NOT AVAILABLE | DATA NOT AVAILABLE | DATA NOT AVAILABLE | DATA NOT AVAILABLE | DATA NOT AVAILABLE | DATA NOT AVAILABLE | DATA NOT AVAILABLE | DATA NOT AVAILABLE | DATA NOT AVAILABLE | No | CONNECTED | 4.75 | 4.75 | 5 | TBC | TBC | TBC | N/A | N/A | N/A | N/A | N/A | N/A | N/A | N | DATA NOT AVAILABLE | N/A | TBC | N/A | DATA NOT AVAILABLE | 2020-07-22
2000054899591 | DATA NOT AVAILABLE | EDF ENERGISED, UNKNOWN CUSTOMERS | NESTLE CO LTD | NESTLE CO LTD | DATA NOT AVAILABLE | TROWBRIDGE | WILTSHIRE | BA14 6PH | ENGLAND | 385730 | 160959 | MELK | NORR 33kV | STAVERTON DAIRY | 33 | SOUTHERN ELECTRIC POWER DISTRIBUTION PLC | FOSSIL - GAS | DATA NOT AVAILABLE | NO | TBC | TBC | TBC | DATA NOT AVAILABLE | DATA NOT AVAILABLE | DATA NOT AVAILABLE | DATA NOT AVAILABLE | DATA NOT AVAILABLE | DATA NOT AVAILABLE | DATA NOT AVAILABLE | DATA NOT AVAILABLE | DATA NOT AVAILABLE | DATA NOT AVAILABLE | DATA NOT AVAILABLE | DATA NOT AVAILABLE | No | CONNECTED | 5.178 | 5.178 | 5.45 | TBC | TBC | TBC | N/A | N/A | N/A | N/A | N/A | N/A | N/A | N | DATA NOT AVAILABLE | N/A | TBC | N/A | DATA NOT AVAILABLE | 2020-07-22
2000055109283 | DATA NOT AVAILABLE | WESTMILL SOLA | WESTMILL WIND FARM | WESTMILL WIND FARM | DATA NOT AVAILABLE | SWINDON | SWINDON | SN6 8TH | ENGLAND | 423237 | 190942 | MITY | STRA 33kV | WESTMILL PV GENERATION | 33 | SOUTHERN ELECTRIC POWER DISTRIBUTION PLC | WIND | ONSHORE WIND TURBINES | NO | TBC | TBC | TBC | DATA NOT AVAILABLE | DATA NOT AVAILABLE | DATA NOT AVAILABLE | DATA NOT AVAILABLE | DATA NOT AVAILABLE | DATA NOT AVAILABLE | DATA NOT AVAILABLE | DATA NOT AVAILABLE | DATA NOT AVAILABLE | DATA NOT AVAILABLE | DATA NOT AVAILABLE | DATA NOT AVAILABLE | No | CONNECTED | 4.75 | 4.75 | 5 | TBC | TBC | TBC | N/A | N/A | N/A | N/A | N/A | N/A | N/A | N | DATA NOT AVAILABLE | N/A | TBC | N/A | DATA NOT AVAILABLE | 2020-07-22
2000055125824 | DATA NOT AVAILABLE | MALMESBURY SOLAR LIMITED | SUNSTROOM | SUNSTROOM | MARSH PV FARM | MALMESBURY | WILTSHIRE | SN16 9SR | ENGLAND | 393140 | 191161 | MELK | CHIP 33kV | MARSH FARM PV GENERATION | 33 | SOUTHERN ELECTRIC POWER DISTRIBUTION PLC | SOLAR | PHOTOVOLTAIC | NO | TBC | TBC | TBC | DATA NOT AVAILABLE | DATA NOT AVAILABLE | DATA NOT AVAILABLE | DATA NOT AVAILABLE | DATA NOT AVAILABLE | DATA NOT AVAILABLE | DATA NOT AVAILABLE | DATA NOT AVAILABLE | DATA NOT AVAILABLE | DATA NOT AVAILABLE | DATA NOT AVAILABLE | DATA NOT AVAILABLE | No | CONNECTED | 4.275 | 4.275 | 4.5 | TBC | TBC | TBC | N/A | N/A | N/A | N/A | N/A | N/A | N/A | N | DATA NOT AVAILABLE | N/A | TBC | N/A | DATA NOT AVAILABLE | 2020-07-22
2000055125833 | DATA NOT AVAILABLE | LAKE FARM PHASE 2 | LAKE PV FARM | LAKE PV FARM AEE RENEWABLES | SUTTON LANE | CHIPPENHAM | WILTSHIRE | SN15 4SQ | ENGLAND | 393573 | 177950 | MELK | CHIP 33kV | LAKE FARM PV GEN | 33 | SOUTHERN ELECTRIC POWER DISTRIBUTION PLC | BIOMASS | DATA NOT AVAILABLE | NO | TBC | TBC | TBC | DATA NOT AVAILABLE | DATA NOT AVAILABLE | DATA NOT AVAILABLE | DATA NOT AVAILABLE | DATA NOT AVAILABLE | DATA NOT AVAILABLE | DATA NOT AVAILABLE | DATA NOT AVAILABLE | DATA NOT AVAILABLE | DATA NOT AVAILABLE | DATA NOT AVAILABLE | DATA NOT AVAILABLE | No | CONNECTED | 4.275 | 4.275 | 4.5 | TBC | TBC | TBC | N/A | N/A | N/A | N/A | N/A | N/A | N/A | N | DATA NOT AVAILABLE | N/A | TBC | N/A | DATA NOT AVAILABLE | 2020-07-22
2000055132450 | DATA NOT AVAILABLE | KS SPV 5 LIMITED | DURRANTS FARM PV | DURRANTS FARM PV | COLEMANS LANE | NEWPORT | ISLE OF WIGHT | PO30 4LX | ENGLAND | 445475 | 90167 | FAWL | COWE 33kV | DURRANTS FARM PV GEN | 33 | SOUTHERN ELECTRIC POWER DISTRIBUTION PLC | WATER (FLOWING WATER OR HEAD OF WATER) | HYDRO - OTHER | NO | TBC | TBC | TBC | DATA NOT AVAILABLE | DATA NOT AVAILABLE | DATA NOT AVAILABLE | DATA NOT AVAILABLE | DATA NOT AVAILABLE | DATA NOT AVAILABLE | DATA NOT AVAILABLE | DATA NOT AVAILABLE | DATA NOT AVAILABLE | DATA NOT AVAILABLE | DATA NOT AVAILABLE | DATA NOT AVAILABLE | No | CONNECTED | 4.75 | 4.75 | 5 | TBC | TBC | TBC | N/A | N/A | N/A | N/A | N/A | N/A | N/A | N | DATA NOT AVAILABLE | N/A | TBC | N/A | DATA NOT AVAILABLE | 2020-07-22
2000055138762 | DATA NOT AVAILABLE | B K S ENERGY LIMITED | DATA NOT AVAILABLE | PV FIELD | STONE FARM | NEWPORT | ISLE OF WIGHT | PO30 3BQ | ENGLAND | 450829 | 86186 | FAWL | COWE 33kV | STONE FARM | 33 | SOUTHERN ELECTRIC POWER DISTRIBUTION PLC | SOLAR | PHOTOVOLTAIC | NO | TBC | TBC | TBC | DATA NOT AVAILABLE | DATA NOT AVAILABLE | DATA NOT AVAILABLE | DATA NOT AVAILABLE | DATA NOT AVAILABLE | DATA NOT AVAILABLE | DATA NOT AVAILABLE | DATA NOT AVAILABLE | DATA NOT AVAILABLE | DATA NOT AVAILABLE | DATA NOT AVAILABLE | DATA NOT AVAILABLE | No | CONNECTED | 4.75 | 4.75 | 5 | TBC | TBC | TBC | N/A | N/A | N/A | N/A | N/A | N/A | N/A | N | DATA NOT AVAILABLE | N/A | TBC | N/A | DATA NOT AVAILABLE | 2020-07-22
1700052844321 | DATA NOT AVAILABLE | RINGLINK (SCOTLAND) LIMITED | HILL OF EASTERTON EXTENSION | WIND GENERATING STATION HILL OF EASTERTON | DATA NOT AVAILABLE | INVERURIE | ABERDEENSHIRE | AB51 8US | SCOTLAND | 375959 | 831423 | KINT | N/A | KINTORE GRID | 33 | SCOTTISH HYDRO ELECTRIC POWER DISTRIBUTION PLC | WIND | ONSHORE WIND TURBINES | NO | TBC | TBC | 2.3 | DATA NOT AVAILABLE | DATA NOT AVAILABLE | DATA NOT AVAILABLE | DATA NOT AVAILABLE | DATA NOT AVAILABLE | DATA NOT AVAILABLE | DATA NOT AVAILABLE | DATA NOT AVAILABLE | DATA NOT AVAILABLE | DATA NOT AVAILABLE | DATA NOT AVAILABLE | DATA NOT AVAILABLE | No | CONNECTED | 2.185 | 2.185 | 2.3 | TBC | TBC | TBC | N/A | N/A | N/A | N/A | N/A | N/A | N/A | N | DATA NOT AVAILABLE | N/A | TBC | N/A | DATA NOT AVAILABLE | 2020-07-22
2000055213969 | DATA NOT AVAILABLE | AEE RENEWABLE UK 3 LTD | KINGSTON PV FARM | KINGSTON PV FARM | HOLT ROAD | BRADFORD-ON-AVON | WILTSHIRE | TBC | ENGLAND | TBC | TBC | MELK | NORR 33kV | KINGSTON FARM PV GEN | 33 | SOUTHERN ELECTRIC POWER DISTRIBUTION PLC | SOLAR | PHOTOVOLTAIC | NO | TBC | TBC | TBC | DATA NOT AVAILABLE | DATA NOT AVAILABLE | DATA NOT AVAILABLE | DATA NOT AVAILABLE | DATA NOT AVAILABLE | DATA NOT AVAILABLE | DATA NOT AVAILABLE | DATA NOT AVAILABLE | DATA NOT AVAILABLE | DATA NOT AVAILABLE | DATA NOT AVAILABLE | DATA NOT AVAILABLE | No | CONNECTED | 4.275 | 4.275 | 4.5 | TBC | TBC | TBC | N/A | N/A | N/A | N/A | N/A | N/A | N/A | N | DATA NOT AVAILABLE | N/A | TBC | N/A | DATA NOT AVAILABLE | 2020-07-22
2000055426214 | DATA NOT AVAILABLE | WELLOW SOLAR FARM | WELLOW SOLAR PARK | WELLOW SOLAR PARK WELLOW PV FARM SUBSTATION | LEE FARM | YARMOUTH | ISLE OF WIGHT | PO41 0SY | ENGLAND | 438042 | 88604 | FAWL | COWE 33kV | WELLOW FM PV GENERATION | 33 | SOUTHERN ELECTRIC POWER DISTRIBUTION PLC | SOLAR | PHOTOVOLTAIC | NO | TBC | TBC | TBC | DATA NOT AVAILABLE | DATA NOT AVAILABLE | DATA NOT AVAILABLE | DATA NOT AVAILABLE | DATA NOT AVAILABLE | DATA NOT AVAILABLE | DATA NOT AVAILABLE | DATA NOT AVAILABLE | DATA NOT AVAILABLE | DATA NOT AVAILABLE | DATA NOT AVAILABLE | DATA NOT AVAILABLE | No | CONNECTED | 4.75 | 4.75 | 5 | TBC | TBC | TBC | N/A | N/A | N/A | N/A | N/A | N/A | N/A | N | DATA NOT AVAILABLE | N/A | TBC | N/A | DATA NOT AVAILABLE | 2020-07-22
2000055426241 | DATA NOT AVAILABLE | SUNSAVE 2 LIMITED | WOODHORN FARM | WOODHORN FARM WOODHORN PV FARM SUBSTATION | DATA NOT AVAILABLE | CHICHESTER | WEST SUSSEX | PO20 2BX | ENGLAND | 491265 | 104650 | LOVE | CHHE 33kV | OVING PV GENERATION | 33 | SOUTHERN ELECTRIC POWER DISTRIBUTION PLC | SOLAR | PHOTOVOLTAIC | NO | TBC | TBC | TBC | DATA NOT AVAILABLE | DATA NOT AVAILABLE | DATA NOT AVAILABLE | DATA NOT AVAILABLE | DATA NOT AVAILABLE | DATA NOT AVAILABLE | DATA NOT AVAILABLE | DATA NOT AVAILABLE | DATA NOT AVAILABLE | DATA NOT AVAILABLE | DATA NOT AVAILABLE | DATA NOT AVAILABLE | No | CONNECTED | 4.75 | 4.75 | 5 | TBC | TBC | TBC | N/A | N/A | N/A | N/A | N/A | N/A | N/A | N | DATA NOT AVAILABLE | N/A | TBC | N/A | DATA NOT AVAILABLE | 2020-07-22
2000055481456 | DATA NOT AVAILABLE | DATA NOT AVAILABLE | BATLEY'S POWER STATION | BATLEY'S POWER STATION | TALBOT ROAD | FAREHAM | HAMPSHIRE | PO15 5RY | ENGLAND | 453223 | 106841 | LOVE | FARE 33kV | PLESSEY TITCHFIELD GEN | 33 | SOUTHERN ELECTRIC POWER DISTRIBUTION PLC | WASTE | DATA NOT AVAILABLE | NO | TBC | TBC | TBC | DATA NOT AVAILABLE | DATA NOT AVAILABLE | DATA NOT AVAILABLE | DATA NOT AVAILABLE | DATA NOT AVAILABLE | DATA NOT AVAILABLE | DATA NOT AVAILABLE | DATA NOT AVAILABLE | DATA NOT AVAILABLE | DATA NOT AVAILABLE | DATA NOT AVAILABLE | DATA NOT AVAILABLE | No | CONNECTED | 19 | 19 | 20 | TBC | TBC | TBC | N/A | N/A | N/A | N/A | N/A | N/A | N/A | N | DATA NOT AVAILABLE | N/A | TBC | N/A | DATA NOT AVAILABLE | 2020-07-22
2000055580583 | DATA NOT AVAILABLE | DATA NOT AVAILABLE | WILMINGHAM SOLAR PARK LTD | WILMINGHAM SOLAR PARK LTD | WILMINGHAM LANE | FRESHWATER | ISLE OF WIGHT | PO40 9UQ | ENGLAND | 436059 | 87731 | FAWL | COWE 33kV | WILMINGHAM PV GEN | 33 | SOUTHERN ELECTRIC POWER DISTRIBUTION PLC | SOLAR | PHOTOVOLTAIC | NO | TBC | TBC | TBC | DATA NOT AVAILABLE | DATA NOT AVAILABLE | DATA NOT AVAILABLE | DATA NOT AVAILABLE | DATA NOT AVAILABLE | DATA NOT AVAILABLE | DATA NOT AVAILABLE | DATA NOT AVAILABLE | DATA NOT AVAILABLE | DATA NOT AVAILABLE | DATA NOT AVAILABLE | DATA NOT AVAILABLE | No | CONNECTED | 6.65 | 6.65 | 7 | TBC | TBC | TBC | N/A | N/A | N/A | N/A | N/A | N/A | N/A | N | DATA NOT AVAILABLE | N/A | TBC | N/A | DATA NOT AVAILABLE | 2020-07-22
2000055580608 | DATA NOT AVAILABLE | DATA NOT AVAILABLE | TRIGON SOLAR PARK LTD | TRIGON SOLAR PARK LTD | DATA NOT AVAILABLE | WAREHAM | DORSET | BH20 7PF | ENGLAND | 388480 | 88783 | MANN | WARE 33kV | TRIGON PV GENERATION | 33 | SOUTHERN ELECTRIC POWER DISTRIBUTION PLC | SOLAR | PHOTOVOLTAIC | NO | TBC | TBC | TBC | DATA NOT AVAILABLE | DATA NOT AVAILABLE | DATA NOT AVAILABLE | DATA NOT AVAILABLE | DATA NOT AVAILABLE | DATA NOT AVAILABLE | DATA NOT AVAILABLE | DATA NOT AVAILABLE | DATA NOT AVAILABLE | DATA NOT AVAILABLE | DATA NOT AVAILABLE | DATA NOT AVAILABLE | No | CONNECTED | 5.7 | 5.7 | 6 | TBC | TBC | TBC | N/A | N/A | N/A | N/A | N/A | N/A | N/A | N | DATA NOT AVAILABLE | N/A | TBC | N/A | DATA NOT AVAILABLE | 2020-07-22
2000055582776 | DATA NOT AVAILABLE | SHELSWELL SOLAR PARK LIMITED | SHELSWELL SOLAR PARK | SHELSWELL SOLAR PARK | DATA NOT AVAILABLE | BICESTER | OXFORDSHIRE | OX27 8EH | ENGLAND | 460421 | 230653 | COWL | HEAD 33kV | SHELSWELL PV FARM | 33 | SOUTHERN ELECTRIC POWER DISTRIBUTION PLC | SOLAR | PHOTOVOLTAIC | NO | TBC | TBC | TBC | DATA NOT AVAILABLE | DATA NOT AVAILABLE | DATA NOT AVAILABLE | DATA NOT AVAILABLE | DATA NOT AVAILABLE | DATA NOT AVAILABLE | DATA NOT AVAILABLE | DATA NOT AVAILABLE | DATA NOT AVAILABLE | DATA NOT AVAILABLE | DATA NOT AVAILABLE | DATA NOT AVAILABLE | No | CONNECTED | 4.75 | 4.75 | 5 | TBC | TBC | TBC | N/A | N/A | N/A | N/A | N/A | N/A | N/A | N | DATA NOT AVAILABLE | N/A | TBC | N/A | DATA NOT AVAILABLE | 2020-07-22
2000055582794 | DATA NOT AVAILABLE | AEE RENEWABLES UK 14 LIMITED | OWLS LODGE SOLAR PARK | OWLS LODGE SOLAR PARK | DATA NOT AVAILABLE | ANDOVER | HAMPSHIRE | SP11 6PL | ENGLAND | 442191 | 143989 | BRLE | ANDO 33kV | OWLS LODGE FARM PV | 33 | SOUTHERN ELECTRIC POWER DISTRIBUTION PLC | SOLAR | PHOTOVOLTAIC | NO | TBC | TBC | TBC | DATA NOT AVAILABLE | DATA NOT AVAILABLE | DATA NOT AVAILABLE | DATA NOT AVAILABLE | DATA NOT AVAILABLE | DATA NOT AVAILABLE | DATA NOT AVAILABLE | DATA NOT AVAILABLE | DATA NOT AVAILABLE | DATA NOT AVAILABLE | DATA NOT AVAILABLE | DATA NOT AVAILABLE | No | CONNECTED | 9.5 | 9.5 | 10 | TBC | TBC | TBC | N/A | N/A | N/A | N/A | N/A | N/A | N/A | N | DATA NOT AVAILABLE | N/A | TBC | N/A | DATA NOT AVAILABLE | 2020-07-22
2000055582819 | DATA NOT AVAILABLE | HINTON SOLAR GENERATION LIMITED, | OFFICE FIELD SOLAR PARK | OFFICE FIELD SOLAR PARK | DARK LANE | CHRISTCHURCH | HAMPSHIRE | BH23 7DU | ENGLAND | 420851 | 95417 | MANN | CHRI 33kV | OFFICE FIELD PV GEN | 33 | SOUTHERN ELECTRIC POWER DISTRIBUTION PLC | SOLAR | PHOTOVOLTAIC | NO | TBC | TBC | TBC | DATA NOT AVAILABLE | DATA NOT AVAILABLE | DATA NOT AVAILABLE | DATA NOT AVAILABLE | DATA NOT AVAILABLE | DATA NOT AVAILABLE | DATA NOT AVAILABLE | DATA NOT AVAILABLE | DATA NOT AVAILABLE | DATA NOT AVAILABLE | DATA NOT AVAILABLE | DATA NOT AVAILABLE | No | CONNECTED | 7.125 | 7.125 | 7.5 | TBC | TBC | TBC | N/A | N/A | N/A | N/A | N/A | N/A | N/A | N | DATA NOT AVAILABLE | N/A | TBC | N/A | DATA NOT AVAILABLE | 2020-07-22
2000055600200 | DATA NOT AVAILABLE | STEADFAST RUDGE SOLAR LTD | RUDGE PHOTOVOLTAIC PLANT | RUDGE PHOTOVOLTAIC PLANT | DATA NOT AVAILABLE | MARLBOROUGH | WILTSHIRE | SN8 2HN | ENGLAND | 427444 | 169114 | MELK | WGRA 33kV | RUDGE PV GENERATION | 33 | SOUTHERN ELECTRIC POWER DISTRIBUTION PLC | FOSSIL - GAS | DATA NOT AVAILABLE | NO | TBC | TBC | TBC | DATA NOT AVAILABLE | DATA NOT AVAILABLE | DATA NOT AVAILABLE | DATA NOT AVAILABLE | DATA NOT AVAILABLE | DATA NOT AVAILABLE | DATA NOT AVAILABLE | DATA NOT AVAILABLE | DATA NOT AVAILABLE | DATA NOT AVAILABLE | DATA NOT AVAILABLE | DATA NOT AVAILABLE | No | CONNECTED | 5.358 | 5.358 | 5.64 | TBC | TBC | TBC | N/A | N/A | N/A | N/A | N/A | N/A | N/A | N | DATA NOT AVAILABLE | N/A | TBC | N/A | DATA NOT AVAILABLE | 2020-07-22
2000055600291 | DATA NOT AVAILABLE | STEADFAST PARKHOUSE SOLAR LTD | PARK HOUSE | PARKHOUSE PHOTOVOLTAIC PLANT | SALISBURY ROAD | ANDOVER | HAMPSHIRE | SP9 7UZ | ENGLAND | 423771 | 144536 | MELK | AMES 33kV | PARK HOUSE PV | 33 | SOUTHERN ELECTRIC POWER DISTRIBUTION PLC | WATER (FLOWING WATER OR HEAD OF WATER) | TIDAL STREAM DEVICES | NO | TBC | TBC | TBC | DATA NOT AVAILABLE | DATA NOT AVAILABLE | DATA NOT AVAILABLE | DATA NOT AVAILABLE | DATA NOT AVAILABLE | DATA NOT AVAILABLE | DATA NOT AVAILABLE | DATA NOT AVAILABLE | DATA NOT AVAILABLE | DATA NOT AVAILABLE | DATA NOT AVAILABLE | DATA NOT AVAILABLE | No | CONNECTED | 5.358 | 5.358 | 5.64 | TBC | TBC | TBC | N/A | N/A | N/A | N/A | N/A | N/A | N/A | N | DATA NOT AVAILABLE | N/A | TBC | N/A | DATA NOT AVAILABLE | 2020-07-22
2000055600399 | DATA NOT AVAILABLE | STEADFAST SHIPTON BELLINGER SOLAR LTD | ALTHORNES FARM | ALTHORNES FARM SHIPTON BELLINGER SOLAR FARM | SALISBURY ROAD | TIDWORTH | HAMPSHIRE | SP9 7UZ | ENGLAND | 423771 | 144536 | MELK | AMES 33kV | SHIPTON BELLINGER PV GEN | 11 | SOUTHERN ELECTRIC POWER DISTRIBUTION PLC | SOLAR | PHOTOVOLTAIC | NO | TBC | TBC | TBC | DATA NOT AVAILABLE | DATA NOT AVAILABLE | DATA NOT AVAILABLE | DATA NOT AVAILABLE | DATA NOT AVAILABLE | DATA NOT AVAILABLE | DATA NOT AVAILABLE | DATA NOT AVAILABLE | DATA NOT AVAILABLE | DATA NOT AVAILABLE | DATA NOT AVAILABLE | DATA NOT AVAILABLE | No | CONNECTED | 4.37 | 4.37 | 4.6 | TBC | TBC | TBC | N/A | N/A | N/A | N/A | N/A | N/A | N/A | N | DATA NOT AVAILABLE | N/A | TBC | N/A | DATA NOT AVAILABLE | 2020-07-22
2000055627888 | DATA NOT AVAILABLE | GSII BICESTER SOLAR FARM LIMITED | SUPERNOVA SOLAR FARM | HOME FARM SUPERNOVA SOLAR FARM | DATA NOT AVAILABLE | BICESTER | OXFORDSHIRE | OX25 2ND | ENGLAND | 458948 | 218278 | COWL | HEAD 33kV | HOME FARM PV | 33 | SOUTHERN ELECTRIC POWER DISTRIBUTION PLC | SOLAR | PHOTOVOLTAIC | NO | TBC | TBC | TBC | DATA NOT AVAILABLE | DATA NOT AVAILABLE | DATA NOT AVAILABLE | DATA NOT AVAILABLE | DATA NOT AVAILABLE | DATA NOT AVAILABLE | DATA NOT AVAILABLE | DATA NOT AVAILABLE | DATA NOT AVAILABLE | DATA NOT AVAILABLE | DATA NOT AVAILABLE | DATA NOT AVAILABLE | No | CONNECTED | 16.34 | 16.34 | 17.2 | TBC | TBC | TBC | N/A | N/A | N/A | N/A | N/A | N/A | N/A | N | DATA NOT AVAILABLE | N/A | TBC | N/A | DATA NOT AVAILABLE | 2020-07-22
2000055630125 | DATA NOT AVAILABLE | CHALCROFT SOLAR PARK LTD | CHALCROFT FARM | CHALCROFT FARM | BURNETTS LANE | WEST END | HAMPSHIRE | SO30 2HU | ENGLAND | 448615 | 116648 | NURS | VELM 33kV | CHALCROFT PV FARM | 33 | SOUTHERN ELECTRIC POWER DISTRIBUTION PLC | WATER (FLOWING WATER OR HEAD OF WATER) | HYDRO - OTHER | NO | TBC | TBC | TBC | DATA NOT AVAILABLE | DATA NOT AVAILABLE | DATA NOT AVAILABLE | DATA NOT AVAILABLE | DATA NOT AVAILABLE | DATA NOT AVAILABLE | DATA NOT AVAILABLE | DATA NOT AVAILABLE | DATA NOT AVAILABLE | DATA NOT AVAILABLE | DATA NOT AVAILABLE | DATA NOT AVAILABLE | No | CONNECTED | 5.985 | 5.985 | 6.3 | TBC | TBC | TBC | N/A | N/A | N/A | N/A | N/A | N/A | N/A | N | DATA NOT AVAILABLE | N/A | TBC | N/A | DATA NOT AVAILABLE | 2020-07-22
2000055634991 | DATA NOT AVAILABLE | GPP LANGSTONE LLP (NOTTINGTON) | WSE NOTTTINGTON PV | WSE NOTTTINGTON PV | NOTTINGTON LANE | WEYMOUTH | DORSET | DT3 4BU | ENGLAND | 364839 | 82837 | CHIC | CHIC 33kV | NOTTINGTON LANE PV | 33 | SOUTHERN ELECTRIC POWER DISTRIBUTION PLC | SOLAR | PHOTOVOLTAIC | NO | TBC | TBC | TBC | DATA NOT AVAILABLE | DATA NOT AVAILABLE | DATA NOT AVAILABLE | DATA NOT AVAILABLE | DATA NOT AVAILABLE | DATA NOT AVAILABLE | DATA NOT AVAILABLE | DATA NOT AVAILABLE | DATA NOT AVAILABLE | DATA NOT AVAILABLE | DATA NOT AVAILABLE | DATA NOT AVAILABLE | No | CONNECTED | 4.75 | 4.75 | 5 | TBC | TBC | TBC | N/A | N/A | N/A | N/A | N/A | N/A | N/A | N | DATA NOT AVAILABLE | N/A | TBC | N/A | DATA NOT AVAILABLE | 2020-07-22
2000055643203 | DATA NOT AVAILABLE | RODBOURNE SOLAR LIMITED | RODBOURNE RAIL BUSINESS CENTRE | RODBOURNE RAIL BUSINESS CENTRE | GRANGE LANE | MALMESBURY | WILTSHIRE | SN16 0ES | ENGLAND | 393757 | 184198 | MELK | CHIP 33kV | RODBOURNE RAIL PV FARM | 33 | SOUTHERN ELECTRIC POWER DISTRIBUTION PLC | SOLAR | PHOTOVOLTAIC | NO | TBC | TBC | TBC | DATA NOT AVAILABLE | DATA NOT AVAILABLE | DATA NOT AVAILABLE | DATA NOT AVAILABLE | DATA NOT AVAILABLE | DATA NOT AVAILABLE | DATA NOT AVAILABLE | DATA NOT AVAILABLE | DATA NOT AVAILABLE | DATA NOT AVAILABLE | DATA NOT AVAILABLE | DATA NOT AVAILABLE | No | CONNECTED | 6.175 | 6.175 | 6.5 | TBC | TBC | TBC | N/A | N/A | N/A | N/A | N/A | N/A | N/A | N | DATA NOT AVAILABLE | N/A | TBC | N/A | DATA NOT AVAILABLE | 2020-07-22
2000055815013 | DATA NOT AVAILABLE | ANESCO ENERGY SERVICES ONE LTD | PV GENERATION | PV GENERATION EAST FARM SOLAR | CHURCH LANE | WARMINSTER | WILTSHIRE | BA12 0PJ | ENGLAND | 397429 | 139768 | MELK | FROM 33kV | EAST FARM CODFORD PV | 33 | SOUTHERN ELECTRIC POWER DISTRIBUTION PLC | SOLAR | PHOTOVOLTAIC | NO | TBC | TBC | TBC | DATA NOT AVAILABLE | DATA NOT AVAILABLE | DATA NOT AVAILABLE | DATA NOT AVAILABLE | DATA NOT AVAILABLE | DATA NOT AVAILABLE | DATA NOT AVAILABLE | DATA NOT AVAILABLE | DATA NOT AVAILABLE | DATA NOT AVAILABLE | DATA NOT AVAILABLE | DATA NOT AVAILABLE | No | CONNECTED | 6.175 | 6.175 | 6.5 | TBC | TBC | TBC | N/A | N/A | N/A | N/A | N/A | N/A | N/A | N | DATA NOT AVAILABLE | N/A | TBC | N/A | DATA NOT AVAILABLE | 2020-07-22
2000055845782 | DATA NOT AVAILABLE | EDF ENERGISED, UNKNOWN CUSTOMERS | MANOR FARM SOLAR PROJECT | MANOR FARM SOLAR PROJECT | DATA NOT AVAILABLE | ABINGDON | OXFORDSHIRE | OX13 5PB | ENGLAND | 442772 | 196172 | COWL | DRAY 33kV | MANOR FARM PV | 33 | SOUTHERN ELECTRIC POWER DISTRIBUTION PLC | SOLAR | PHOTOVOLTAIC | NO | TBC | TBC | TBC | DATA NOT AVAILABLE | DATA NOT AVAILABLE | DATA NOT AVAILABLE | DATA NOT AVAILABLE | DATA NOT AVAILABLE | DATA NOT AVAILABLE | DATA NOT AVAILABLE | DATA NOT AVAILABLE | DATA NOT AVAILABLE | DATA NOT AVAILABLE | DATA NOT AVAILABLE | DATA NOT AVAILABLE | No | CONNECTED | 13.395 | 13.395 | 14.1 | TBC | TBC | TBC | N/A | N/A | N/A | N/A | N/A | N/A | N/A | N | DATA NOT AVAILABLE | N/A | TBC | N/A | DATA NOT AVAILABLE | 2020-07-22
1700052910667 | DATA NOT AVAILABLE | CAIRNBORROW WIND FARM ENERGY | CAIRNBORROW | CAIRNBORROW WIND | CAIRNBORROW ESTATE | HUNTLY | ABERDEENSHIRE | AB54 4XP | SCOTLAND | 345953 | 840797 | KEIT | N/A | KEITH GRID | 33 | SCOTTISH HYDRO ELECTRIC POWER DISTRIBUTION PLC | WIND | ONSHORE WIND TURBINES | NO | TBC | TBC | 9.99 | DATA NOT AVAILABLE | DATA NOT AVAILABLE | DATA NOT AVAILABLE | DATA NOT AVAILABLE | DATA NOT AVAILABLE | DATA NOT AVAILABLE | DATA NOT AVAILABLE | DATA NOT AVAILABLE | DATA NOT AVAILABLE | DATA NOT AVAILABLE | DATA NOT AVAILABLE | DATA NOT AVAILABLE | No | CONNECTED | 9.491 | 9.491 | 9.99 | TBC | TBC | TBC | N/A | N/A | N/A | N/A | N/A | N/A | N/A | N | DATA NOT AVAILABLE | N/A | TBC | N/A | DATA NOT AVAILABLE | 2020-07-22
2000055858727 | DATA NOT AVAILABLE | EDF ENERGISED, UNKNOWN CUSTOMERS | PV ICP | PV ICP BATTENS FARM | DATA NOT AVAILABLE | CHIPPENHAM | WILTSHIRE | SN14 6LT | ENGLAND | 388240 | 175742 | MELK | CHIP 33kV | BATTENS PV | 33 | SOUTHERN ELECTRIC POWER DISTRIBUTION PLC | SOLAR | PHOTOVOLTAIC | NO | TBC | TBC | TBC | DATA NOT AVAILABLE | DATA NOT AVAILABLE | DATA NOT AVAILABLE | DATA NOT AVAILABLE | DATA NOT AVAILABLE | DATA NOT AVAILABLE | DATA NOT AVAILABLE | DATA NOT AVAILABLE | DATA NOT AVAILABLE | DATA NOT AVAILABLE | DATA NOT AVAILABLE | DATA NOT AVAILABLE | No | CONNECTED | 10.45 | 10.45 | 11 | TBC | TBC | TBC | N/A | N/A | N/A | N/A | N/A | N/A | N/A | N | DATA NOT AVAILABLE | N/A | TBC | N/A | DATA NOT AVAILABLE | 2020-07-22
1700052966048 | DATA NOT AVAILABLE | EDINTORE WIND FARM LTD | EDINTORE INTERTRIP | EDINTORE WIND FARM LTD | DATA NOT AVAILABLE | KEITH | MORAY | AB55 5PJ | SCOTLAND | 342730 | 845749 | KEIT | N/A | KEITH GRID | 33 | SCOTTISH HYDRO ELECTRIC POWER DISTRIBUTION PLC | WIND | ONSHORE WIND TURBINES | NO | TBC | TBC | 14.1 | DATA NOT AVAILABLE | DATA NOT AVAILABLE | DATA NOT AVAILABLE | DATA NOT AVAILABLE | DATA NOT AVAILABLE | DATA NOT AVAILABLE | DATA NOT AVAILABLE | DATA NOT AVAILABLE | DATA NOT AVAILABLE | DATA NOT AVAILABLE | DATA NOT AVAILABLE | DATA NOT AVAILABLE | No | CONNECTED | 13.395 | 13.395 | 14.1 | TBC | TBC | 2016-06-29 | N/A | N/A | N/A | N/A | N/A | N/A | N/A | N | DATA NOT AVAILABLE | N/A | TBC | N/A | DATA NOT AVAILABLE | 2020-07-22
1700052967246 | DATA NOT AVAILABLE | GARTH WIND LTD | GARTH WIND FARM | GARTH WIND FARM | DATA NOT AVAILABLE | SHETLAND | SHETLAND ISLANDS | ZE2 9BG | SCOTLAND | 445677 | 1182697 | GREM | N/A | GREMISTA | 11 | SCOTTISH HYDRO ELECTRIC POWER DISTRIBUTION PLC | WIND | ONSHORE WIND TURBINES | NO | TBC | TBC | 4.5 | DATA NOT AVAILABLE | DATA NOT AVAILABLE | DATA NOT AVAILABLE | DATA NOT AVAILABLE | DATA NOT AVAILABLE | DATA NOT AVAILABLE | DATA NOT AVAILABLE | DATA NOT AVAILABLE | DATA NOT AVAILABLE | DATA NOT AVAILABLE | DATA NOT AVAILABLE | DATA NOT AVAILABLE | No | CONNECTED | 4.275 | 4.275 | 4.5 | TBC | TBC | 2017-02-27 | N/A | N/A | N/A | N/A | N/A | N/A | N/A | N | DATA NOT AVAILABLE | N/A | TBC | N/A | DATA NOT AVAILABLE | 2020-07-22
1700052979809 | DATA NOT AVAILABLE | FRANK A SMART & SON LTD | EASTER TOLMAUDS WIND 3X800KW | EASTER TOLMAUDS WIND | TORPHINS | BANCHORY | ABERDEENSHIRE | AB31 4PP | SCOTLAND | 362236 | 807141 | KINT | N/A | KINTORE GRID | 33 | SCOTTISH HYDRO ELECTRIC POWER DISTRIBUTION PLC | WIND | ONSHORE WIND TURBINES | NO | TBC | TBC | 2.4 | DATA NOT AVAILABLE | DATA NOT AVAILABLE | DATA NOT AVAILABLE | DATA NOT AVAILABLE | DATA NOT AVAILABLE | DATA NOT AVAILABLE | DATA NOT AVAILABLE | DATA NOT AVAILABLE | DATA NOT AVAILABLE | DATA NOT AVAILABLE | DATA NOT AVAILABLE | DATA NOT AVAILABLE | No | CONNECTED | 2.28 | 2.28 | 2.4 | TBC | TBC | 2016-08-17 | N/A | N/A | N/A | N/A | N/A | N/A | N/A | N | DATA NOT AVAILABLE | N/A | TBC | N/A | DATA NOT AVAILABLE | 2020-07-22
1700053001090 | DATA NOT AVAILABLE | CULSALMOND AIR LIMITED | KIRKTON FARM WIND TURBINE PROJECT | KIRKTON FARM | DATA NOT AVAILABLE | INSCH | ABERDEENSHIRE | AB52 6TT | SCOTLAND | 364970 | 831773 | KINT | N/A | KINTORE GRID | 33 | SCOTTISH HYDRO ELECTRIC POWER DISTRIBUTION PLC | WIND | ONSHORE WIND TURBINES | NO | TBC | TBC | 6.9 | DATA NOT AVAILABLE | DATA NOT AVAILABLE | DATA NOT AVAILABLE | DATA NOT AVAILABLE | DATA NOT AVAILABLE | DATA NOT AVAILABLE | DATA NOT AVAILABLE | DATA NOT AVAILABLE | DATA NOT AVAILABLE | DATA NOT AVAILABLE | DATA NOT AVAILABLE | DATA NOT AVAILABLE | No | CONNECTED | 6.555 | 6.555 | 6.9 | 0.095 | 0.1 | 2016-12-09 | N/A | N/A | N/A | N/A | N/A | N/A | N/A | N | DATA NOT AVAILABLE | N/A | TBC | N/A | DATA NOT AVAILABLE | 2020-07-22
1700053036250 | DATA NOT AVAILABLE | LOCHEND WIND ENERGY LIMITED | LOCHEND WIND | LOCHEND WIND GENERATING STATION | DUNNET | THURSO | HIGHLAND | KW14 8TA | SCOTLAND | 326683 | 968129 | THUS1 | N/A | THURSO SOUTH GRID | 33 | SCOTTISH HYDRO ELECTRIC POWER DISTRIBUTION PLC | WIND | ONSHORE WIND TURBINES | NO | TBC | TBC | 9.2 | DATA NOT AVAILABLE | DATA NOT AVAILABLE | DATA NOT AVAILABLE | DATA NOT AVAILABLE | DATA NOT AVAILABLE | DATA NOT AVAILABLE | DATA NOT AVAILABLE | DATA NOT AVAILABLE | DATA NOT AVAILABLE | DATA NOT AVAILABLE | DATA NOT AVAILABLE | DATA NOT AVAILABLE | No | CONNECTED | 8.74 | 8.74 | 9.2 | 0.008 | 0.008 | 2017-05-11 | N/A | N/A | N/A | N/A | N/A | N/A | N/A | N | DATA NOT AVAILABLE | N/A | TBC | N/A | DATA NOT AVAILABLE | 2020-07-22
1700053150084 | DATA NOT AVAILABLE | FYNE ENERGY LIMITED | AUCHADADUIE WIND | AUCHADADUIE WIND FARM | DATA NOT AVAILABLE | TARBERT | ARGYLL AND BUTE | PA29 6UZ | SCOTLAND | 169348 | 637643 | CAAD | N/A | CARRADALE GRID | 33 | SCOTTISH HYDRO ELECTRIC POWER DISTRIBUTION PLC | WIND | ONSHORE WIND TURBINES | NO | TBC | TBC | 6.9 | DATA NOT AVAILABLE | DATA NOT AVAILABLE | DATA NOT AVAILABLE | DATA NOT AVAILABLE | DATA NOT AVAILABLE | DATA NOT AVAILABLE | DATA NOT AVAILABLE | DATA NOT AVAILABLE | DATA NOT AVAILABLE | DATA NOT AVAILABLE | DATA NOT AVAILABLE | DATA NOT AVAILABLE | No | CONNECTED | 6.555 | 6.555 | 6.9 | 0.029 | 0.03 | 2018-10-26 | N/A | N/A | N/A | N/A | N/A | N/A | N/A | N | DATA NOT AVAILABLE | N/A | TBC | N/A | DATA NOT AVAILABLE | 2020-07-22
1700053240064 | DATA NOT AVAILABLE | GREEN CAT RENEWABLES LTD | BINN FARM WIND FARM | BINN FARM BIN FARM WIND TURBINE | DATA NOT AVAILABLE | PERTH | PERTHSHIRE AND KINROSS | PH2 9PX | SCOTLAND | 317233 | 713295 | ABNE | N/A | ABERNETHY GRID | 33 | SCOTTISH HYDRO ELECTRIC POWER DISTRIBUTION PLC | WIND | ONSHORE WIND TURBINES | NO | TBC | TBC | 7.05 | DATA NOT AVAILABLE | DATA NOT AVAILABLE | DATA NOT AVAILABLE | DATA NOT AVAILABLE | DATA NOT AVAILABLE | DATA NOT AVAILABLE | DATA NOT AVAILABLE | DATA NOT AVAILABLE | DATA NOT AVAILABLE | DATA NOT AVAILABLE | DATA NOT AVAILABLE | DATA NOT AVAILABLE | No | CONNECTED | 6.698 | 6.698 | 7.05 | 0.048 | 0.05 | 2019-11-29 | N/A | N/A | N/A | N/A | N/A | N/A | N/A | N | DATA NOT AVAILABLE | N/A | TBC | N/A | DATA NOT AVAILABLE | 2020-07-22
1700052826917 | DATA NOT AVAILABLE | MILWIND LTD | MILTON OF FISHERIE WIND | WIND GENERATING STATION MILTON OF FISHERIE | DATA NOT AVAILABLE | BANFF | ABERDEENSHIRE | AB45 3PX | SCOTLAND | 375118 | 858605 | MACD | N/A | MACDUFF GRID | 33 | SCOTTISH HYDRO ELECTRIC POWER DISTRIBUTION PLC | WIND | ONSHORE WIND TURBINES | NO | TBC | TBC | 4.6 | DATA NOT AVAILABLE | DATA NOT AVAILABLE | DATA NOT AVAILABLE | DATA NOT AVAILABLE | DATA NOT AVAILABLE | DATA NOT AVAILABLE | DATA NOT AVAILABLE | DATA NOT AVAILABLE | DATA NOT AVAILABLE | DATA NOT AVAILABLE | DATA NOT AVAILABLE | DATA NOT AVAILABLE | No | CONNECTED | 4.37 | 4.37 | 4.6 | 0.01 | 0.01 | 2016-02-16 | N/A | N/A | N/A | N/A | N/A | N/A | N/A | N | DATA NOT AVAILABLE | N/A | TBC | N/A | DATA NOT AVAILABLE | 2020-07-22
1700053043276 | DATA NOT AVAILABLE | GAWNSMOSS ENERGY C.I.C | GAWNSMOSS FARM WIND | GAWNSMOSS WIND GENERATING STATION | DATA NOT AVAILABLE | BANFF | ABERDEENSHIRE | AB45 3BS | SCOTLAND | 363484 | 859315 | MACD | N/A | MACDUFF GRID | 33 | SCOTTISH HYDRO ELECTRIC POWER DISTRIBUTION PLC | WIND | ONSHORE WIND TURBINES | NO | TBC | TBC | 2.4 | DATA NOT AVAILABLE | DATA NOT AVAILABLE | DATA NOT AVAILABLE | DATA NOT AVAILABLE | DATA NOT AVAILABLE | DATA NOT AVAILABLE | DATA NOT AVAILABLE | DATA NOT AVAILABLE | DATA NOT AVAILABLE | DATA NOT AVAILABLE | DATA NOT AVAILABLE | DATA NOT AVAILABLE | No | CONNECTED | 2.28 | 2.28 | 2.4 | 0.029 | 0.03 | 2017-03-21 | N/A | N/A | N/A | N/A | N/A | N/A | N/A | N | DATA NOT AVAILABLE | N/A | TBC | N/A | DATA NOT AVAILABLE | 2020-07-22
1700053110685 | DATA NOT AVAILABLE | ACHLACHAN WIND FARM LLP | ACHLACHAN WIND | ACHLACHAN WIND | WESTERDALE | HALKIRK | HIGHLAND | KW1 5XU | SCOTLAND | 316677 | 952911 | MYBS | N/A | MYBSTER GRID | 33 | SCOTTISH HYDRO ELECTRIC POWER DISTRIBUTION PLC | WIND | ONSHORE WIND TURBINES | NO | TBC | TBC | 20 | DATA NOT AVAILABLE | DATA NOT AVAILABLE | DATA NOT AVAILABLE | DATA NOT AVAILABLE | DATA NOT AVAILABLE | DATA NOT AVAILABLE | DATA NOT AVAILABLE | DATA NOT AVAILABLE | DATA NOT AVAILABLE | DATA NOT AVAILABLE | DATA NOT AVAILABLE | DATA NOT AVAILABLE | No | CONNECTED | 19 | 19 | 20 | 1.854 | 1.952 | TBC | N/A | N/A | N/A | N/A | N/A | N/A | N/A | N | DATA NOT AVAILABLE | N/A | TBC | N/A | DATA NOT AVAILABLE | 2020-07-22
1700053187048 | DATA NOT AVAILABLE | NANCLACH LIMITED | TOM NAN CLACH FARM WIND | TOM NAN CLAH FARM WIND EXPORT | OFF THE B9007 | INVERNESS | HIGHLAND | IV12 5UR | SCOTLAND | 293346 | 841162 | BOAG | N/A | BOAT OF GARTEN GRID | 33 | SCOTTISH HYDRO ELECTRIC POWER DISTRIBUTION PLC | WIND | ONSHORE WIND TURBINES | NO | TBC | TBC | 39.1 | DATA NOT AVAILABLE | DATA NOT AVAILABLE | DATA NOT AVAILABLE | DATA NOT AVAILABLE | DATA NOT AVAILABLE | DATA NOT AVAILABLE | DATA NOT AVAILABLE | DATA NOT AVAILABLE | DATA NOT AVAILABLE | DATA NOT AVAILABLE | DATA NOT AVAILABLE | DATA NOT AVAILABLE | No | CONNECTED | 37.145 | 37.145 | 39.1 | 0.988 | 1.04 | 2019-02-27 | N/A | N/A | N/A | N/A | N/A | N/A | N/A | N | DATA NOT AVAILABLE | N/A | TBC | N/A | DATA NOT AVAILABLE | 2020-07-22
2000055916263 | DATA NOT AVAILABLE | DNO CONSULTING | PENTYLANDS FARM | PV GENERATION PENTYLANDS FARM | DATA NOT AVAILABLE | SWINDON | SWINDON | SN6 7QH | ENGLAND | 418640 | 194325 | MITY | STRA 33kV | PENTYLANDS PV FARM | 33 | SOUTHERN ELECTRIC POWER DISTRIBUTION PLC | SOLAR | PHOTOVOLTAIC | NO | TBC | TBC | TBC | DATA NOT AVAILABLE | DATA NOT AVAILABLE | DATA NOT AVAILABLE | DATA NOT AVAILABLE | DATA NOT AVAILABLE | DATA NOT AVAILABLE | DATA NOT AVAILABLE | DATA NOT AVAILABLE | DATA NOT AVAILABLE | DATA NOT AVAILABLE | DATA NOT AVAILABLE | DATA NOT AVAILABLE | No | CONNECTED | 14.25 | 14.25 | 15 | TBC | TBC | TBC | N/A | N/A | N/A | N/A | N/A | N/A | N/A | N | DATA NOT AVAILABLE | N/A | TBC | N/A | DATA NOT AVAILABLE | 2020-07-22
2000055916281 | DATA NOT AVAILABLE | HILL END FARM LIMITED | HILL END FARM | PV GENERATION HILL END FARM | DATA NOT AVAILABLE | BASINGSTOKE | HAMPSHIRE | RG26 5HA | ENGLAND | 461560 | 157766 | BRLE | BASI 33kV | HILL END FARM PV | 33 | SOUTHERN ELECTRIC POWER DISTRIBUTION PLC | SOLAR | PHOTOVOLTAIC | NO | TBC | TBC | TBC | DATA NOT AVAILABLE | DATA NOT AVAILABLE | DATA NOT AVAILABLE | DATA NOT AVAILABLE | DATA NOT AVAILABLE | DATA NOT AVAILABLE | DATA NOT AVAILABLE | DATA NOT AVAILABLE | DATA NOT AVAILABLE | DATA NOT AVAILABLE | DATA NOT AVAILABLE | DATA NOT AVAILABLE | No | CONNECTED | 2.85 | 2.85 | 3 | TBC | TBC | TBC | N/A | N/A | N/A | N/A | N/A | N/A | N/A | N | DATA NOT AVAILABLE | N/A | TBC | N/A | DATA NOT AVAILABLE | 2020-07-22
2000055908546 | DATA NOT AVAILABLE | PARLEY COURT SOLAR PARK LIMITED | PARLEY GENERATION | EAST PARLEY COMMON PARLEY GENERATION HUB | CHAPEL LANE | CHRISTCHURCH | DORSET | BH23 6BG | ENGLAND | 410020 | 99003 | MANN | REHI 33kV | PARLEY HUB PV | 33 | SOUTHERN ELECTRIC POWER DISTRIBUTION PLC | SOLAR | PHOTOVOLTAIC | NO | TBC | TBC | 40 | DATA NOT AVAILABLE | DATA NOT AVAILABLE | DATA NOT AVAILABLE | DATA NOT AVAILABLE | DATA NOT AVAILABLE | DATA NOT AVAILABLE | DATA NOT AVAILABLE | DATA NOT AVAILABLE | DATA NOT AVAILABLE | DATA NOT AVAILABLE | DATA NOT AVAILABLE | DATA NOT AVAILABLE | No | CONNECTED | 19.295 | 19.295 | 20.31 | TBC | TBC | 2014-03-21 | N/A | N/A | N/A | N/A | N/A | N/A | N/A | N | DATA NOT AVAILABLE | N/A | TBC | N/A | DATA NOT AVAILABLE | 2020-07-22
2000055924014 | DATA NOT AVAILABLE | CHANNEL SOLAR LTD | HILL FARM PV | PV GENERATION HILL FARM | DATA NOT AVAILABLE | SANDOWN | ISLE OF WIGHT | PO36 0BB | ENGLAND | 461305 | 89040 | FAWL | WOOC 33kV | HILL FARM PV IOW | 33 | SOUTHERN ELECTRIC POWER DISTRIBUTION PLC | SOLAR | PHOTOVOLTAIC | NO | TBC | TBC | TBC | DATA NOT AVAILABLE | DATA NOT AVAILABLE | DATA NOT AVAILABLE | DATA NOT AVAILABLE | DATA NOT AVAILABLE | DATA NOT AVAILABLE | DATA NOT AVAILABLE | DATA NOT AVAILABLE | DATA NOT AVAILABLE | DATA NOT AVAILABLE | DATA NOT AVAILABLE | DATA NOT AVAILABLE | No | CONNECTED | 8.74 | 8.74 | 9.2 | TBC | TBC | TBC | N/A | N/A | N/A | N/A | N/A | N/A | N/A | N | DATA NOT AVAILABLE | N/A | TBC | N/A | DATA NOT AVAILABLE | 2020-07-22
2000056151115 | DATA NOT AVAILABLE | BOURNE PARK SOLAR LIMITED | BOURNE PARK - ECO PIDDLEHINTON AD | BOURNE PARK GENERATION ECO PIDDLEHINTON AD | DATA NOT AVAILABLE | DORCHESTER | DORSET | DT2 7TU | ENGLAND | 372306 | 97577 | CHIC | CHIC 33kV | BOURNE PARK PV GEN | 11 | SOUTHERN ELECTRIC POWER DISTRIBUTION PLC | SOLAR | PHOTOVOLTAIC | NO | TBC | TBC | 1.3 | DATA NOT AVAILABLE | DATA NOT AVAILABLE | DATA NOT AVAILABLE | DATA NOT AVAILABLE | DATA NOT AVAILABLE | DATA NOT AVAILABLE | DATA NOT AVAILABLE | DATA NOT AVAILABLE | DATA NOT AVAILABLE | DATA NOT AVAILABLE | DATA NOT AVAILABLE | DATA NOT AVAILABLE | No | CONNECTED | 1.235 | 1.235 | 1.3 | 0.76 | 0.8 | 2015-02-20 | N/A | N/A | N/A | N/A | N/A | N/A | N/A | N | DATA NOT AVAILABLE | N/A | TBC | N/A | DATA NOT AVAILABLE | 2020-07-22
2000055996668 | DATA NOT AVAILABLE | HUNTERS RACE SOLAR LIMITED | HUNTERS RACE PV FARM | HUNTERS RACE PV FARM | HUNTERS RACE | CHICHESTER | WEST SUSSEX | PO19 5UD | ENGLAND | 484982 | 107408 | LOVE | CHHE 33kV | HUNTERS RACE PV | 33 | SOUTHERN ELECTRIC POWER DISTRIBUTION PLC | SOLAR | PHOTOVOLTAIC | NO | TBC | TBC | TBC | DATA NOT AVAILABLE | DATA NOT AVAILABLE | DATA NOT AVAILABLE | DATA NOT AVAILABLE | DATA NOT AVAILABLE | DATA NOT AVAILABLE | DATA NOT AVAILABLE | DATA NOT AVAILABLE | DATA NOT AVAILABLE | DATA NOT AVAILABLE | DATA NOT AVAILABLE | DATA NOT AVAILABLE | No | CONNECTED | 8.978 | 8.978 | 9.45 | TBC | TBC | TBC | N/A | N/A | N/A | N/A | N/A | N/A | N/A | N | DATA NOT AVAILABLE | N/A | TBC | N/A | DATA NOT AVAILABLE | 2020-07-22
2000056002316 | DATA NOT AVAILABLE | BOTTOM PLAIN SOLAR PARK LIMITED | BOTTOM PLAIN PV GENERATION | BOTTOM PLAIN PV GENERATION | TRIGON HOUSE | WAREHAM | DORSET | BH20 7PD | ENGLAND | 389492 | 88168 | MANN | SHAF 33kV | BOTTOM PLAIN PV | 33 | SOUTHERN ELECTRIC POWER DISTRIBUTION PLC | SOLAR | PHOTOVOLTAIC | NO | TBC | TBC | TBC | DATA NOT AVAILABLE | DATA NOT AVAILABLE | DATA NOT AVAILABLE | DATA NOT AVAILABLE | DATA NOT AVAILABLE | DATA NOT AVAILABLE | DATA NOT AVAILABLE | DATA NOT AVAILABLE | DATA NOT AVAILABLE | DATA NOT AVAILABLE | DATA NOT AVAILABLE | DATA NOT AVAILABLE | No | CONNECTED | 8.55 | 8.55 | 9 | TBC | TBC | TBC | N/A | N/A | N/A | N/A | N/A | N/A | N/A | N | DATA NOT AVAILABLE | N/A | TBC | N/A | DATA NOT AVAILABLE | 2020-07-22
2000056496300 | DATA NOT AVAILABLE | MALMPIT SOLAR LIMITED | BRILLIANT HARVEST GENERATION | EAST FARM | DATA NOT AVAILABLE | WARMINSTER | WILTSHIRE | BA12 0PJ | ENGLAND | 397429 | 139768 | MELK | FROM 33kV | MALMPIT HILL GENERATION | 11 | SOUTHERN ELECTRIC POWER DISTRIBUTION PLC | SOLAR | PHOTOVOLTAIC | NO | TBC | TBC | 6.35 | DATA NOT AVAILABLE | DATA NOT AVAILABLE | DATA NOT AVAILABLE | DATA NOT AVAILABLE | DATA NOT AVAILABLE | DATA NOT AVAILABLE | DATA NOT AVAILABLE | DATA NOT AVAILABLE | DATA NOT AVAILABLE | DATA NOT AVAILABLE | DATA NOT AVAILABLE | DATA NOT AVAILABLE | No | CONNECTED | 3.558 | 3.558 | 3.745 | TBC | TBC | 2016-02-22 | N/A | N/A | N/A | N/A | N/A | N/A | N/A | N | DATA NOT AVAILABLE | N/A | TBC | N/A | DATA NOT AVAILABLE | 2020-07-22
2000056041510 | DATA NOT AVAILABLE | KENCOT HILL SOLAR FARM LIMITED | PV GENERATION SUBSTATION | PV GENERATION SUBSTATION KENCOT HILL | DATA NOT AVAILABLE | LECHLADE | OXFORDSHIRE | GL7 3QY | ENGLAND | 424627 | 206360 | COWL | WITN 33kV | KENCOT HILL PV | 33 | SOUTHERN ELECTRIC POWER DISTRIBUTION PLC | SOLAR | PHOTOVOLTAIC | NO | TBC | TBC | TBC | DATA NOT AVAILABLE | DATA NOT AVAILABLE | DATA NOT AVAILABLE | DATA NOT AVAILABLE | DATA NOT AVAILABLE | DATA NOT AVAILABLE | DATA NOT AVAILABLE | DATA NOT AVAILABLE | DATA NOT AVAILABLE | DATA NOT AVAILABLE | DATA NOT AVAILABLE | DATA NOT AVAILABLE | No | CONNECTED | 16.625 | 16.625 | 17.5 | TBC | TBC | TBC | N/A | N/A | N/A | N/A | N/A | N/A | N/A | N | DATA NOT AVAILABLE | N/A | TBC | N/A | DATA NOT AVAILABLE | 2020-07-22
2000056041529 | DATA NOT AVAILABLE | KENCOT HILL SOLAR FARM LIMITED | PV GENERATION SUBSTATION | PV GENERATION SUBSTATION KENCOT HILL | DATA NOT AVAILABLE | LECHLADE | OXFORDSHIRE | GL7 3QY | ENGLAND | 424627 | 206360 | COWL | WITN 33kV | KENCOT HILL PV | 33 | SOUTHERN ELECTRIC POWER DISTRIBUTION PLC | SOLAR | PHOTOVOLTAIC | NO | TBC | TBC | TBC | DATA NOT AVAILABLE | DATA NOT AVAILABLE | DATA NOT AVAILABLE | DATA NOT AVAILABLE | DATA NOT AVAILABLE | DATA NOT AVAILABLE | DATA NOT AVAILABLE | DATA NOT AVAILABLE | DATA NOT AVAILABLE | DATA NOT AVAILABLE | DATA NOT AVAILABLE | DATA NOT AVAILABLE | No | CONNECTED | 16.625 | 16.625 | 17.5 | TBC | TBC | TBC | N/A | N/A | N/A | N/A | N/A | N/A | N/A | N | DATA NOT AVAILABLE | N/A | TBC | N/A | DATA NOT AVAILABLE | 2020-07-22
2000056041565 | DATA NOT AVAILABLE | BRITISH SOLAR RENEWABLES LTD | CANADA FARM PV GENERATION | CANADA FARM PV GENERATION | DATA NOT AVAILABLE | BLANDFORD FORUM | DORSET | DT11 0LU | ENGLAND | 385055 | 105109 | MANN | SHAF 33kV | CANADA FARM PV | 33 | SOUTHERN ELECTRIC POWER DISTRIBUTION PLC | SOLAR | PHOTOVOLTAIC | NO | TBC | TBC | TBC | DATA NOT AVAILABLE | DATA NOT AVAILABLE | DATA NOT AVAILABLE | DATA NOT AVAILABLE | DATA NOT AVAILABLE | DATA NOT AVAILABLE | DATA NOT AVAILABLE | DATA NOT AVAILABLE | DATA NOT AVAILABLE | DATA NOT AVAILABLE | DATA NOT AVAILABLE | DATA NOT AVAILABLE | No | CONNECTED | 16.625 | 16.625 | 17.5 | TBC | TBC | TBC | N/A | N/A | N/A | N/A | N/A | N/A | N/A | N | DATA NOT AVAILABLE | N/A | TBC | N/A | DATA NOT AVAILABLE | 2020-07-22
2000056522003 | DATA NOT AVAILABLE | HARBOURNE POWER | FARNBOROUGH 2 GENERATION HARBOURNE POWER | DATA NOT AVAILABLE | DATA NOT AVAILABLE | FARNBOROUGH | HAMPSHIRE | GU14 0FE | ENGLAND | 483669 | 154049 | FLEE | COXW 33kV | FARNBOROUGH 2 GENERATION | 33 | SOUTHERN ELECTRIC POWER DISTRIBUTION PLC | SOLAR | PHOTOVOLTAIC | NO | TBC | TBC | 16 | DATA NOT AVAILABLE | DATA NOT AVAILABLE | DATA NOT AVAILABLE | DATA NOT AVAILABLE | DATA NOT AVAILABLE | DATA NOT AVAILABLE | DATA NOT AVAILABLE | DATA NOT AVAILABLE | DATA NOT AVAILABLE | DATA NOT AVAILABLE | DATA NOT AVAILABLE | DATA NOT AVAILABLE | No | CONNECTED | 15.2 | 15.2 | 16 | TBC | TBC | 2016-11-16 | N/A | N/A | N/A | N/A | N/A | N/A | N/A | N | DATA NOT AVAILABLE | N/A | TBC | N/A | DATA NOT AVAILABLE | 2020-07-22
2000056642716 | DATA NOT AVAILABLE | PEAKGEN BRACKNELL | PEAKGEN BRACKNELL TW GENERATION - REQUOTE | TW GENERATION PEAKGEN BRACKNELL | HAZELWOOD LANE | BRACKNELL | BERKSHIRE | RG42 4NA | ENGLAND | 485632 | 171117 | FLEE | BRKN 33kV | HAZELWOOD LANE GEN | 33 | SOUTHERN ELECTRIC POWER DISTRIBUTION PLC | WIND | ONSHORE WIND TURBINES | NO | TBC | TBC | 20 | DATA NOT AVAILABLE | DATA NOT AVAILABLE | DATA NOT AVAILABLE | DATA NOT AVAILABLE | DATA NOT AVAILABLE | DATA NOT AVAILABLE | DATA NOT AVAILABLE | DATA NOT AVAILABLE | DATA NOT AVAILABLE | DATA NOT AVAILABLE | DATA NOT AVAILABLE | DATA NOT AVAILABLE | No | CONNECTED | 19 | 19 | 20 | TBC | TBC | 2016-07-13 | N/A | N/A | N/A | N/A | N/A | N/A | N/A | N | DATA NOT AVAILABLE | N/A | TBC | N/A | DATA NOT AVAILABLE | 2020-07-22
1700053247282 | DATA NOT AVAILABLE | MINISTRY OF DEFENCE | RAF LOSSIEMOUTH | RAF LOSSIEMOUTH POSEIDON HANGAR | DATA NOT AVAILABLE | MORAY | MORAY | IV31 6SD | SCOTLAND | 322167 | 869703 | ELGI | N/A | LOSSIEMOUTH | 11 | SCOTTISH HYDRO ELECTRIC POWER DISTRIBUTION PLC | OTHER | OTHER | NO | TBC | TBC | 8 | DATA NOT AVAILABLE | DATA NOT AVAILABLE | DATA NOT AVAILABLE | DATA NOT AVAILABLE | DATA NOT AVAILABLE | DATA NOT AVAILABLE | DATA NOT AVAILABLE | DATA NOT AVAILABLE | DATA NOT AVAILABLE | DATA NOT AVAILABLE | DATA NOT AVAILABLE | DATA NOT AVAILABLE | No | CONNECTED | 2.85 | 2.85 | 3 | 8.17 | 8.6 | TBC | N/A | N/A | N/A | N/A | N/A | N/A | N/A | N | DATA NOT AVAILABLE | N/A | TBC | N/A | DATA NOT AVAILABLE | 2020-07-22
2000050706676 | DATA NOT AVAILABLE | G & C PRODUCE (SLOUGH) LIMITED | DATA NOT AVAILABLE | SLOUGH NURSERIES | UXBRIDGE ROAD | SLOUGH | BERKSHIRE | SL2 5NU | ENGLAND | 499102 | 180327 | IVER | CHAL 33kV | PETERSFIELD AVENUE | 11 | SOUTHERN ELECTRIC POWER DISTRIBUTION PLC | WASTE | DATA NOT AVAILABLE | NO | TBC | TBC | TBC | DATA NOT AVAILABLE | DATA NOT AVAILABLE | DATA NOT AVAILABLE | DATA NOT AVAILABLE | DATA NOT AVAILABLE | DATA NOT AVAILABLE | DATA NOT AVAILABLE | DATA NOT AVAILABLE | DATA NOT AVAILABLE | DATA NOT AVAILABLE | DATA NOT AVAILABLE | DATA NOT AVAILABLE | No | CONNECTED | 1.843 | 1.843 | 1.94 | TBC | TBC | TBC | N/A | N/A | N/A | N/A | N/A | N/A | N/A | N | DATA NOT AVAILABLE | N/A | TBC | N/A | DATA NOT AVAILABLE | 2020-10-01
2000056113323 | DATA NOT AVAILABLE | UPPER FARRINGDON LIMITED | PV GENERATION | PV GENERATION UPPER FARRINGDON FARM | UPPER FARRINGDON | ALTON | HAMPSHIRE | GU34 3EE | ENGLAND | 471418 | 135521 | FLEE | ALTO 33kV | UPPER FARRINGDON PV | 33 | SOUTHERN ELECTRIC POWER DISTRIBUTION PLC | SOLAR | PHOTOVOLTAIC | NO | TBC | TBC | TBC | DATA NOT AVAILABLE | DATA NOT AVAILABLE | DATA NOT AVAILABLE | DATA NOT AVAILABLE | DATA NOT AVAILABLE | DATA NOT AVAILABLE | DATA NOT AVAILABLE | DATA NOT AVAILABLE | DATA NOT AVAILABLE | DATA NOT AVAILABLE | DATA NOT AVAILABLE | DATA NOT AVAILABLE | No | CONNECTED | 4.75 | 4.75 | 5 | TBC | TBC | TBC | N/A | N/A | N/A | N/A | N/A | N/A | N/A | N | DATA NOT AVAILABLE | N/A | TBC | N/A | DATA NOT AVAILABLE | 2020-07-22
2000056138160 | DATA NOT AVAILABLE | GLORIOUS ENERGY LTD | POULSHOT LODGE PV | POULSHOT LODGE PV | DATA NOT AVAILABLE | DEVIZES | WILTSHIRE | SN10 1RQ | ENGLAND | 397295 | 160996 | MELK | NORR 33kV | POULSHOT LODGE PV | 33 | SOUTHERN ELECTRIC POWER DISTRIBUTION PLC | BIOFUEL - LANDFILL GAS | DATA NOT AVAILABLE | NO | TBC | TBC | TBC | DATA NOT AVAILABLE | DATA NOT AVAILABLE | DATA NOT AVAILABLE | DATA NOT AVAILABLE | DATA NOT AVAILABLE | DATA NOT AVAILABLE | DATA NOT AVAILABLE | DATA NOT AVAILABLE | DATA NOT AVAILABLE | DATA NOT AVAILABLE | DATA NOT AVAILABLE | DATA NOT AVAILABLE | No | CONNECTED | 14.25 | 14.25 | 15 | TBC | TBC | TBC | N/A | N/A | N/A | N/A | N/A | N/A | N/A | N | DATA NOT AVAILABLE | N/A | TBC | N/A | DATA NOT AVAILABLE | 2020-07-22
2000051080063 | DATA NOT AVAILABLE | INFINIS LIMITED | DATA NOT AVAILABLE | TRUMPS FARM GENERATION PROJECT | KITSMEAD LANE | CHERTSEY | SURREY | KT16 0EF | ENGLAND | 499646 | 166095 | FLEE | BRKN 33kV | MVEE | 11 | SOUTHERN ELECTRIC POWER DISTRIBUTION PLC | WASTE | DATA NOT AVAILABLE | NO | TBC | TBC | TBC | DATA NOT AVAILABLE | DATA NOT AVAILABLE | DATA NOT AVAILABLE | DATA NOT AVAILABLE | DATA NOT AVAILABLE | DATA NOT AVAILABLE | DATA NOT AVAILABLE | DATA NOT AVAILABLE | DATA NOT AVAILABLE | DATA NOT AVAILABLE | DATA NOT AVAILABLE | DATA NOT AVAILABLE | No | CONNECTED | 2.869 | 2.869 | 3.02 | TBC | TBC | TBC | N/A | N/A | N/A | N/A | N/A | N/A | N/A | N | DATA NOT AVAILABLE | N/A | TBC | N/A | DATA NOT AVAILABLE | 2020-10-01
2000051506327 | DATA NOT AVAILABLE | SUEZ RECYCLING AND RECOVERY UK LTD | DATA NOT AVAILABLE | SEALE LODGE LANDFILL SITE | SEALE LANE | FARNHAM | SURREY | GU10 1JZ | ENGLAND | 489562 | 147874 | FLEE | ALSH 33kV | TONGHAM | 11 | SOUTHERN ELECTRIC POWER DISTRIBUTION PLC | WASTE | DATA NOT AVAILABLE | NO | TBC | TBC | TBC | DATA NOT AVAILABLE | DATA NOT AVAILABLE | DATA NOT AVAILABLE | DATA NOT AVAILABLE | DATA NOT AVAILABLE | DATA NOT AVAILABLE | DATA NOT AVAILABLE | DATA NOT AVAILABLE | DATA NOT AVAILABLE | DATA NOT AVAILABLE | DATA NOT AVAILABLE | DATA NOT AVAILABLE | No | CONNECTED | 1.235 | 1.235 | 1.3 | TBC | TBC | TBC | N/A | N/A | N/A | N/A | N/A | N/A | N/A | N | DATA NOT AVAILABLE | N/A | TBC | N/A | DATA NOT AVAILABLE | 2020-10-01
2000051647375 | DATA NOT AVAILABLE | INFINIS LIMITED | DATA NOT AVAILABLE | COMPTON BASSETT LANDFILL SITE | OLD CAMP FARM | CALNE | WILTSHIRE | SN11 8RE | ENGLAND | 403375 | 171834 | MELK | CHIP 33kV | CALNE | 11 | SOUTHERN ELECTRIC POWER DISTRIBUTION PLC | WASTE | DATA NOT AVAILABLE | NO | TBC | TBC | TBC | DATA NOT AVAILABLE | DATA NOT AVAILABLE | DATA NOT AVAILABLE | DATA NOT AVAILABLE | DATA NOT AVAILABLE | DATA NOT AVAILABLE | DATA NOT AVAILABLE | DATA NOT AVAILABLE | DATA NOT AVAILABLE | DATA NOT AVAILABLE | DATA NOT AVAILABLE | DATA NOT AVAILABLE | No | CONNECTED | 2.375 | 2.375 | 2.5 | TBC | TBC | TBC | N/A | N/A | N/A | N/A | N/A | N/A | N/A | N | DATA NOT AVAILABLE | N/A | TBC | N/A | DATA NOT AVAILABLE | 2020-10-01
2000056147261 | DATA NOT AVAILABLE | ISLE OF WIGHT GRANGE LIMITED | WOOTTON COMMON PV GENERATION | WOOTTON COMMON PV GENERATION | STAPLERS ROAD | RYDE | ISLE OF WIGHT | PO33 4RW | ENGLAND | 452614 | 90511 | FAWL | WOOC 33kV | WOOTTON COMMON PV | 33 | SOUTHERN ELECTRIC POWER DISTRIBUTION PLC | SOLAR | PHOTOVOLTAIC | NO | TBC | TBC | TBC | DATA NOT AVAILABLE | DATA NOT AVAILABLE | DATA NOT AVAILABLE | DATA NOT AVAILABLE | DATA NOT AVAILABLE | DATA NOT AVAILABLE | DATA NOT AVAILABLE | DATA NOT AVAILABLE | DATA NOT AVAILABLE | DATA NOT AVAILABLE | DATA NOT AVAILABLE | DATA NOT AVAILABLE | No | CONNECTED | 4.75 | 4.75 | 5 | TBC | TBC | TBC | N/A | N/A | N/A | N/A | N/A | N/A | N/A | N | DATA NOT AVAILABLE | N/A | TBC | N/A | DATA NOT AVAILABLE | 2020-07-22
2000056147387 | DATA NOT AVAILABLE | WELBORNE ENERGY LLP | SOUTHWICK ESTATE PV GENERATION | SOUTHWICK ESTATE PV GENERATION | SOUTHWICK ESTATE | PORTSMOUTH | HAMPSHIRE | PO17 6EA | ENGLAND | 462420 | 108654 | LOVE | FWID 33kV | SOUTHWICK PV GEN | 33 | SOUTHERN ELECTRIC POWER DISTRIBUTION PLC | SOLAR | PHOTOVOLTAIC | NO | TBC | TBC | TBC | DATA NOT AVAILABLE | DATA NOT AVAILABLE | DATA NOT AVAILABLE | DATA NOT AVAILABLE | DATA NOT AVAILABLE | DATA NOT AVAILABLE | DATA NOT AVAILABLE | DATA NOT AVAILABLE | DATA NOT AVAILABLE | DATA NOT AVAILABLE | DATA NOT AVAILABLE | DATA NOT AVAILABLE | No | CONNECTED | 38 | 38 | 40 | TBC | TBC | TBC | N/A | N/A | N/A | N/A | N/A | N/A | N/A | N | DATA NOT AVAILABLE | N/A | TBC | N/A | DATA NOT AVAILABLE | 2020-07-22
2000056147401 | DATA NOT AVAILABLE | NEW STONE HOUSE FARM LIMITED | NEW STONE HOUSE FARM PV | NEW STONE HOUSE FARM PV | DATA NOT AVAILABLE | BICESTER | OXFORDSHIRE | OX25 2PT | ENGLAND | 455811 | 219330 | COWL | HEAD 33kV | NEW STONE HOUSE PV | 33 | SOUTHERN ELECTRIC POWER DISTRIBUTION PLC | SOLAR | PHOTOVOLTAIC | NO | TBC | TBC | TBC | DATA NOT AVAILABLE | DATA NOT AVAILABLE | DATA NOT AVAILABLE | DATA NOT AVAILABLE | DATA NOT AVAILABLE | DATA NOT AVAILABLE | DATA NOT AVAILABLE | DATA NOT AVAILABLE | DATA NOT AVAILABLE | DATA NOT AVAILABLE | DATA NOT AVAILABLE | DATA NOT AVAILABLE | No | CONNECTED | 8.978 | 8.978 | 9.45 | TBC | TBC | TBC | N/A | N/A | N/A | N/A | N/A | N/A | N/A | N | DATA NOT AVAILABLE | N/A | TBC | N/A | DATA NOT AVAILABLE | 2020-07-22
2000051879858 | DATA NOT AVAILABLE | VEOLIA UK LIMITED | DATA NOT AVAILABLE | NETLEY LANDFILL SITE | GRANGE ROAD | SOUTHAMPTON | SOUTHAMPTON | SO31 8GD | ENGLAND | 446775 | 110132 | BOTW | NETC 33kV | WESTON | 11 | SOUTHERN ELECTRIC POWER DISTRIBUTION PLC | WASTE | DATA NOT AVAILABLE | NO | TBC | TBC | TBC | DATA NOT AVAILABLE | DATA NOT AVAILABLE | DATA NOT AVAILABLE | DATA NOT AVAILABLE | DATA NOT AVAILABLE | DATA NOT AVAILABLE | DATA NOT AVAILABLE | DATA NOT AVAILABLE | DATA NOT AVAILABLE | DATA NOT AVAILABLE | DATA NOT AVAILABLE | DATA NOT AVAILABLE | No | CONNECTED | 1.197 | 1.197 | 1.26 | TBC | TBC | TBC | N/A | N/A | N/A | N/A | N/A | N/A | N/A | N | DATA NOT AVAILABLE | N/A | TBC | N/A | DATA NOT AVAILABLE | 2020-10-01
2000056970243 | DATA NOT AVAILABLE | LODDON POWER LTD | BASINGSTOKE POWER STOR | UNIT A | BASINGSTOKE POWER STORAGE | BASINGSTOKE | HAMPSHIRE | RG24 8FL | ENGLAND | 465387 | 153634 | BRLE | BASI 33kV | STROUDLEY ROAD GEN | 33 | SOUTHERN ELECTRIC POWER DISTRIBUTION PLC | FOSSIL GAS | DATA NOT AVAILABLE | NO | TBC | TBC | 16 | DATA NOT AVAILABLE | DATA NOT AVAILABLE | DATA NOT AVAILABLE | DATA NOT AVAILABLE | DATA NOT AVAILABLE | DATA NOT AVAILABLE | DATA NOT AVAILABLE | DATA NOT AVAILABLE | DATA NOT AVAILABLE | DATA NOT AVAILABLE | DATA NOT AVAILABLE | DATA NOT AVAILABLE | No | CONNECTED | 16 | 16 | 16.842 | TBC | TBC | 2017-10-16 | N/A | N/A | N/A | N/A | N/A | N/A | N/A | N | DATA NOT AVAILABLE | N/A | TBC | N/A | DATA NOT AVAILABLE | 2020-07-22
2000057162794 | 2000057162785 | STERLING POWER UTILITIES | ROUNDPONDS GAS & BATTERY | ROUNDPONDS SOLAR FARM ROUNPONDS ENERGY LIMITED | BERRYFIELD LANE | MELKSHAM | WILTSHIRE | SN12 8DF | ENGLAND | 389580 | 164535 | TBC | TBC | TBC | 11 | SOUTHERN ELECTRIC POWER DISTRIBUTION PLC | Stored Energy (all stored energy irrespective of the original energy source) | Storage - Electrochemical (Batteries) | NO | TBC | TBC | 20 | DATA NOT AVAILABLE | DATA NOT AVAILABLE | DATA NOT AVAILABLE | DATA NOT AVAILABLE | DATA NOT AVAILABLE | DATA NOT AVAILABLE | DATA NOT AVAILABLE | DATA NOT AVAILABLE | DATA NOT AVAILABLE | DATA NOT AVAILABLE | DATA NOT AVAILABLE | DATA NOT AVAILABLE | No | CONNECTED | 19 | 19 | 20 | 9.5 | 10 | 2018-03-19 | N/A | N/A | N/A | N/A | N/A | N/A | N/A | N | DATA NOT AVAILABLE | N/A | TBC | N/A | DATA NOT AVAILABLE | 2020-07-22
2000056179495 | DATA NOT AVAILABLE | UPPER FARM SOLAR LIMITED | UPPER PV FARM | UPPER PV FARM | DATA NOT AVAILABLE | ALRESFORD | HAMPSHIRE | SO24 9SA | ENGLAND | 463453 | 141758 | FLEE | ALTO 33kV | UPPER FARM PV | 33 | SOUTHERN ELECTRIC POWER DISTRIBUTION PLC | SOLAR | PHOTOVOLTAIC | NO | TBC | TBC | TBC | DATA NOT AVAILABLE | DATA NOT AVAILABLE | DATA NOT AVAILABLE | DATA NOT AVAILABLE | DATA NOT AVAILABLE | DATA NOT AVAILABLE | DATA NOT AVAILABLE | DATA NOT AVAILABLE | DATA NOT AVAILABLE | DATA NOT AVAILABLE | DATA NOT AVAILABLE | DATA NOT AVAILABLE | No | CONNECTED | 7.524 | 7.524 | 7.92 | TBC | TBC | TBC | N/A | N/A | N/A | N/A | N/A | N/A | N/A | N | DATA NOT AVAILABLE | N/A | TBC | N/A | DATA NOT AVAILABLE | 2020-07-22
2000056186438 | DATA NOT AVAILABLE | DATA NOT AVAILABLE | LYNT FARM PV | LYNT FARM PV | DATA NOT AVAILABLE | SWINDON | SWINDON | SN6 7QZ | ENGLAND | 420554 | 196435 | MITY | STRA 33kV | LYNT FARM PV GEN | 33 | SOUTHERN ELECTRIC POWER DISTRIBUTION PLC | SOLAR | PHOTOVOLTAIC | NO | TBC | TBC | TBC | DATA NOT AVAILABLE | DATA NOT AVAILABLE | DATA NOT AVAILABLE | DATA NOT AVAILABLE | DATA NOT AVAILABLE | DATA NOT AVAILABLE | DATA NOT AVAILABLE | DATA NOT AVAILABLE | DATA NOT AVAILABLE | DATA NOT AVAILABLE | DATA NOT AVAILABLE | DATA NOT AVAILABLE | No | CONNECTED | 21.47 | 21.47 | 22.6 | TBC | TBC | TBC | N/A | N/A | N/A | N/A | N/A | N/A | N/A | N | DATA NOT AVAILABLE | N/A | TBC | N/A | DATA NOT AVAILABLE | 2020-07-22
2000056194261 | DATA NOT AVAILABLE | LIGHTSOURCE SPV 50 LIMITED | HENBURY PV | HENBURY PV | OLD MARKET ROAD | WIMBORNE | DORSET | BH21 3QZ | ENGLAND | 396520 | 97427 | MANN | LYTC 33kV | HENBURY PV GENERATION | 33 | SOUTHERN ELECTRIC POWER DISTRIBUTION PLC | SOLAR | PHOTOVOLTAIC | NO | TBC | TBC | TBC | DATA NOT AVAILABLE | DATA NOT AVAILABLE | DATA NOT AVAILABLE | DATA NOT AVAILABLE | DATA NOT AVAILABLE | DATA NOT AVAILABLE | DATA NOT AVAILABLE | DATA NOT AVAILABLE | DATA NOT AVAILABLE | DATA NOT AVAILABLE | DATA NOT AVAILABLE | DATA NOT AVAILABLE | No | CONNECTED | 3.135 | 3.135 | 3.3 | TBC | TBC | TBC | N/A | N/A | N/A | N/A | N/A | N/A | N/A | N | DATA NOT AVAILABLE | N/A | TBC | N/A | DATA NOT AVAILABLE | 2020-07-22
1700052866742 | DATA NOT AVAILABLE | BWE (5) LTD | NEW MAINS OF GUYND PV | NEW MAINS OF GUYND PV BWE 5) LIMITED | DATA NOT AVAILABLE | ARBROATH | ANGUS | DD11 2QR | SCOTLAND | 357088 | 742429 | ARBR | N/A | ARBROATH GRID | 33 | SCOTTISH HYDRO ELECTRIC POWER DISTRIBUTION PLC | SOLAR | PHOTOVOLTAIC | NO | TBC | TBC | 9.5 | DATA NOT AVAILABLE | DATA NOT AVAILABLE | DATA NOT AVAILABLE | DATA NOT AVAILABLE | DATA NOT AVAILABLE | DATA NOT AVAILABLE | DATA NOT AVAILABLE | DATA NOT AVAILABLE | DATA NOT AVAILABLE | DATA NOT AVAILABLE | DATA NOT AVAILABLE | DATA NOT AVAILABLE | No | CONNECTED | 9.025 | 9.025 | 9.5 | 0.038 | 0.04 | 2015-12-17 | N/A | N/A | N/A | N/A | N/A | N/A | N/A | N | DATA NOT AVAILABLE | N/A | TBC | N/A | DATA NOT AVAILABLE | 2020-07-22
1700052866770 | DATA NOT AVAILABLE | BWE (7) LTD | NEW MAINS OF KINBLETHMONT PV | NEW MAINS OF KINBLETHMONT PV | LETHAM GRANGE | ARBROATH | ANGUS | DD11 4RW | SCOTLAND | 363182 | 746857 | ARBR | N/A | ARBROATH GRID | 33 | SCOTTISH HYDRO ELECTRIC POWER DISTRIBUTION PLC | SOLAR | PHOTOVOLTAIC | NO | TBC | TBC | 5 | DATA NOT AVAILABLE | DATA NOT AVAILABLE | DATA NOT AVAILABLE | DATA NOT AVAILABLE | DATA NOT AVAILABLE | DATA NOT AVAILABLE | DATA NOT AVAILABLE | DATA NOT AVAILABLE | DATA NOT AVAILABLE | DATA NOT AVAILABLE | DATA NOT AVAILABLE | DATA NOT AVAILABLE | No | CONNECTED | 4.75 | 4.75 | 5 | 0.029 | 0.031 | 2016-03-29 | N/A | N/A | N/A | N/A | N/A | N/A | N/A | N | DATA NOT AVAILABLE | N/A | TBC | N/A | DATA NOT AVAILABLE | 2020-07-22
2000056202407 | DATA NOT AVAILABLE | DATA NOT AVAILABLE | PINGEWOOD PV FARM | PINGEWOOD PV FARM | PINGEWOOD | READING | BERKSHIRE | RG30 3UG | ENGLAND | 469210 | 169275 | BRLE | BURG 33kV | PINGEWOOD PV GENERATION | 33 | SOUTHERN ELECTRIC POWER DISTRIBUTION PLC | SOLAR | PHOTOVOLTAIC | NO | TBC | TBC | TBC | DATA NOT AVAILABLE | DATA NOT AVAILABLE | DATA NOT AVAILABLE | DATA NOT AVAILABLE | DATA NOT AVAILABLE | DATA NOT AVAILABLE | DATA NOT AVAILABLE | DATA NOT AVAILABLE | DATA NOT AVAILABLE | DATA NOT AVAILABLE | DATA NOT AVAILABLE | DATA NOT AVAILABLE | No | CONNECTED | 14.25 | 14.25 | 15 | TBC | TBC | TBC | N/A | N/A | N/A | N/A | N/A | N/A | N/A | N | DATA NOT AVAILABLE | N/A | TBC | N/A | DATA NOT AVAILABLE | 2020-07-22
1700052909183 | DATA NOT AVAILABLE | HYDROPOWER OPERATIONS | CORROUR STATION | CORROUR STATION HYDRO | DATA NOT AVAILABLE | CORROUR | HIGHLAND | PH30 4AA | SCOTLAND | 241194 | 769754 | RANN | N/A | RANNOCH GRID | 33 | SCOTTISH HYDRO ELECTRIC POWER DISTRIBUTION PLC | SOLAR | PHOTOVOLTAIC | NO | TBC | TBC | 5.5 | DATA NOT AVAILABLE | DATA NOT AVAILABLE | DATA NOT AVAILABLE | DATA NOT AVAILABLE | DATA NOT AVAILABLE | DATA NOT AVAILABLE | DATA NOT AVAILABLE | DATA NOT AVAILABLE | DATA NOT AVAILABLE | DATA NOT AVAILABLE | DATA NOT AVAILABLE | DATA NOT AVAILABLE | No | CONNECTED | 5.225 | 5.225 | 5.5 | TBC | TBC | 2015-11-18 | N/A | N/A | N/A | N/A | N/A | N/A | N/A | N | DATA NOT AVAILABLE | N/A | TBC | N/A | DATA NOT AVAILABLE | 2020-07-22
1700052959227 | DATA NOT AVAILABLE | PARK HILL SOLAR LIMITED | PARKHILL FARM PV | DATA NOT AVAILABLE | DATA NOT AVAILABLE | ARBROATH | ANGUS | DD11 5RG | SCOTLAND | 364669 | 745552 | ARBR | N/A | ARBROATH GRID | 33 | SCOTTISH HYDRO ELECTRIC POWER DISTRIBUTION PLC | SOLAR | PHOTOVOLTAIC | NO | TBC | TBC | 4.999 | DATA NOT AVAILABLE | DATA NOT AVAILABLE | DATA NOT AVAILABLE | DATA NOT AVAILABLE | DATA NOT AVAILABLE | DATA NOT AVAILABLE | DATA NOT AVAILABLE | DATA NOT AVAILABLE | DATA NOT AVAILABLE | DATA NOT AVAILABLE | DATA NOT AVAILABLE | DATA NOT AVAILABLE | No | CONNECTED | 4.749 | 4.749 | 4.999 | TBC | TBC | TBC | N/A | N/A | N/A | N/A | N/A | N/A | N/A | N | DATA NOT AVAILABLE | N/A | TBC | N/A | DATA NOT AVAILABLE | 2020-07-22
1700052982927 | DATA NOT AVAILABLE | DATA NOT AVAILABLE | NEW MAINS OF GUYND PV | NEW MAINS OF GUYND PV | DATA NOT AVAILABLE | ARBROATH | ANGUS | DD11 2QR | SCOTLAND | 357088 | 742429 | TBC | N/A | TBC | TBC | SCOTTISH HYDRO ELECTRIC POWER DISTRIBUTION PLC | SOLAR | PHOTOVOLTAIC | NO | TBC | TBC | 9.5 | DATA NOT AVAILABLE | DATA NOT AVAILABLE | DATA NOT AVAILABLE | DATA NOT AVAILABLE | DATA NOT AVAILABLE | DATA NOT AVAILABLE | DATA NOT AVAILABLE | DATA NOT AVAILABLE | DATA NOT AVAILABLE | DATA NOT AVAILABLE | DATA NOT AVAILABLE | DATA NOT AVAILABLE | No | CONNECTED | 4.513 | 4.513 | 4.75 | 0.038 | 0.04 | 2015-12-17 | N/A | N/A | N/A | N/A | N/A | N/A | N/A | N | DATA NOT AVAILABLE | N/A | TBC | N/A | DATA NOT AVAILABLE | 2020-07-22
1713631784762 | DATA NOT AVAILABLE | WALKERS SHORTBREAD LIMITED | SHORTBREAD FACTORY | SHORTBREAD FACTORY | FISHERTON | ABERLOUR | MORAY | AB38 9PD | SCOTLAND | 326587 | 842891 | KEIT | N/A | ABERLOUR | 11 | SCOTTISH HYDRO ELECTRIC POWER DISTRIBUTION PLC | SOLAR | PHOTOVOLTAIC | NO | TBC | TBC | 0.02 | DATA NOT AVAILABLE | DATA NOT AVAILABLE | DATA NOT AVAILABLE | DATA NOT AVAILABLE | DATA NOT AVAILABLE | DATA NOT AVAILABLE | DATA NOT AVAILABLE | DATA NOT AVAILABLE | DATA NOT AVAILABLE | DATA NOT AVAILABLE | DATA NOT AVAILABLE | DATA NOT AVAILABLE | No | CONNECTED | 1.9 | 1.9 | 2 | TBC | TBC | TBC | N/A | N/A | N/A | N/A | N/A | N/A | N/A | N | DATA NOT AVAILABLE | N/A | TBC | N/A | DATA NOT AVAILABLE | 2020-07-22
2000055209191 | DATA NOT AVAILABLE | SCIENCE & TECHNOLOGY FACILITIES COU | DATA NOT AVAILABLE | UNIT 1A -1G | FERMI AVENUE | DIDCOT | OXFORDSHIRE | OX11 0QX | ENGLAND | 447506 | 186189 | COWL | HARS | HARWELL SOUTH | 11 | SOUTHERN ELECTRIC POWER DISTRIBUTION PLC | SOLAR | PHOTOVOLTAIC | NO | TBC | TBC | 0.05 | DATA NOT AVAILABLE | DATA NOT AVAILABLE | DATA NOT AVAILABLE | DATA NOT AVAILABLE | DATA NOT AVAILABLE | DATA NOT AVAILABLE | DATA NOT AVAILABLE | DATA NOT AVAILABLE | DATA NOT AVAILABLE | DATA NOT AVAILABLE | DATA NOT AVAILABLE | DATA NOT AVAILABLE | No | CONNECTED | 19 | 19 | 20 | TBC | TBC | TBC | N/A | N/A | N/A | N/A | N/A | N/A | N/A | N | DATA NOT AVAILABLE | N/A | TBC | N/A | DATA NOT AVAILABLE | 2020-07-22
2000055856989 | DATA NOT AVAILABLE | CASTLE EATON SOLAR LIMITED | CASTLE EATON FARM PV | CASTLE EATON FARM SOLAR FARM | MILL LANE | SWINDON | WILTSHIRE | SN6 6JX | ENGLAND | 414552 | 195550 | MITY | SWIN 33kV | CASTLE EATON PV FARM | 33 | SOUTHERN ELECTRIC POWER DISTRIBUTION PLC | SOLAR | PHOTOVOLTAIC | NO | TBC | TBC | 20 | DATA NOT AVAILABLE | DATA NOT AVAILABLE | DATA NOT AVAILABLE | DATA NOT AVAILABLE | DATA NOT AVAILABLE | DATA NOT AVAILABLE | DATA NOT AVAILABLE | DATA NOT AVAILABLE | DATA NOT AVAILABLE | DATA NOT AVAILABLE | DATA NOT AVAILABLE | DATA NOT AVAILABLE | No | CONNECTED | 14.25 | 14.25 | 15 | TBC | TBC | 2014-03-30 | N/A | N/A | N/A | N/A | N/A | N/A | N/A | N | DATA NOT AVAILABLE | N/A | TBC | N/A | DATA NOT AVAILABLE | 2020-07-22
2000055860122 | DATA NOT AVAILABLE | WESTOVER FARM SOLAR PARK LIMITED | SOLAR PARK LIMITED | SOLAR PARK LIMITED WESTOVER FARM | FULLERTON ROAD | ANDOVER | HAMPSHIRE | SP11 7SE | ENGLAND | 434826 | 141094 | BRLE | ANDO 33kV | WESTOVER PV FARM | 33 | SOUTHERN ELECTRIC POWER DISTRIBUTION PLC | SOLAR | PHOTOVOLTAIC | NO | TBC | TBC | 14.3 | DATA NOT AVAILABLE | DATA NOT AVAILABLE | DATA NOT AVAILABLE | DATA NOT AVAILABLE | DATA NOT AVAILABLE | DATA NOT AVAILABLE | DATA NOT AVAILABLE | DATA NOT AVAILABLE | DATA NOT AVAILABLE | DATA NOT AVAILABLE | DATA NOT AVAILABLE | DATA NOT AVAILABLE | No | CONNECTED | 13.595 | 13.595 | 14.31 | 0.048 | 0.05 | 2014-03-13 | N/A | N/A | N/A | N/A | N/A | N/A | N/A | N | DATA NOT AVAILABLE | N/A | TBC | N/A | DATA NOT AVAILABLE | 2020-07-22
2000056300489 | DATA NOT AVAILABLE | BENTHAM SOLAR FARM LIMITED | BENTHAM SOLAR FARM | BENTHAM SOLAR FARM | BENTHAM LANE | SWINDON | WILTSHIRE | SN5 4JB | ENGLAND | 408271 | 189750 | MITY | SWIN 33kV | BENTHAM PV GEN | 33 | SOUTHERN ELECTRIC POWER DISTRIBUTION PLC | SOLAR | PHOTOVOLTAIC | NO | TBC | TBC | TBC | DATA NOT AVAILABLE | DATA NOT AVAILABLE | DATA NOT AVAILABLE | DATA NOT AVAILABLE | DATA NOT AVAILABLE | DATA NOT AVAILABLE | DATA NOT AVAILABLE | DATA NOT AVAILABLE | DATA NOT AVAILABLE | DATA NOT AVAILABLE | DATA NOT AVAILABLE | DATA NOT AVAILABLE | No | CONNECTED | 8.265 | 8.265 | 8.7 | TBC | TBC | TBC | N/A | N/A | N/A | N/A | N/A | N/A | N/A | N | DATA NOT AVAILABLE | N/A | TBC | N/A | DATA NOT AVAILABLE | 2020-07-22
2000055878705 | DATA NOT AVAILABLE | DATA NOT AVAILABLE | HIGH PENN FARM PV | HIGH PENN PV FARM | STOCKLEY LANE | CALNE | WILTSHIRE | SN11 8RR | ENGLAND | 400860 | 172076 | MELK | CHIP 33kV | HIGH PENN PV FARM | 33 | SOUTHERN ELECTRIC POWER DISTRIBUTION PLC | SOLAR | PHOTOVOLTAIC | NO | TBC | TBC | 20 | DATA NOT AVAILABLE | DATA NOT AVAILABLE | DATA NOT AVAILABLE | DATA NOT AVAILABLE | DATA NOT AVAILABLE | DATA NOT AVAILABLE | DATA NOT AVAILABLE | DATA NOT AVAILABLE | DATA NOT AVAILABLE | DATA NOT AVAILABLE | DATA NOT AVAILABLE | DATA NOT AVAILABLE | No | CONNECTED | 7.316 | 7.316 | 7.701 | TBC | TBC | 2014-03-30 | N/A | N/A | N/A | N/A | N/A | N/A | N/A | N | DATA NOT AVAILABLE | N/A | TBC | N/A | DATA NOT AVAILABLE | 2020-07-22
2000056359863 | DATA NOT AVAILABLE | BRAYDON MANOR COMMUNITY SOLAR | BRAYDON FARM PV | BRAYDON FARM PV | DATA NOT AVAILABLE | SWINDON | WILTSHIRE | SN5 0AG | ENGLAND | 404339 | 187786 | MITY | SWIN 33kV | BRAYDON MANOR PV | 11 | SOUTHERN ELECTRIC POWER DISTRIBUTION PLC | SOLAR | PHOTOVOLTAIC | NO | TBC | TBC | TBC | DATA NOT AVAILABLE | DATA NOT AVAILABLE | DATA NOT AVAILABLE | DATA NOT AVAILABLE | DATA NOT AVAILABLE | DATA NOT AVAILABLE | DATA NOT AVAILABLE | DATA NOT AVAILABLE | DATA NOT AVAILABLE | DATA NOT AVAILABLE | DATA NOT AVAILABLE | DATA NOT AVAILABLE | No | CONNECTED | 6.65 | 6.65 | 7 | TBC | TBC | TBC | N/A | N/A | N/A | N/A | N/A | N/A | N/A | N | DATA NOT AVAILABLE | N/A | TBC | N/A | DATA NOT AVAILABLE | 2020-07-22
2000055881629 | DATA NOT AVAILABLE | HF SOLAR LIMITED | HILL FARM PV | HILL FARM HILL FARM PV | DATA NOT AVAILABLE | ABINGDON | OXFORDSHIRE | OX13 6SW | ENGLAND | 446294 | 191007 | COWL | DRAY 33kV | HILL FARM PV | 33 | SOUTHERN ELECTRIC POWER DISTRIBUTION PLC | SOLAR | PHOTOVOLTAIC | NO | TBC | TBC | 12.2 | DATA NOT AVAILABLE | DATA NOT AVAILABLE | DATA NOT AVAILABLE | DATA NOT AVAILABLE | DATA NOT AVAILABLE | DATA NOT AVAILABLE | DATA NOT AVAILABLE | DATA NOT AVAILABLE | DATA NOT AVAILABLE | DATA NOT AVAILABLE | DATA NOT AVAILABLE | DATA NOT AVAILABLE | No | CONNECTED | 11.248 | 11.248 | 11.84 | TBC | TBC | 2014-03-11 | N/A | N/A | N/A | N/A | N/A | N/A | N/A | N | DATA NOT AVAILABLE | N/A | TBC | N/A | DATA NOT AVAILABLE | 2020-07-22
2000055891176 | DATA NOT AVAILABLE | SOLAR ENERGY RENEWABLES LLP | EYNSHAM PV | EYNSHAM PV | DATA NOT AVAILABLE | WITNEY | OXFORDSHIRE | OX29 6XE | ENGLAND | 440708 | 210486 | COWL | WITN 33kV | EYNSHAM PV | 33 | SOUTHERN ELECTRIC POWER DISTRIBUTION PLC | SOLAR | PHOTOVOLTAIC | NO | TBC | TBC | 11.84 | DATA NOT AVAILABLE | DATA NOT AVAILABLE | DATA NOT AVAILABLE | DATA NOT AVAILABLE | DATA NOT AVAILABLE | DATA NOT AVAILABLE | DATA NOT AVAILABLE | DATA NOT AVAILABLE | DATA NOT AVAILABLE | DATA NOT AVAILABLE | DATA NOT AVAILABLE | DATA NOT AVAILABLE | No | CONNECTED | 9.491 | 9.491 | 9.99 | TBC | TBC | 2014-03-26 | N/A | N/A | N/A | N/A | N/A | N/A | N/A | N | DATA NOT AVAILABLE | N/A | TBC | N/A | DATA NOT AVAILABLE | 2020-07-22
2000056384850 | DATA NOT AVAILABLE | OAKLANDS PV GENERATION | OAKLANDS PV GENERATION | OAKLANDS PV GENERATION | BERE ROAD | WAREHAM | DORSET | BH20 7PA | ENGLAND | 389971 | 90089 | MANN | WARE 33kV | OAKLANDS PV | 33 | SOUTHERN ELECTRIC POWER DISTRIBUTION PLC | SOLAR | PHOTOVOLTAIC | NO | TBC | TBC | TBC | DATA NOT AVAILABLE | DATA NOT AVAILABLE | DATA NOT AVAILABLE | DATA NOT AVAILABLE | DATA NOT AVAILABLE | DATA NOT AVAILABLE | DATA NOT AVAILABLE | DATA NOT AVAILABLE | DATA NOT AVAILABLE | DATA NOT AVAILABLE | DATA NOT AVAILABLE | DATA NOT AVAILABLE | No | CONNECTED | 3.762 | 3.762 | 3.96 | TBC | TBC | TBC | N/A | N/A | N/A | N/A | N/A | N/A | N/A | N | DATA NOT AVAILABLE | N/A | TBC | N/A | DATA NOT AVAILABLE | 2020-07-22
2000056439613 | DATA NOT AVAILABLE | LOWER BASSET DOWN PV LIMITED | LOWER BASSETT DOWN SOLAR FARM | LOWER BASSETT DOWN SOLAR FARM | HAY LANE | SWINDON | SWINDON | SN4 9QP | ENGLAND | 411489 | 180436 | MITY | TOOT 33kV | LOWER BASSETT PV | 33 | SOUTHERN ELECTRIC POWER DISTRIBUTION PLC | SOLAR | PHOTOVOLTAIC | NO | TBC | TBC | TBC | DATA NOT AVAILABLE | DATA NOT AVAILABLE | DATA NOT AVAILABLE | DATA NOT AVAILABLE | DATA NOT AVAILABLE | DATA NOT AVAILABLE | DATA NOT AVAILABLE | DATA NOT AVAILABLE | DATA NOT AVAILABLE | DATA NOT AVAILABLE | DATA NOT AVAILABLE | DATA NOT AVAILABLE | No | CONNECTED | 8.55 | 8.55 | 9 | TBC | TBC | TBC | N/A | N/A | N/A | N/A | N/A | N/A | N/A | N | DATA NOT AVAILABLE | N/A | TBC | N/A | DATA NOT AVAILABLE | 2020-07-22
2000055899245 | DATA NOT AVAILABLE | HONDA OF THE UK MANUFACTURING | SEVOR FARM SOLAR | HONDA OF THE UK MANUFACTURING LIMITED | HIGHWORTH ROAD | SWINDON | SWINDON | SN3 4TZ | ENGLAND | 418040 | 188327 | MITY | STRA 33kV | HONDA | 11 | SOUTHERN ELECTRIC POWER DISTRIBUTION PLC | SOLAR | PHOTOVOLTAIC | NO | TBC | TBC | 9.2 | DATA NOT AVAILABLE | DATA NOT AVAILABLE | DATA NOT AVAILABLE | DATA NOT AVAILABLE | DATA NOT AVAILABLE | DATA NOT AVAILABLE | DATA NOT AVAILABLE | DATA NOT AVAILABLE | DATA NOT AVAILABLE | DATA NOT AVAILABLE | DATA NOT AVAILABLE | DATA NOT AVAILABLE | No | CONNECTED | 19 | 19 | 20 | 42.75 | 45 | TBC | N/A | N/A | N/A | N/A | N/A | N/A | N/A | N | DATA NOT AVAILABLE | N/A | TBC | N/A | DATA NOT AVAILABLE | 2020-07-22
2000056441384 | DATA NOT AVAILABLE | STRETTINGTON PV | STRETTINGTON SOLAR FARM | STRETTINGTON SOLAR FARM HEAVER FARM | DATA NOT AVAILABLE | CHICHESTER | WEST SUSSEX | PO18 0LB | ENGLAND | 489500 | 107164 | LOVE | CHHE 33kV | STRETTINGTON PV GEN | 33 | SOUTHERN ELECTRIC POWER DISTRIBUTION PLC | SOLAR | PHOTOVOLTAIC | NO | TBC | TBC | TBC | DATA NOT AVAILABLE | DATA NOT AVAILABLE | DATA NOT AVAILABLE | DATA NOT AVAILABLE | DATA NOT AVAILABLE | DATA NOT AVAILABLE | DATA NOT AVAILABLE | DATA NOT AVAILABLE | DATA NOT AVAILABLE | DATA NOT AVAILABLE | DATA NOT AVAILABLE | DATA NOT AVAILABLE | No | CONNECTED | 12.35 | 12.35 | 13 | TBC | TBC | TBC | N/A | N/A | N/A | N/A | N/A | N/A | N/A | N | DATA NOT AVAILABLE | N/A | TBC | N/A | DATA NOT AVAILABLE | 2020-07-22
2000056442156 | DATA NOT AVAILABLE | BAKE FARM SOLAR PARK LTD | BAKE FARM PV | BAKE FARM PV | SALISBURY ROAD | SALISBURY | WILTSHIRE | SP5 4JT | ENGLAND | 411321 | 127079 | MANN | SALI 33kV | BAKE FARM PV | 33 | SOUTHERN ELECTRIC POWER DISTRIBUTION PLC | SOLAR | PHOTOVOLTAIC | NO | TBC | TBC | TBC | DATA NOT AVAILABLE | DATA NOT AVAILABLE | DATA NOT AVAILABLE | DATA NOT AVAILABLE | DATA NOT AVAILABLE | DATA NOT AVAILABLE | DATA NOT AVAILABLE | DATA NOT AVAILABLE | DATA NOT AVAILABLE | DATA NOT AVAILABLE | DATA NOT AVAILABLE | DATA NOT AVAILABLE | No | CONNECTED | 8.788 | 8.788 | 9.25 | TBC | TBC | TBC | N/A | N/A | N/A | N/A | N/A | N/A | N/A | N | DATA NOT AVAILABLE | N/A | TBC | N/A | DATA NOT AVAILABLE | 2020-07-22
2000056452118 | DATA NOT AVAILABLE | CLOFORD COMMON FARM LIMITED | HOLWELL PV | HOLWELL PV | DATA NOT AVAILABLE | FROME | SOMERSET | BA11 4PE | ENGLAND | 373029 | 143593 | MELK | FROM 33kV | HOLWELL PV | 33 | SOUTHERN ELECTRIC POWER DISTRIBUTION PLC | BIOFUEL - LANDFILL GAS | DATA NOT AVAILABLE | NO | TBC | TBC | TBC | DATA NOT AVAILABLE | DATA NOT AVAILABLE | DATA NOT AVAILABLE | DATA NOT AVAILABLE | DATA NOT AVAILABLE | DATA NOT AVAILABLE | DATA NOT AVAILABLE | DATA NOT AVAILABLE | DATA NOT AVAILABLE | DATA NOT AVAILABLE | DATA NOT AVAILABLE | DATA NOT AVAILABLE | No | CONNECTED | 3.553 | 3.553 | 3.74 | TBC | TBC | TBC | N/A | N/A | N/A | N/A | N/A | N/A | N/A | N | DATA NOT AVAILABLE | N/A | TBC | N/A | DATA NOT AVAILABLE | 2020-07-22
2000056455270 | DATA NOT AVAILABLE | SUNSAVE 24 (WEST WOODLANDS) LIMITED | WEST WOODLANDS PV | WEST WOODLANDS PV | DATA NOT AVAILABLE | FROME | SOMERSET | BA11 5EN | ENGLAND | 377756 | 143938 | MELK | FROM 33kV | WEST WOODLAND PV | 33 | SOUTHERN ELECTRIC POWER DISTRIBUTION PLC | SOLAR | PHOTOVOLTAIC | NO | TBC | TBC | TBC | DATA NOT AVAILABLE | DATA NOT AVAILABLE | DATA NOT AVAILABLE | DATA NOT AVAILABLE | DATA NOT AVAILABLE | DATA NOT AVAILABLE | DATA NOT AVAILABLE | DATA NOT AVAILABLE | DATA NOT AVAILABLE | DATA NOT AVAILABLE | DATA NOT AVAILABLE | DATA NOT AVAILABLE | No | CONNECTED | 3.876 | 3.876 | 4.08 | TBC | TBC | TBC | N/A | N/A | N/A | N/A | N/A | N/A | N/A | N | DATA NOT AVAILABLE | N/A | TBC | N/A | DATA NOT AVAILABLE | 2020-07-22
2000055899398 | DATA NOT AVAILABLE | MONKSHAM SOLAR FARM | MONKSHAM SOLAR PARK | MONKSHAM FARM MONKSHAM SOLAR PARK | DATA NOT AVAILABLE | FROME | SOMERSET | BA11 5BR | ENGLAND | 377019 | 143335 | MELK | FROM 33kV | MONKSHAM FARM PV | 33 | SOUTHERN ELECTRIC POWER DISTRIBUTION PLC | SOLAR | PHOTOVOLTAIC | NO | TBC | TBC | 8 | DATA NOT AVAILABLE | DATA NOT AVAILABLE | DATA NOT AVAILABLE | DATA NOT AVAILABLE | DATA NOT AVAILABLE | DATA NOT AVAILABLE | DATA NOT AVAILABLE | DATA NOT AVAILABLE | DATA NOT AVAILABLE | DATA NOT AVAILABLE | DATA NOT AVAILABLE | DATA NOT AVAILABLE | No | CONNECTED | 7.6 | 7.6 | 8 | TBC | TBC | 2014-03-28 | N/A | N/A | N/A | N/A | N/A | N/A | N/A | N | DATA NOT AVAILABLE | N/A | TBC | N/A | DATA NOT AVAILABLE | 2020-07-22
2000055899583 | DATA NOT AVAILABLE | BLENCHES MILL FARM SOLAR PARK LIMITED | BLENCHES MILL PV | SOLAR PARK BLENCHES MILL FARM | SHALLOW WAGGON LANE | WESTBURY | WILTSHIRE | BA13 4HQ | ENGLAND | 386482 | 152739 | MELK | FROM 33kV | BLENCHES MILL PV | 33 | SOUTHERN ELECTRIC POWER DISTRIBUTION PLC | SOLAR | PHOTOVOLTAIC | NO | TBC | TBC | 9.5 | DATA NOT AVAILABLE | DATA NOT AVAILABLE | DATA NOT AVAILABLE | DATA NOT AVAILABLE | DATA NOT AVAILABLE | DATA NOT AVAILABLE | DATA NOT AVAILABLE | DATA NOT AVAILABLE | DATA NOT AVAILABLE | DATA NOT AVAILABLE | DATA NOT AVAILABLE | DATA NOT AVAILABLE | No | CONNECTED | 9.063 | 9.063 | 9.54 | TBC | TBC | 2014-03-26 | N/A | N/A | N/A | N/A | N/A | N/A | N/A | N | DATA NOT AVAILABLE | N/A | TBC | N/A | DATA NOT AVAILABLE | 2020-07-22
2000055899797 | DATA NOT AVAILABLE | LONG NEWNTON SOLAR FARM LIMITED | LONG NEWTON PV | NEWNTON DAIRY FARM LONG NEWNTON SOLAR PV FARM | DATA NOT AVAILABLE | MALMESBURY | WILTSHIRE | SN16 9SR | ENGLAND | 393140 | 191161 | MELK | CHIP 33kV | LONG NEWNTON PV | 33 | SOUTHERN ELECTRIC POWER DISTRIBUTION PLC | SOLAR | PHOTOVOLTAIC | NO | TBC | TBC | 6.028 | DATA NOT AVAILABLE | DATA NOT AVAILABLE | DATA NOT AVAILABLE | DATA NOT AVAILABLE | DATA NOT AVAILABLE | DATA NOT AVAILABLE | DATA NOT AVAILABLE | DATA NOT AVAILABLE | DATA NOT AVAILABLE | DATA NOT AVAILABLE | DATA NOT AVAILABLE | DATA NOT AVAILABLE | No | CONNECTED | 5.795 | 5.795 | 6.1 | TBC | TBC | 2014-03-13 | N/A | N/A | N/A | N/A | N/A | N/A | N/A | N | DATA NOT AVAILABLE | N/A | TBC | N/A | DATA NOT AVAILABLE | 2020-07-22
2000056474812 | DATA NOT AVAILABLE | EVELEY SOLAR FARM LIMITED | DATA NOT AVAILABLE | DATA NOT AVAILABLE | DATA NOT AVAILABLE | WINCHESTER | HAMPSHIRE | TBC | ENGLAND | TBC | TBC | BRLE | ANDO 33kV | EVELEY PV | 132 | SOUTHERN ELECTRIC POWER DISTRIBUTION PLC | SOLAR | PHOTOVOLTAIC | NO | TBC | TBC | TBC | DATA NOT AVAILABLE | DATA NOT AVAILABLE | DATA NOT AVAILABLE | DATA NOT AVAILABLE | DATA NOT AVAILABLE | DATA NOT AVAILABLE | DATA NOT AVAILABLE | DATA NOT AVAILABLE | DATA NOT AVAILABLE | DATA NOT AVAILABLE | DATA NOT AVAILABLE | DATA NOT AVAILABLE | No | CONNECTED | 47.5 | 47.5 | 50 | TBC | TBC | TBC | N/A | N/A | N/A | N/A | N/A | N/A | N/A | N | DATA NOT AVAILABLE | N/A | TBC | N/A | DATA NOT AVAILABLE | 2020-07-22
2000055904782 | DATA NOT AVAILABLE | BELAKANE SOLAR SPV1 LTD | MANOR FARM 6MW PV | MANOR FARM PV | DATA NOT AVAILABLE | GILLINGHAM | SOMERSET | SP8 5PB | ENGLAND | 376609 | 126731 | MANN | SHAF 33kV | MANOR FARM GILLINGHAM PV | 33 | SOUTHERN ELECTRIC POWER DISTRIBUTION PLC | SOLAR | PHOTOVOLTAIC | NO | TBC | TBC | 6 | DATA NOT AVAILABLE | DATA NOT AVAILABLE | DATA NOT AVAILABLE | DATA NOT AVAILABLE | DATA NOT AVAILABLE | DATA NOT AVAILABLE | DATA NOT AVAILABLE | DATA NOT AVAILABLE | DATA NOT AVAILABLE | DATA NOT AVAILABLE | DATA NOT AVAILABLE | DATA NOT AVAILABLE | No | CONNECTED | 4.275 | 4.275 | 4.5 | TBC | TBC | 2014-03-28 | N/A | N/A | N/A | N/A | N/A | N/A | N/A | N | DATA NOT AVAILABLE | N/A | TBC | N/A | DATA NOT AVAILABLE | 2020-07-22
2000055904807 | DATA NOT AVAILABLE | MTS SPITTLEBOROUGH SOLAR LIMITED | SPITTLEBOROUGH FARM PV | PV GENERATION SPITTLEBOROUGH FARM | OLD SWINDON ROAD | SWINDON | WILTSHIRE | SN4 8ET | ENGLAND | 409558 | 182986 | MITY | SWIN 33kV | SPITTLEBOROUGH PV FARM | 33 | SOUTHERN ELECTRIC POWER DISTRIBUTION PLC | SOLAR | PHOTOVOLTAIC | NO | TBC | TBC | 10 | DATA NOT AVAILABLE | DATA NOT AVAILABLE | DATA NOT AVAILABLE | DATA NOT AVAILABLE | DATA NOT AVAILABLE | DATA NOT AVAILABLE | DATA NOT AVAILABLE | DATA NOT AVAILABLE | DATA NOT AVAILABLE | DATA NOT AVAILABLE | DATA NOT AVAILABLE | DATA NOT AVAILABLE | No | CONNECTED | 7.6 | 7.6 | 8 | TBC | TBC | 2014-03-21 | N/A | N/A | N/A | N/A | N/A | N/A | N/A | N | DATA NOT AVAILABLE | N/A | TBC | N/A | DATA NOT AVAILABLE | 2020-07-22
2000055907817 | DATA NOT AVAILABLE | MALWINE SOLAR SPV1 LTD | ALRESFORD SOLAR | WESTERN COURT FARM ALRESFORD SOLAR FARM | DATA NOT AVAILABLE | ALRESFORD | HAMPSHIRE | SO24 0AA | ENGLAND | 460305 | 132062 | FLEE | ALTO 33kV | ALRESFORD PV | 33 | SOUTHERN ELECTRIC POWER DISTRIBUTION PLC | SOLAR | PHOTOVOLTAIC | NO | TBC | TBC | 10 | DATA NOT AVAILABLE | DATA NOT AVAILABLE | DATA NOT AVAILABLE | DATA NOT AVAILABLE | DATA NOT AVAILABLE | DATA NOT AVAILABLE | DATA NOT AVAILABLE | DATA NOT AVAILABLE | DATA NOT AVAILABLE | DATA NOT AVAILABLE | DATA NOT AVAILABLE | DATA NOT AVAILABLE | No | CONNECTED | 9.5 | 9.5 | 10 | TBC | TBC | 2014-03-21 | N/A | N/A | N/A | N/A | N/A | N/A | N/A | N | DATA NOT AVAILABLE | N/A | TBC | N/A | DATA NOT AVAILABLE | 2020-07-22
2000055918109 | DATA NOT AVAILABLE | MSP DECOY LTD | DECOY SOUTH FARM PV | PV GENERATION DECOY SOUTH | OVING ROAD | CHICHESTER | WEST SUSSEX | PO20 3TR | ENGLAND | 492253 | 104370 | LOVE | CHHE 33kV | DECOY PV GENERATION | 33 | SOUTHERN ELECTRIC POWER DISTRIBUTION PLC | SOLAR | PHOTOVOLTAIC | NO | TBC | TBC | 6 | DATA NOT AVAILABLE | DATA NOT AVAILABLE | DATA NOT AVAILABLE | DATA NOT AVAILABLE | DATA NOT AVAILABLE | DATA NOT AVAILABLE | DATA NOT AVAILABLE | DATA NOT AVAILABLE | DATA NOT AVAILABLE | DATA NOT AVAILABLE | DATA NOT AVAILABLE | DATA NOT AVAILABLE | No | CONNECTED | 5.7 | 5.7 | 6 | 0.048 | 0.05 | 2014-03-30 | N/A | N/A | N/A | N/A | N/A | N/A | N/A | N | DATA NOT AVAILABLE | N/A | TBC | N/A | DATA NOT AVAILABLE | 2020-07-22
2000056021319 | DATA NOT AVAILABLE | WSE HULLAVINGTON LTD | HULLAVINGTON PV FARM | HULLAVINGTON PV FARM | HILL HAYES LANE | CHIPPENHAM | WILTSHIRE | SN14 6EB | ENGLAND | 389456 | 182186 | MELK | CHIP 33kV | HULLAVINGTON PV GEN | 33 | SOUTHERN ELECTRIC POWER DISTRIBUTION PLC | SOLAR | PHOTOVOLTAIC | NO | TBC | TBC | 7 | DATA NOT AVAILABLE | DATA NOT AVAILABLE | DATA NOT AVAILABLE | DATA NOT AVAILABLE | DATA NOT AVAILABLE | DATA NOT AVAILABLE | DATA NOT AVAILABLE | DATA NOT AVAILABLE | DATA NOT AVAILABLE | DATA NOT AVAILABLE | DATA NOT AVAILABLE | DATA NOT AVAILABLE | No | CONNECTED | 6.65 | 6.65 | 7 | 0.029 | 0.03 | 2014-08-28 | N/A | N/A | N/A | N/A | N/A | N/A | N/A | N | DATA NOT AVAILABLE | N/A | TBC | N/A | DATA NOT AVAILABLE | 2020-07-22
2000056504937 | DATA NOT AVAILABLE | GREENCOAT CAPITAL | PARK FARM PV | PARK FARM PV | DATA NOT AVAILABLE | CHICHESTER | WEST SUSSEX | PO20 1LS | ENGLAND | 490731 | 101149 | LOVE | HUNS 33kV | MERSTON PV | 33 | SOUTHERN ELECTRIC POWER DISTRIBUTION PLC | SOLAR | PHOTOVOLTAIC | NO | TBC | TBC | TBC | DATA NOT AVAILABLE | DATA NOT AVAILABLE | DATA NOT AVAILABLE | DATA NOT AVAILABLE | DATA NOT AVAILABLE | DATA NOT AVAILABLE | DATA NOT AVAILABLE | DATA NOT AVAILABLE | DATA NOT AVAILABLE | DATA NOT AVAILABLE | DATA NOT AVAILABLE | DATA NOT AVAILABLE | No | CONNECTED | 3.8 | 3.8 | 4 | TBC | TBC | TBC | N/A | N/A | N/A | N/A | N/A | N/A | N/A | N | DATA NOT AVAILABLE | N/A | TBC | N/A | DATA NOT AVAILABLE | 2020-07-22
2000056049280 | DATA NOT AVAILABLE | BOURNEMOUTH SOLAR LIMITED | ECO SOLAR 1 | EAST PARLEY COMMON ECO SOLAR 1, PARLEY GENERATION | CHAPEL LANE | CHRISTCHURCH | DORSET | BH23 6BG | ENGLAND | 410020 | 99003 | MANN | REHI 33kV | PARLEY HUB PV | 33 | SOUTHERN ELECTRIC POWER DISTRIBUTION PLC | SOLAR | PHOTOVOLTAIC | NO | TBC | TBC | 24.8 | DATA NOT AVAILABLE | DATA NOT AVAILABLE | DATA NOT AVAILABLE | DATA NOT AVAILABLE | DATA NOT AVAILABLE | DATA NOT AVAILABLE | DATA NOT AVAILABLE | DATA NOT AVAILABLE | DATA NOT AVAILABLE | DATA NOT AVAILABLE | DATA NOT AVAILABLE | DATA NOT AVAILABLE | No | CONNECTED | 23.56 | 23.56 | 24.8 | 0.228 | 0.24 | 2014-09-23 | N/A | N/A | N/A | N/A | N/A | N/A | N/A | N | DATA NOT AVAILABLE | N/A | TBC | N/A | DATA NOT AVAILABLE | 2020-07-22
2000056049314 | DATA NOT AVAILABLE | BOURNEMOUTH SOLAR LIMITED | ECO SS SOLAR 2 | PARLEY GENERATION HUB ECO SS SOLAR 2 | EAST PARLEY COMMON | CHRISTCHURCH | DORSET | BH23 6BG | ENGLAND | 410020 | 99003 | MANN | REHI 33kV | PARLEY HUB PV | 33 | SOUTHERN ELECTRIC POWER DISTRIBUTION PLC | SOLAR | PHOTOVOLTAIC | NO | TBC | TBC | 5.9 | DATA NOT AVAILABLE | DATA NOT AVAILABLE | DATA NOT AVAILABLE | DATA NOT AVAILABLE | DATA NOT AVAILABLE | DATA NOT AVAILABLE | DATA NOT AVAILABLE | DATA NOT AVAILABLE | DATA NOT AVAILABLE | DATA NOT AVAILABLE | DATA NOT AVAILABLE | DATA NOT AVAILABLE | No | CONNECTED | 5.605 | 5.605 | 5.9 | 0.057 | 0.06 | 2014-09-23 | N/A | N/A | N/A | N/A | N/A | N/A | N/A | N | DATA NOT AVAILABLE | N/A | TBC | N/A | DATA NOT AVAILABLE | 2020-07-22
2000056058763 | DATA NOT AVAILABLE | FARM POWER APOLLO LIMITED | FARM POWER APOLLO PV | BOURNE PARK GENERATION FARM POWER APOLLO PV | DATA NOT AVAILABLE | DORCHESTER | DORSET | DT2 7TU | ENGLAND | 372306 | 97577 | CHIC | CHIC 33kV | BOURNE PARK PV GEN | 11 | SOUTHERN ELECTRIC POWER DISTRIBUTION PLC | SOLAR | PHOTOVOLTAIC | NO | TBC | TBC | 2.2 | DATA NOT AVAILABLE | DATA NOT AVAILABLE | DATA NOT AVAILABLE | DATA NOT AVAILABLE | DATA NOT AVAILABLE | DATA NOT AVAILABLE | DATA NOT AVAILABLE | DATA NOT AVAILABLE | DATA NOT AVAILABLE | DATA NOT AVAILABLE | DATA NOT AVAILABLE | DATA NOT AVAILABLE | No | CONNECTED | 2.09 | 2.09 | 2.2 | 0.048 | 0.05 | 2014-11-04 | N/A | N/A | N/A | N/A | N/A | N/A | N/A | N | DATA NOT AVAILABLE | N/A | TBC | N/A | DATA NOT AVAILABLE | 2020-07-22
2000056082135 | DATA NOT AVAILABLE | LANDMEAD SOLAR FARM LIMITED | LANDMEAD PV | PV GENERATION LANDMEAD FARM | DATA NOT AVAILABLE | WANTAGE | OXFORDSHIRE | OX12 0HP | ENGLAND | 442145 | 193229 | COWL | DRAY 33kV | LANDMEAD PV | 33 | SOUTHERN ELECTRIC POWER DISTRIBUTION PLC | SOLAR | PHOTOVOLTAIC | NO | TBC | TBC | 35 | DATA NOT AVAILABLE | DATA NOT AVAILABLE | DATA NOT AVAILABLE | DATA NOT AVAILABLE | DATA NOT AVAILABLE | DATA NOT AVAILABLE | DATA NOT AVAILABLE | DATA NOT AVAILABLE | DATA NOT AVAILABLE | DATA NOT AVAILABLE | DATA NOT AVAILABLE | DATA NOT AVAILABLE | No | CONNECTED | 33.25 | 33.25 | 35 | TBC | TBC | 2014-12-18 | N/A | N/A | N/A | N/A | N/A | N/A | N/A | N | DATA NOT AVAILABLE | N/A | TBC | N/A | DATA NOT AVAILABLE | 2020-07-22
2000056107125 | DATA NOT AVAILABLE | ORTA WEDGEHILL SOLAR LIMITED | WEDGEHILL PV | WEDGEHILL PV | WEDGEHILL FARM | WIMBORNE | DORSET | BH21 7JP | ENGLAND | 406322 | 106898 | MANN | MANN 33kV | WEDGE HILL PV FARM | 33 | SOUTHERN ELECTRIC POWER DISTRIBUTION PLC | SOLAR | PHOTOVOLTAIC | NO | TBC | TBC | 18 | DATA NOT AVAILABLE | DATA NOT AVAILABLE | DATA NOT AVAILABLE | DATA NOT AVAILABLE | DATA NOT AVAILABLE | DATA NOT AVAILABLE | DATA NOT AVAILABLE | DATA NOT AVAILABLE | DATA NOT AVAILABLE | DATA NOT AVAILABLE | DATA NOT AVAILABLE | DATA NOT AVAILABLE | No | CONNECTED | 12.113 | 12.113 | 12.75 | TBC | TBC | 2015-01-05 | N/A | N/A | N/A | N/A | N/A | N/A | N/A | N | DATA NOT AVAILABLE | N/A | TBC | N/A | DATA NOT AVAILABLE | 2020-07-22
2000056139001 | DATA NOT AVAILABLE | WEL SOLAR 1 LIMITED | ROVES FARM PV | ROVES FARM PV | DATA NOT AVAILABLE | SWINDON | SWINDON | SN6 7QG | ENGLAND | 420941 | 188975 | MITY | STRA 33kV | ROVES FARM PV | 33 | SOUTHERN ELECTRIC POWER DISTRIBUTION PLC | SOLAR | PHOTOVOLTAIC | NO | TBC | TBC | 10 | DATA NOT AVAILABLE | DATA NOT AVAILABLE | DATA NOT AVAILABLE | DATA NOT AVAILABLE | DATA NOT AVAILABLE | DATA NOT AVAILABLE | DATA NOT AVAILABLE | DATA NOT AVAILABLE | DATA NOT AVAILABLE | DATA NOT AVAILABLE | DATA NOT AVAILABLE | DATA NOT AVAILABLE | No | CONNECTED | 8.55 | 8.55 | 9 | TBC | TBC | 2015-02-20 | N/A | N/A | N/A | N/A | N/A | N/A | N/A | N | DATA NOT AVAILABLE | N/A | TBC | N/A | DATA NOT AVAILABLE | 2020-07-22
2000056139224 | DATA NOT AVAILABLE | CHALGROVE SOLAR LTD | NIXEY FARM PV | NIXEY FARM PV | DATA NOT AVAILABLE | OXFORD | OXFORDSHIRE | OX49 5AZ | ENGLAND | 466176 | 197091 | COWL | HIGW 33kV | NIXEY PV GENERATION | 33 | SOUTHERN ELECTRIC POWER DISTRIBUTION PLC | SOLAR | PHOTOVOLTAIC | NO | TBC | TBC | 20 | DATA NOT AVAILABLE | DATA NOT AVAILABLE | DATA NOT AVAILABLE | DATA NOT AVAILABLE | DATA NOT AVAILABLE | DATA NOT AVAILABLE | DATA NOT AVAILABLE | DATA NOT AVAILABLE | DATA NOT AVAILABLE | DATA NOT AVAILABLE | DATA NOT AVAILABLE | DATA NOT AVAILABLE | No | CONNECTED | 16.15 | 16.15 | 17 | 0.029 | 0.03 | 2015-03-26 | N/A | N/A | N/A | N/A | N/A | N/A | N/A | N | DATA NOT AVAILABLE | N/A | TBC | N/A | DATA NOT AVAILABLE | 2020-07-22
2000056139438 | DATA NOT AVAILABLE | ELMS | ELMS PV | ELMS FARM | GROVE ROAD | WANTAGE | OXFORDSHIRE | OX12 7PD | ENGLAND | 440207 | 189109 | COWL | DRAY 33kV | ELMS PV GENERATION | 33 | SOUTHERN ELECTRIC POWER DISTRIBUTION PLC | SOLAR | PHOTOVOLTAIC | NO | TBC | TBC | 21.25 | DATA NOT AVAILABLE | DATA NOT AVAILABLE | DATA NOT AVAILABLE | DATA NOT AVAILABLE | DATA NOT AVAILABLE | DATA NOT AVAILABLE | DATA NOT AVAILABLE | DATA NOT AVAILABLE | DATA NOT AVAILABLE | DATA NOT AVAILABLE | DATA NOT AVAILABLE | DATA NOT AVAILABLE | No | CONNECTED | 20.188 | 20.188 | 21.25 | TBC | TBC | 2015-03-09 | N/A | N/A | N/A | N/A | N/A | N/A | N/A | N | DATA NOT AVAILABLE | N/A | TBC | N/A | DATA NOT AVAILABLE | 2020-07-22
2000056166469 | DATA NOT AVAILABLE | SECOND GENERATION VERWOOD LTD | VERWOOD PV | VERWOOD PV | ST MICHAEL'S ROAD | WIMBORNE | DORSET | BH31 6JA | ENGLAND | 408768 | 107767 | MANN | MANN 33kV | VERWOOD PV FARM | 33 | SOUTHERN ELECTRIC POWER DISTRIBUTION PLC | SOLAR | PHOTOVOLTAIC | NO | TBC | TBC | 20 | DATA NOT AVAILABLE | DATA NOT AVAILABLE | DATA NOT AVAILABLE | DATA NOT AVAILABLE | DATA NOT AVAILABLE | DATA NOT AVAILABLE | DATA NOT AVAILABLE | DATA NOT AVAILABLE | DATA NOT AVAILABLE | DATA NOT AVAILABLE | DATA NOT AVAILABLE | DATA NOT AVAILABLE | No | CONNECTED | 15.2 | 15.2 | 16 | TBC | TBC | 2015-02-24 | N/A | N/A | N/A | N/A | N/A | N/A | N/A | N | DATA NOT AVAILABLE | N/A | TBC | N/A | DATA NOT AVAILABLE | 2020-07-22
2000056191535 | DATA NOT AVAILABLE | DATA NOT AVAILABLE | ORTA PORT PV | ORTA PORT PV | WATER EATON | SWINDON | WILTSHIRE | SN6 6JT | ENGLAND | 413290 | 194234 | MITY | STRA 33kV | PORT FARM WATER EATON PV | 33 | SOUTHERN ELECTRIC POWER DISTRIBUTION PLC | SOLAR | PHOTOVOLTAIC | NO | TBC | TBC | 30 | DATA NOT AVAILABLE | DATA NOT AVAILABLE | DATA NOT AVAILABLE | DATA NOT AVAILABLE | DATA NOT AVAILABLE | DATA NOT AVAILABLE | DATA NOT AVAILABLE | DATA NOT AVAILABLE | DATA NOT AVAILABLE | DATA NOT AVAILABLE | DATA NOT AVAILABLE | DATA NOT AVAILABLE | No | CONNECTED | 27.17 | 27.17 | 28.6 | TBC | TBC | 2015-03-04 | N/A | N/A | N/A | N/A | N/A | N/A | N/A | N | DATA NOT AVAILABLE | N/A | TBC | N/A | DATA NOT AVAILABLE | 2020-07-22
2000056194207 | DATA NOT AVAILABLE | COCK HILL FARM PV | COCK HILL PV | COCK HILL FARM PV | DATA NOT AVAILABLE | TROWBRIDGE | WILTSHIRE | BA14 9AQ | ENGLAND | 384564 | 158364 | MELK | NORR 33kV | COCK HILL PV GEN | 33 | SOUTHERN ELECTRIC POWER DISTRIBUTION PLC | SOLAR | PHOTOVOLTAIC | NO | TBC | TBC | 20 | DATA NOT AVAILABLE | DATA NOT AVAILABLE | DATA NOT AVAILABLE | DATA NOT AVAILABLE | DATA NOT AVAILABLE | DATA NOT AVAILABLE | DATA NOT AVAILABLE | DATA NOT AVAILABLE | DATA NOT AVAILABLE | DATA NOT AVAILABLE | DATA NOT AVAILABLE | DATA NOT AVAILABLE | No | CONNECTED | 14.63 | 14.63 | 15.4 | 0.038 | 0.04 | 2015-03-25 | N/A | N/A | N/A | N/A | N/A | N/A | N/A | N | DATA NOT AVAILABLE | N/A | TBC | N/A | DATA NOT AVAILABLE | 2020-07-22
2000056199701 | DATA NOT AVAILABLE | GREENCOAT CAPITAL | WATERDITCH PV | WATERDITCH PV FARM | DATA NOT AVAILABLE | CHRISTCHURCH | DORSET | BH23 8JX | ENGLAND | 418771 | 96024 | MANN | CHRI 33kV | WATERDITCH PV | 33 | SOUTHERN ELECTRIC POWER DISTRIBUTION PLC | SOLAR | PHOTOVOLTAIC | NO | TBC | TBC | 18 | DATA NOT AVAILABLE | DATA NOT AVAILABLE | DATA NOT AVAILABLE | DATA NOT AVAILABLE | DATA NOT AVAILABLE | DATA NOT AVAILABLE | DATA NOT AVAILABLE | DATA NOT AVAILABLE | DATA NOT AVAILABLE | DATA NOT AVAILABLE | DATA NOT AVAILABLE | DATA NOT AVAILABLE | No | CONNECTED | 14.535 | 14.535 | 15.3 | TBC | TBC | 2015-03-26 | N/A | N/A | N/A | N/A | N/A | N/A | N/A | N | DATA NOT AVAILABLE | N/A | TBC | N/A | DATA NOT AVAILABLE | 2020-07-22
2000056199793 | DATA NOT AVAILABLE | STOKES MARSH SOLAR LTD | STOKES MARSH PV | LAND AT BRICKFIELD FARM | STOKES MARSH | COULSTON | WILTSHIRE | BA13 4NZ | ENGLAND | 394836 | 155632 | MELK | NORR 33kV | STOKES MARSH PV GEN | 33 | SOUTHERN ELECTRIC POWER DISTRIBUTION PLC | SOLAR | PHOTOVOLTAIC | NO | TBC | TBC | 12.16 | DATA NOT AVAILABLE | DATA NOT AVAILABLE | DATA NOT AVAILABLE | DATA NOT AVAILABLE | DATA NOT AVAILABLE | DATA NOT AVAILABLE | DATA NOT AVAILABLE | DATA NOT AVAILABLE | DATA NOT AVAILABLE | DATA NOT AVAILABLE | DATA NOT AVAILABLE | DATA NOT AVAILABLE | No | CONNECTED | 11.552 | 11.552 | 12.16 | 0.2 | 0.21 | 2015-03-06 | N/A | N/A | N/A | N/A | N/A | N/A | N/A | N | DATA NOT AVAILABLE | N/A | TBC | N/A | DATA NOT AVAILABLE | 2020-07-22
2000056200029 | DATA NOT AVAILABLE | MORSOL LIMITED | MARSH HOUSE PV | MARSH HOUSE PV FARM | DATA NOT AVAILABLE | FAREHAM | HAMPSHIRE | GU10 5EF | ENGLAND | 480822 | 145908 | FLEE | COXW 33kV | MARSH HOUSE PV GEN | 33 | SOUTHERN ELECTRIC POWER DISTRIBUTION PLC | SOLAR | PHOTOVOLTAIC | NO | TBC | TBC | 4.3 | DATA NOT AVAILABLE | DATA NOT AVAILABLE | DATA NOT AVAILABLE | DATA NOT AVAILABLE | DATA NOT AVAILABLE | DATA NOT AVAILABLE | DATA NOT AVAILABLE | DATA NOT AVAILABLE | DATA NOT AVAILABLE | DATA NOT AVAILABLE | DATA NOT AVAILABLE | DATA NOT AVAILABLE | No | CONNECTED | 4.085 | 4.085 | 4.3 | TBC | TBC | 2015-03-07 | N/A | N/A | N/A | N/A | N/A | N/A | N/A | N | DATA NOT AVAILABLE | N/A | TBC | N/A | DATA NOT AVAILABLE | 2020-07-22
2000056204965 | DATA NOT AVAILABLE | DATA NOT AVAILABLE | MEMBURY PV | HADLEY FARM MEMBURY SOLAR PV | ERMIN STREET | HUNGERFORD | BERKSHIRE | RG17 7TR | ENGLAND | 430689 | 176506 | BRLE | THAT 33kV | MEMBURY PV | 33 | SOUTHERN ELECTRIC POWER DISTRIBUTION PLC | SOLAR | PHOTOVOLTAIC | NO | TBC | TBC | 15 | DATA NOT AVAILABLE | DATA NOT AVAILABLE | DATA NOT AVAILABLE | DATA NOT AVAILABLE | DATA NOT AVAILABLE | DATA NOT AVAILABLE | DATA NOT AVAILABLE | DATA NOT AVAILABLE | DATA NOT AVAILABLE | DATA NOT AVAILABLE | DATA NOT AVAILABLE | DATA NOT AVAILABLE | No | CONNECTED | 13.3 | 13.3 | 14 | TBC | TBC | 2015-03-16 | N/A | N/A | N/A | N/A | N/A | N/A | N/A | N | DATA NOT AVAILABLE | N/A | TBC | N/A | DATA NOT AVAILABLE | 2020-07-22
2000056205310 | DATA NOT AVAILABLE | DNO CONSULTING | ROUNDPONDS FARM PV | ROUNDPONDS FARM PV | BERRY FIELD LANE | MELKSHAM | WILTSHIRE | SN12 6EF | ENGLAND | 389810 | 162411 | MELK | NORR 33kV | ROUNDPONDS PV GEN | 33 | SOUTHERN ELECTRIC POWER DISTRIBUTION PLC | SOLAR | PHOTOVOLTAIC | NO | TBC | TBC | 14 | DATA NOT AVAILABLE | DATA NOT AVAILABLE | DATA NOT AVAILABLE | DATA NOT AVAILABLE | DATA NOT AVAILABLE | DATA NOT AVAILABLE | DATA NOT AVAILABLE | DATA NOT AVAILABLE | DATA NOT AVAILABLE | DATA NOT AVAILABLE | DATA NOT AVAILABLE | DATA NOT AVAILABLE | No | CONNECTED | 9.595 | 9.595 | 10.1 | TBC | TBC | 2015-03-23 | N/A | N/A | N/A | N/A | N/A | N/A | N/A | N | DATA NOT AVAILABLE | N/A | TBC | N/A | DATA NOT AVAILABLE | 2020-07-22
2000051970017 | DATA NOT AVAILABLE | TANGMERE AIRFIELD NURSERIES LIMITED | DATA NOT AVAILABLE | THE OLD AIRFIELD | TANGMERE | CHICHESTER | WEST SUSSEX | PO20 2GP | ENGLAND | 491558 | 106136 | LOVE | CHHE 33kV | CHICHESTER | 11 | SOUTHERN ELECTRIC POWER DISTRIBUTION PLC | WASTE | DATA NOT AVAILABLE | NO | TBC | TBC | TBC | DATA NOT AVAILABLE | DATA NOT AVAILABLE | DATA NOT AVAILABLE | DATA NOT AVAILABLE | DATA NOT AVAILABLE | DATA NOT AVAILABLE | DATA NOT AVAILABLE | DATA NOT AVAILABLE | DATA NOT AVAILABLE | DATA NOT AVAILABLE | DATA NOT AVAILABLE | DATA NOT AVAILABLE | No | CONNECTED | 6.65 | 6.65 | 7 | TBC | TBC | TBC | N/A | N/A | N/A | N/A | N/A | N/A | N/A | N | DATA NOT AVAILABLE | N/A | TBC | N/A | DATA NOT AVAILABLE | 2020-10-01
2000056219980 | DATA NOT AVAILABLE | LIGHTSOURCE SPV 79 LIMITED | AARDVARK PV | LITTLEDOWN PV SHAFTESBURY | DATA NOT AVAILABLE | SHAFTESBURY | DORSET | SP7 9HD | ENGLAND | 386849 | 124179 | MANN | SALI 33kV | LITTLEDOWN PV GEN | 33 | SOUTHERN ELECTRIC POWER DISTRIBUTION PLC | SOLAR | PHOTOVOLTAIC | NO | TBC | TBC | 6.5 | DATA NOT AVAILABLE | DATA NOT AVAILABLE | DATA NOT AVAILABLE | DATA NOT AVAILABLE | DATA NOT AVAILABLE | DATA NOT AVAILABLE | DATA NOT AVAILABLE | DATA NOT AVAILABLE | DATA NOT AVAILABLE | DATA NOT AVAILABLE | DATA NOT AVAILABLE | DATA NOT AVAILABLE | No | CONNECTED | 4.275 | 4.275 | 4.5 | TBC | TBC | 2015-03-26 | N/A | N/A | N/A | N/A | N/A | N/A | N/A | N | DATA NOT AVAILABLE | N/A | TBC | N/A | DATA NOT AVAILABLE | 2020-07-22
2000056842133 | DATA NOT AVAILABLE | FULLERTON SOLARFIELD LIMITED | FULLERTON FARM PV | FULLERTON FARM PV | DATA NOT AVAILABLE | ANDOVER | HAMPSHIRE | SP11 7JX | ENGLAND | 437992 | 139758 | BRLE | ANDO 33kV | FULLERTON FARM PV | 33 | SOUTHERN ELECTRIC POWER DISTRIBUTION PLC | SOLAR | PHOTOVOLTAIC | NO | TBC | TBC | TBC | DATA NOT AVAILABLE | DATA NOT AVAILABLE | DATA NOT AVAILABLE | DATA NOT AVAILABLE | DATA NOT AVAILABLE | DATA NOT AVAILABLE | DATA NOT AVAILABLE | DATA NOT AVAILABLE | DATA NOT AVAILABLE | DATA NOT AVAILABLE | DATA NOT AVAILABLE | DATA NOT AVAILABLE | No | CONNECTED | 3.325 | 3.325 | 3.5 | TBC | TBC | TBC | N/A | N/A | N/A | N/A | N/A | N/A | N/A | N | DATA NOT AVAILABLE | N/A | TBC | N/A | DATA NOT AVAILABLE | 2020-07-22
2000056222894 | DATA NOT AVAILABLE | WESTERFIELD SOLAR LIMITED | WESTERFIELD FARM | WESTERFIELD FARM PV | DATA NOT AVAILABLE | OXFORD | OXFORDSHIRE | OX18 3NX | ENGLAND | 428766 | 208858 | COWL | WITN 33kV | WESTERFIELD FM SHIL PV | 33 | SOUTHERN ELECTRIC POWER DISTRIBUTION PLC | SOLAR | PHOTOVOLTAIC | NO | TBC | TBC | 12.5 | DATA NOT AVAILABLE | DATA NOT AVAILABLE | DATA NOT AVAILABLE | DATA NOT AVAILABLE | DATA NOT AVAILABLE | DATA NOT AVAILABLE | DATA NOT AVAILABLE | DATA NOT AVAILABLE | DATA NOT AVAILABLE | DATA NOT AVAILABLE | DATA NOT AVAILABLE | DATA NOT AVAILABLE | No | CONNECTED | 9.405 | 9.405 | 9.9 | TBC | TBC | 2015-03-23 | N/A | N/A | N/A | N/A | N/A | N/A | N/A | N | DATA NOT AVAILABLE | N/A | TBC | N/A | DATA NOT AVAILABLE | 2020-07-22
2000056244986 | DATA NOT AVAILABLE | GOOD ENERGY GENERATION LTD | LOWER END PV | LOWER END FARM PV | LONG STREET | DEVIZES | WILTSHIRE | SN10 5SL | ENGLAND | 397170 | 156314 | MELK | NORR 33kV | LOWER END PV | 33 | SOUTHERN ELECTRIC POWER DISTRIBUTION PLC | SOLAR | PHOTOVOLTAIC | NO | TBC | TBC | 5 | DATA NOT AVAILABLE | DATA NOT AVAILABLE | DATA NOT AVAILABLE | DATA NOT AVAILABLE | DATA NOT AVAILABLE | DATA NOT AVAILABLE | DATA NOT AVAILABLE | DATA NOT AVAILABLE | DATA NOT AVAILABLE | DATA NOT AVAILABLE | DATA NOT AVAILABLE | DATA NOT AVAILABLE | No | CONNECTED | 4.275 | 4.275 | 4.5 | 0.228 | 0.24 | 2015-05-28 | N/A | N/A | N/A | N/A | N/A | N/A | N/A | N | DATA NOT AVAILABLE | N/A | TBC | N/A | DATA NOT AVAILABLE | 2020-07-22
2000056277280 | DATA NOT AVAILABLE | GOOD ENERGY GENERATION LTD | CROSSROADS PV | CROSSROADS SOLAR FARM | BLACKWATER GROVE | FORDINGBRIDGE | DORSET | SP6 3AD | ENGLAND | 411340 | 112335 | MANN | MANN 33kV | CROSSROADS PV | 33 | SOUTHERN ELECTRIC POWER DISTRIBUTION PLC | SOLAR | PHOTOVOLTAIC | NO | TBC | TBC | 5 | DATA NOT AVAILABLE | DATA NOT AVAILABLE | DATA NOT AVAILABLE | DATA NOT AVAILABLE | DATA NOT AVAILABLE | DATA NOT AVAILABLE | DATA NOT AVAILABLE | DATA NOT AVAILABLE | DATA NOT AVAILABLE | DATA NOT AVAILABLE | DATA NOT AVAILABLE | DATA NOT AVAILABLE | No | CONNECTED | 3.824 | 3.824 | 4.025 | 0.024 | 0.025 | 2015-06-12 | N/A | N/A | N/A | N/A | N/A | N/A | N/A | N | DATA NOT AVAILABLE | N/A | TBC | N/A | DATA NOT AVAILABLE | 2020-07-22
2000056345461 | DATA NOT AVAILABLE | BLACKFINCH INVESTMENTS LIMITED | PALMERSFORD PV | PALMERSFORD SOLAR FARM | CHAPEL LANE | CHRISTCHURCH | DORSET | BH23 6BG | ENGLAND | 410020 | 99003 | MANN | REHI 33kV | PALMERSFORD PV GEN | 33 | SOUTHERN ELECTRIC POWER DISTRIBUTION PLC | SOLAR | PHOTOVOLTAIC | NO | TBC | TBC | 3.5 | DATA NOT AVAILABLE | DATA NOT AVAILABLE | DATA NOT AVAILABLE | DATA NOT AVAILABLE | DATA NOT AVAILABLE | DATA NOT AVAILABLE | DATA NOT AVAILABLE | DATA NOT AVAILABLE | DATA NOT AVAILABLE | DATA NOT AVAILABLE | DATA NOT AVAILABLE | DATA NOT AVAILABLE | No | CONNECTED | 3.325 | 3.325 | 3.5 | TBC | TBC | 2015-12-19 | N/A | N/A | N/A | N/A | N/A | N/A | N/A | N | DATA NOT AVAILABLE | N/A | TBC | N/A | DATA NOT AVAILABLE | 2020-07-22
2000056872305 | DATA NOT AVAILABLE | SWINDON CHAPEL FARM SOLAR LTD | CHAPEL FARM PV | CHAPEL FARM PV | DATA NOT AVAILABLE | SWINDON | WILTSHIRE | SN26 8DD | ENGLAND | 412827 | 191343 | MITY | SWIN 33kV | CHAPEL FARM PV | 33 | SOUTHERN ELECTRIC POWER DISTRIBUTION PLC | SOLAR | PHOTOVOLTAIC | NO | TBC | TBC | TBC | DATA NOT AVAILABLE | DATA NOT AVAILABLE | DATA NOT AVAILABLE | DATA NOT AVAILABLE | DATA NOT AVAILABLE | DATA NOT AVAILABLE | DATA NOT AVAILABLE | DATA NOT AVAILABLE | DATA NOT AVAILABLE | DATA NOT AVAILABLE | DATA NOT AVAILABLE | DATA NOT AVAILABLE | No | CONNECTED | 7.6 | 7.6 | 8 | TBC | TBC | TBC | N/A | N/A | N/A | N/A | N/A | N/A | N/A | N | DATA NOT AVAILABLE | N/A | TBC | N/A | DATA NOT AVAILABLE | 2020-07-22
2000056366930 | DATA NOT AVAILABLE | BEDBOROUGH SOLAR FARM LIMITED | BEDBOROUGH FARM PV | BEDBOROUGH FARM PV | UDDENS DR | WIMBORNE | DORSET | BH21 7BQ | ENGLAND | 404916 | 101838 | MANN | MANN 33kV | BEDBOROUGH FARM PV | 33 | SOUTHERN ELECTRIC POWER DISTRIBUTION PLC | SOLAR | PHOTOVOLTAIC | NO | TBC | TBC | 10 | DATA NOT AVAILABLE | DATA NOT AVAILABLE | DATA NOT AVAILABLE | DATA NOT AVAILABLE | DATA NOT AVAILABLE | DATA NOT AVAILABLE | DATA NOT AVAILABLE | DATA NOT AVAILABLE | DATA NOT AVAILABLE | DATA NOT AVAILABLE | DATA NOT AVAILABLE | DATA NOT AVAILABLE | No | CONNECTED | 4.75 | 4.75 | 5 | TBC | TBC | 2015-10-14 | N/A | N/A | N/A | N/A | N/A | N/A | N/A | N | DATA NOT AVAILABLE | N/A | TBC | N/A | DATA NOT AVAILABLE | 2020-07-22
2000056440006 | DATA NOT AVAILABLE | HOMESTEAD COMMUNITY SOLAR CIC | SHALFLEET PV | SHALFLEET PV | DATA NOT AVAILABLE | NEWPORT | ISLE OF WIGHT | PO30 4NH | ENGLAND | 440596 | 88664 | FAWL | COWE 33kV | SHALFLEET PV | 11 | SOUTHERN ELECTRIC POWER DISTRIBUTION PLC | SOLAR | PHOTOVOLTAIC | NO | TBC | TBC | 8.5 | DATA NOT AVAILABLE | DATA NOT AVAILABLE | DATA NOT AVAILABLE | DATA NOT AVAILABLE | DATA NOT AVAILABLE | DATA NOT AVAILABLE | DATA NOT AVAILABLE | DATA NOT AVAILABLE | DATA NOT AVAILABLE | DATA NOT AVAILABLE | DATA NOT AVAILABLE | DATA NOT AVAILABLE | No | CONNECTED | 4.275 | 4.275 | 4.5 | TBC | TBC | TBC | N/A | N/A | N/A | N/A | N/A | N/A | N/A | N | DATA NOT AVAILABLE | N/A | TBC | N/A | DATA NOT AVAILABLE | 2020-07-22
2000056456265 | DATA NOT AVAILABLE | MERSTON SOLAR FARM LIMITED | MERSTON FARM PV - 1 | MERSTON FARM PV - 1 | PAGHAM ROAD | CHICHESTER | WEST SUSSEX | PO20 1LL | ENGLAND | 489665 | 101616 | LOVE | HUNS 33kV | MERSTON PV | 33 | SOUTHERN ELECTRIC POWER DISTRIBUTION PLC | SOLAR | PHOTOVOLTAIC | NO | TBC | TBC | 4 | DATA NOT AVAILABLE | DATA NOT AVAILABLE | DATA NOT AVAILABLE | DATA NOT AVAILABLE | DATA NOT AVAILABLE | DATA NOT AVAILABLE | DATA NOT AVAILABLE | DATA NOT AVAILABLE | DATA NOT AVAILABLE | DATA NOT AVAILABLE | DATA NOT AVAILABLE | DATA NOT AVAILABLE | No | CONNECTED | 3.8 | 3.8 | 4 | TBC | TBC | 2015-12-22 | N/A | N/A | N/A | N/A | N/A | N/A | N/A | N | DATA NOT AVAILABLE | N/A | TBC | N/A | DATA NOT AVAILABLE | 2020-07-22
2000056456850 | DATA NOT AVAILABLE | MERSTON SOLAR FARM LIMITED | MERSTON FARM PV - 1 | MERSTON FARM PV - 1 | PAGHAM ROAD | CHICHESTER | WEST SUSSEX | PO20 1LL | ENGLAND | 489665 | 101616 | LOVE | HUNS 33kV | MERSTON PV | 33 | SOUTHERN ELECTRIC POWER DISTRIBUTION PLC | SOLAR | PHOTOVOLTAIC | NO | TBC | TBC | 4 | DATA NOT AVAILABLE | DATA NOT AVAILABLE | DATA NOT AVAILABLE | DATA NOT AVAILABLE | DATA NOT AVAILABLE | DATA NOT AVAILABLE | DATA NOT AVAILABLE | DATA NOT AVAILABLE | DATA NOT AVAILABLE | DATA NOT AVAILABLE | DATA NOT AVAILABLE | DATA NOT AVAILABLE | No | CONNECTED | 3.8 | 3.8 | 4 | TBC | TBC | 2015-12-22 | N/A | N/A | N/A | N/A | N/A | N/A | N/A | N | DATA NOT AVAILABLE | N/A | TBC | N/A | DATA NOT AVAILABLE | 2020-07-22
2000056465970 | DATA NOT AVAILABLE | HOMESTEAD COMMUNITY SOLAR CIC | SHALFLEET PV | SHALFLEET PV | DATA NOT AVAILABLE | NEWPORT | ISLE OF WIGHT | PO30 4NH | ENGLAND | 440596 | 88664 | FAWL | COWE 33kV | SHALFLEET PV | 11 | SOUTHERN ELECTRIC POWER DISTRIBUTION PLC | SOLAR | PHOTOVOLTAIC | NO | TBC | TBC | 8.5 | DATA NOT AVAILABLE | DATA NOT AVAILABLE | DATA NOT AVAILABLE | DATA NOT AVAILABLE | DATA NOT AVAILABLE | DATA NOT AVAILABLE | DATA NOT AVAILABLE | DATA NOT AVAILABLE | DATA NOT AVAILABLE | DATA NOT AVAILABLE | DATA NOT AVAILABLE | DATA NOT AVAILABLE | No | CONNECTED | 3.42 | 3.42 | 3.6 | TBC | TBC | TBC | N/A | N/A | N/A | N/A | N/A | N/A | N/A | N | DATA NOT AVAILABLE | N/A | TBC | N/A | DATA NOT AVAILABLE | 2020-07-22
2000057082474 | DATA NOT AVAILABLE | WEST SUSSEX COUNTY COUNCIL | WESTHAMPNETT SOLAR FARM | WESTHAMPNETT SOLAR FARM | COACH ROAD | WESTHAMPNETT | WEST SUSSEX | PO18 0NX | ENGLAND | 488340 | 106139 | LOVE | CHHE 33kV | WESTHAMPNETT PV | 33 | SOUTHERN ELECTRIC POWER DISTRIBUTION PLC | SOLAR | PHOTOVOLTAIC | NO | TBC | TBC | TBC | DATA NOT AVAILABLE | DATA NOT AVAILABLE | DATA NOT AVAILABLE | DATA NOT AVAILABLE | DATA NOT AVAILABLE | DATA NOT AVAILABLE | DATA NOT AVAILABLE | DATA NOT AVAILABLE | DATA NOT AVAILABLE | DATA NOT AVAILABLE | DATA NOT AVAILABLE | DATA NOT AVAILABLE | No | CONNECTED | 6.65 | 6.65 | 7 | TBC | TBC | TBC | N/A | N/A | N/A | N/A | N/A | N/A | N/A | N | DATA NOT AVAILABLE | N/A | TBC | N/A | DATA NOT AVAILABLE | 2020-07-22
2000057363977 | DATA NOT AVAILABLE | CONRAD (CALNE) LTD | CALNE POWER GENERATION PLANT | CALNE POWER GENERATION PLANT | CLARKE AVENUE | CALNE | WILTSHIRE | SN11 9BS | ENGLAND | 400332 | 172170 | MELK | CHIP 33kV | CALNE | 11 | SOUTHERN ELECTRIC POWER DISTRIBUTION PLC | FOSSIL GAS | DATA NOT AVAILABLE | NO | TBC | TBC | TBC | DATA NOT AVAILABLE | DATA NOT AVAILABLE | DATA NOT AVAILABLE | DATA NOT AVAILABLE | DATA NOT AVAILABLE | DATA NOT AVAILABLE | DATA NOT AVAILABLE | DATA NOT AVAILABLE | DATA NOT AVAILABLE | DATA NOT AVAILABLE | DATA NOT AVAILABLE | DATA NOT AVAILABLE | No | CONNECTED | 7.125 | 7.125 | 7.5 | TBC | TBC | TBC | N/A | N/A | N/A | N/A | N/A | N/A | N/A | N | DATA NOT AVAILABLE | N/A | TBC | N/A | DATA NOT AVAILABLE | 2020-07-22
2000056474399 | DATA NOT AVAILABLE | FERRY FARM SOLAR LIMITED | FERRY FARM PV | DATA NOT AVAILABLE | DATA NOT AVAILABLE | CHICHESTER | WEST SUSSEX | PO20 9ED | ENGLAND | 485831 | 96047 | LOVE | HUNS 33kV | FERRY FARM SELSEY PV | 33 | SOUTHERN ELECTRIC POWER DISTRIBUTION PLC | SOLAR | PHOTOVOLTAIC | NO | TBC | TBC | 10 | DATA NOT AVAILABLE | DATA NOT AVAILABLE | DATA NOT AVAILABLE | DATA NOT AVAILABLE | DATA NOT AVAILABLE | DATA NOT AVAILABLE | DATA NOT AVAILABLE | DATA NOT AVAILABLE | DATA NOT AVAILABLE | DATA NOT AVAILABLE | DATA NOT AVAILABLE | DATA NOT AVAILABLE | No | CONNECTED | 4.75 | 4.75 | 5 | 0.048 | 0.05 | 2015-12-17 | N/A | N/A | N/A | N/A | N/A | N/A | N/A | N | DATA NOT AVAILABLE | N/A | TBC | N/A | DATA NOT AVAILABLE | 2020-07-22
2000056474877 | DATA NOT AVAILABLE | RENEWABLE ENERGY CONNECTIONS LTD | BRADENSTOKE SOLAR PARK LYNEHAM PV | BRADENSTOKE SOLAR PARK | DATA NOT AVAILABLE | CHIPPENHAM | WILTSHIRE | SN15 4PZ | ENGLAND | 401380 | 178741 | MITY | LPPV | LYDIARD PLAIN PV | 132 | SOUTHERN ELECTRIC POWER DISTRIBUTION PLC | SOLAR | PHOTOVOLTAIC | NO | TBC | TBC | 49.9 | DATA NOT AVAILABLE | DATA NOT AVAILABLE | DATA NOT AVAILABLE | DATA NOT AVAILABLE | DATA NOT AVAILABLE | DATA NOT AVAILABLE | DATA NOT AVAILABLE | DATA NOT AVAILABLE | DATA NOT AVAILABLE | DATA NOT AVAILABLE | DATA NOT AVAILABLE | DATA NOT AVAILABLE | No | CONNECTED | 47.405 | 47.405 | 49.9 | 0.428 | 0.45 | 2016-09-20 | N/A | N/A | N/A | N/A | N/A | N/A | N/A | N | DATA NOT AVAILABLE | N/A | TBC | N/A | DATA NOT AVAILABLE | 2020-07-22
2000056479110 | DATA NOT AVAILABLE | SOUTHFIELD FARM SOLAR PARK LTD | SOUTHFIELD FARM SOLAR PARK | SOUTHFIELD FARM PV | DATA NOT AVAILABLE | YEOVIL | SOMERSET | BA22 8HQ | ENGLAND | 357089 | 124014 | AXMI | YEOV 33kV | SOUTHFIELD PV | 33 | SOUTHERN ELECTRIC POWER DISTRIBUTION PLC | SOLAR | PHOTOVOLTAIC | NO | TBC | TBC | 9.54 | DATA NOT AVAILABLE | DATA NOT AVAILABLE | DATA NOT AVAILABLE | DATA NOT AVAILABLE | DATA NOT AVAILABLE | DATA NOT AVAILABLE | DATA NOT AVAILABLE | DATA NOT AVAILABLE | DATA NOT AVAILABLE | DATA NOT AVAILABLE | DATA NOT AVAILABLE | DATA NOT AVAILABLE | No | CONNECTED | 7.6 | 7.6 | 8 | 0.086 | 0.09 | 2016-03-23 | N/A | N/A | N/A | N/A | N/A | N/A | N/A | N | DATA NOT AVAILABLE | N/A | TBC | N/A | DATA NOT AVAILABLE | 2020-07-22
2000056479138 | DATA NOT AVAILABLE | GERVIS SOLAR LIMITED | PRATTS FIELD PV | PRATTS FIELD PV | DATA NOT AVAILABLE | CHRISTCHURCH | DORSET | BH23 7AA | ENGLAND | 417961 | 95569 | MANN | CHRI 33kV | PRATTS FIELD PV GEN | 11 | SOUTHERN ELECTRIC POWER DISTRIBUTION PLC | SOLAR | PHOTOVOLTAIC | NO | TBC | TBC | 3 | DATA NOT AVAILABLE | DATA NOT AVAILABLE | DATA NOT AVAILABLE | DATA NOT AVAILABLE | DATA NOT AVAILABLE | DATA NOT AVAILABLE | DATA NOT AVAILABLE | DATA NOT AVAILABLE | DATA NOT AVAILABLE | DATA NOT AVAILABLE | DATA NOT AVAILABLE | DATA NOT AVAILABLE | No | CONNECTED | 2.85 | 2.85 | 3 | 0.048 | 0.05 | 2015-12-22 | N/A | N/A | N/A | N/A | N/A | N/A | N/A | N | DATA NOT AVAILABLE | N/A | TBC | N/A | DATA NOT AVAILABLE | 2020-07-22
2000056530797 | DATA NOT AVAILABLE | SWINDON SOLAR FARM LIMITED | WROUGHTON AIR FIELD | RED BARN GATE | DATA NOT AVAILABLE | SWINDON | SWINDON | SN4 9LP | ENGLAND | 414428 | 180538 | MITY | TOOT 33kV | WROUGHTON AIR PV | 33 | SOUTHERN ELECTRIC POWER DISTRIBUTION PLC | SOLAR | PHOTOVOLTAIC | NO | TBC | TBC | 48.51 | DATA NOT AVAILABLE | DATA NOT AVAILABLE | DATA NOT AVAILABLE | DATA NOT AVAILABLE | DATA NOT AVAILABLE | DATA NOT AVAILABLE | DATA NOT AVAILABLE | DATA NOT AVAILABLE | DATA NOT AVAILABLE | DATA NOT AVAILABLE | DATA NOT AVAILABLE | DATA NOT AVAILABLE | No | CONNECTED | 46.085 | 46.085 | 48.51 | 0.38 | 0.4 | 2016-03-23 | N/A | N/A | N/A | N/A | N/A | N/A | N/A | N | DATA NOT AVAILABLE | N/A | TBC | N/A | DATA NOT AVAILABLE | 2020-07-22
2000056532483 | DATA NOT AVAILABLE | BRADLEY ROAD SOLAR PARK | BRADLEY PV | DATA NOT AVAILABLE | DATA NOT AVAILABLE | TROWBRIDGE | WILTSHIRE | BA14 9RN | ENGLAND | 384949 | 154885 | MELK | FROM 33kV | BRADLEY PV | 11 | SOUTHERN ELECTRIC POWER DISTRIBUTION PLC | SOLAR | PHOTOVOLTAIC | NO | TBC | TBC | 7 | DATA NOT AVAILABLE | DATA NOT AVAILABLE | DATA NOT AVAILABLE | DATA NOT AVAILABLE | DATA NOT AVAILABLE | DATA NOT AVAILABLE | DATA NOT AVAILABLE | DATA NOT AVAILABLE | DATA NOT AVAILABLE | DATA NOT AVAILABLE | DATA NOT AVAILABLE | DATA NOT AVAILABLE | No | CONNECTED | 4.18 | 4.18 | 4.4 | TBC | TBC | 2016-03-29 | N/A | N/A | N/A | N/A | N/A | N/A | N/A | N | DATA NOT AVAILABLE | N/A | TBC | N/A | DATA NOT AVAILABLE | 2020-07-22
2000056535740 | DATA NOT AVAILABLE | BLUE ELEPHANT ENERGY | SUTOR FARM PV | DATA NOT AVAILABLE | DATA NOT AVAILABLE | WINCANTON | SOMERSET | BA9 9RA | ENGLAND | 372494 | 127168 | AXMI | YEOV 33kV | SUTOR PV FARM | 33 | SOUTHERN ELECTRIC POWER DISTRIBUTION PLC | SOLAR | PHOTOVOLTAIC | NO | TBC | TBC | 5 | DATA NOT AVAILABLE | DATA NOT AVAILABLE | DATA NOT AVAILABLE | DATA NOT AVAILABLE | DATA NOT AVAILABLE | DATA NOT AVAILABLE | DATA NOT AVAILABLE | DATA NOT AVAILABLE | DATA NOT AVAILABLE | DATA NOT AVAILABLE | DATA NOT AVAILABLE | DATA NOT AVAILABLE | No | CONNECTED | 4.275 | 4.275 | 4.5 | TBC | TBC | 2016-03-22 | N/A | N/A | N/A | N/A | N/A | N/A | N/A | N | DATA NOT AVAILABLE | N/A | TBC | N/A | DATA NOT AVAILABLE | 2020-07-22
2000056536121 | DATA NOT AVAILABLE | SANDRIDGE SOLAR POWER LIMITED | SANDRIDGE FARM PV GENERATION | 262A | SANDRIDGE HILL | MELKSHAM | WILTSHIRE | SN12 7QX | ENGLAND | 393761 | 164696 | MELK | SAPV | SANDRIDGE PV FARM | 132 | SOUTHERN ELECTRIC POWER DISTRIBUTION PLC | SOLAR | PHOTOVOLTAIC | NO | TBC | TBC | 49.971 | DATA NOT AVAILABLE | DATA NOT AVAILABLE | DATA NOT AVAILABLE | DATA NOT AVAILABLE | DATA NOT AVAILABLE | DATA NOT AVAILABLE | DATA NOT AVAILABLE | DATA NOT AVAILABLE | DATA NOT AVAILABLE | DATA NOT AVAILABLE | DATA NOT AVAILABLE | DATA NOT AVAILABLE | No | CONNECTED | 37.525 | 37.525 | 39.5 | TBC | TBC | 2016-03-25 | N/A | N/A | N/A | N/A | N/A | N/A | N/A | N | DATA NOT AVAILABLE | N/A | TBC | N/A | DATA NOT AVAILABLE | 2020-07-22
2000056537783 | DATA NOT AVAILABLE | CASWELL SOLAR FARM LIMITED | RYME INTRINSECA | RYME INTRINSECA | DATA NOT AVAILABLE | SHERBORNE | DORSET | DT9 6JP | ENGLAND | 358773 | 109843 | AXMI | YEOV 33kV | CASWELL PV | 33 | SOUTHERN ELECTRIC POWER DISTRIBUTION PLC | SOLAR | PHOTOVOLTAIC | NO | TBC | TBC | 7.5 | DATA NOT AVAILABLE | DATA NOT AVAILABLE | DATA NOT AVAILABLE | DATA NOT AVAILABLE | DATA NOT AVAILABLE | DATA NOT AVAILABLE | DATA NOT AVAILABLE | DATA NOT AVAILABLE | DATA NOT AVAILABLE | DATA NOT AVAILABLE | DATA NOT AVAILABLE | DATA NOT AVAILABLE | No | CONNECTED | 5.035 | 5.035 | 5.3 | TBC | TBC | 2016-03-22 | N/A | N/A | N/A | N/A | N/A | N/A | N/A | N | DATA NOT AVAILABLE | N/A | TBC | N/A | DATA NOT AVAILABLE | 2020-07-22
2000056551333 | DATA NOT AVAILABLE | SOLARCENTURY HOLDINGS LTD | ROMSEY PV | BROADLANDS LAND TO WEST OF A3057 | DATA NOT AVAILABLE | ROMSEY | HAMPSHIRE | SO16 0XX | ENGLAND | 437042 | 117490 | NURS | ROWN 33kV | ROMSEY PV GEN | 11 | SOUTHERN ELECTRIC POWER DISTRIBUTION PLC | SOLAR | PHOTOVOLTAIC | NO | TBC | TBC | 4.32 | DATA NOT AVAILABLE | DATA NOT AVAILABLE | DATA NOT AVAILABLE | DATA NOT AVAILABLE | DATA NOT AVAILABLE | DATA NOT AVAILABLE | DATA NOT AVAILABLE | DATA NOT AVAILABLE | DATA NOT AVAILABLE | DATA NOT AVAILABLE | DATA NOT AVAILABLE | DATA NOT AVAILABLE | No | CONNECTED | 4.104 | 4.104 | 4.32 | 0.086 | 0.09 | 2016-03-29 | N/A | N/A | N/A | N/A | N/A | N/A | N/A | N | DATA NOT AVAILABLE | N/A | TBC | N/A | DATA NOT AVAILABLE | 2020-07-22
2000056562317 | DATA NOT AVAILABLE | LIGHTSOURCE SPV 141 LIMITED | BINSTED FARM PV | DATA NOT AVAILABLE | DATA NOT AVAILABLE | ARUNDEL | WEST SUSSEX | BN18 0LN | ENGLAND | 498150 | 106380 | LOVE | CHHE 33kV | BINSTEAD FARM PV | 33 | SOUTHERN ELECTRIC POWER DISTRIBUTION PLC | SOLAR | PHOTOVOLTAIC | NO | TBC | TBC | 7 | DATA NOT AVAILABLE | DATA NOT AVAILABLE | DATA NOT AVAILABLE | DATA NOT AVAILABLE | DATA NOT AVAILABLE | DATA NOT AVAILABLE | DATA NOT AVAILABLE | DATA NOT AVAILABLE | DATA NOT AVAILABLE | DATA NOT AVAILABLE | DATA NOT AVAILABLE | DATA NOT AVAILABLE | No | CONNECTED | 3.981 | 3.981 | 4.19 | TBC | TBC | 2016-03-31 | N/A | N/A | N/A | N/A | N/A | N/A | N/A | N | DATA NOT AVAILABLE | N/A | TBC | N/A | DATA NOT AVAILABLE | 2020-07-22
2000056563589 | DATA NOT AVAILABLE | WILSOM SOLAR FARM LIMITED | WILSOM FARM PV | DATA NOT AVAILABLE | DATA NOT AVAILABLE | ALTON | HAMPSHIRE | GU34 2SW | ENGLAND | 472777 | 138856 | FLEE | ALTO 33kV | WILSOM PV | 33 | SOUTHERN ELECTRIC POWER DISTRIBUTION PLC | SOLAR | PHOTOVOLTAIC | NO | TBC | TBC | 8.3 | DATA NOT AVAILABLE | DATA NOT AVAILABLE | DATA NOT AVAILABLE | DATA NOT AVAILABLE | DATA NOT AVAILABLE | DATA NOT AVAILABLE | DATA NOT AVAILABLE | DATA NOT AVAILABLE | DATA NOT AVAILABLE | DATA NOT AVAILABLE | DATA NOT AVAILABLE | DATA NOT AVAILABLE | No | CONNECTED | 7.885 | 7.885 | 8.3 | TBC | TBC | 2016-03-31 | N/A | N/A | N/A | N/A | N/A | N/A | N/A | N | DATA NOT AVAILABLE | N/A | TBC | N/A | DATA NOT AVAILABLE | 2020-07-22
2000056631440 | DATA NOT AVAILABLE | FERRY FARM SOLAR LIMITED | FERRY FARM PV | DATA NOT AVAILABLE | DATA NOT AVAILABLE | CHICHESTER | WEST SUSSEX | PO20 9ED | ENGLAND | 485831 | 96047 | LOVE | HUNS 33kV | FERRY FARM SELSEY PV | 33 | SOUTHERN ELECTRIC POWER DISTRIBUTION PLC | SOLAR | PHOTOVOLTAIC | NO | TBC | TBC | 10 | DATA NOT AVAILABLE | DATA NOT AVAILABLE | DATA NOT AVAILABLE | DATA NOT AVAILABLE | DATA NOT AVAILABLE | DATA NOT AVAILABLE | DATA NOT AVAILABLE | DATA NOT AVAILABLE | DATA NOT AVAILABLE | DATA NOT AVAILABLE | DATA NOT AVAILABLE | DATA NOT AVAILABLE | No | CONNECTED | 3.8 | 3.8 | 4 | 0.048 | 0.05 | 2015-12-17 | N/A | N/A | N/A | N/A | N/A | N/A | N/A | N | DATA NOT AVAILABLE | N/A | TBC | N/A | DATA NOT AVAILABLE | 2020-07-22
2000056774608 | DATA NOT AVAILABLE | SUNSAVE 13 (SOUTHWICK) LIMITED | POLESHOLE FARM PV ADD CAP | POLESHOLE FARM PV ADD CAP | SOUTHWICK | TROWBRIDGE | WILTSHIRE | BA14 9PS | ENGLAND | 384137 | 154248 | MELK | FROM 33kV | POLESHOLE PV | 33 | SOUTHERN ELECTRIC POWER DISTRIBUTION PLC | SOLAR | PHOTOVOLTAIC | NO | TBC | TBC | 10 | DATA NOT AVAILABLE | DATA NOT AVAILABLE | DATA NOT AVAILABLE | DATA NOT AVAILABLE | DATA NOT AVAILABLE | DATA NOT AVAILABLE | DATA NOT AVAILABLE | DATA NOT AVAILABLE | DATA NOT AVAILABLE | DATA NOT AVAILABLE | DATA NOT AVAILABLE | DATA NOT AVAILABLE | No | CONNECTED | 9.5 | 9.5 | 10 | TBC | TBC | 2017-02-27 | N/A | N/A | N/A | N/A | N/A | N/A | N/A | N | DATA NOT AVAILABLE | N/A | TBC | N/A | DATA NOT AVAILABLE | 2020-07-22
2000056848144 | DATA NOT AVAILABLE | WICKFIELD SOLAR LIMITED | WICKFIELD FARM PV | WICKFIELD FARM PV | SWINDON ROAD | WOOTTON BASSETT | WILTSHIRE | SN4 8QS | ENGLAND | 408671 | 182252 | MITY | SWIN 33kV | WICKFIELD FARM PV | 33 | SOUTHERN ELECTRIC POWER DISTRIBUTION PLC | SOLAR | PHOTOVOLTAIC | NO | TBC | TBC | 5 | DATA NOT AVAILABLE | DATA NOT AVAILABLE | DATA NOT AVAILABLE | DATA NOT AVAILABLE | DATA NOT AVAILABLE | DATA NOT AVAILABLE | DATA NOT AVAILABLE | DATA NOT AVAILABLE | DATA NOT AVAILABLE | DATA NOT AVAILABLE | DATA NOT AVAILABLE | DATA NOT AVAILABLE | No | CONNECTED | 3.8 | 3.8 | 4 | TBC | TBC | 2017-03-21 | N/A | N/A | N/A | N/A | N/A | N/A | N/A | N | DATA NOT AVAILABLE | N/A | TBC | N/A | DATA NOT AVAILABLE | 2020-07-22
2000056865479 | DATA NOT AVAILABLE | BRITISH SOLAR RENEWABLES LIMITED | CLAPTON FARM PV | CLAPTON FARM PV | DATA NOT AVAILABLE | WINCANTON | SOMERSET | BA9 8LH | ENGLAND | 375139 | 129201 | MANN | SHAF 33kV | CLAPTON FARM PV | 33 | SOUTHERN ELECTRIC POWER DISTRIBUTION PLC | SOLAR | PHOTOVOLTAIC | NO | TBC | TBC | 4 | DATA NOT AVAILABLE | DATA NOT AVAILABLE | DATA NOT AVAILABLE | DATA NOT AVAILABLE | DATA NOT AVAILABLE | DATA NOT AVAILABLE | DATA NOT AVAILABLE | DATA NOT AVAILABLE | DATA NOT AVAILABLE | DATA NOT AVAILABLE | DATA NOT AVAILABLE | DATA NOT AVAILABLE | No | CONNECTED | 3.8 | 3.8 | 4 | TBC | TBC | 2017-03-20 | N/A | N/A | N/A | N/A | N/A | N/A | N/A | N | DATA NOT AVAILABLE | N/A | TBC | N/A | DATA NOT AVAILABLE | 2020-07-22
2000056866046 | DATA NOT AVAILABLE | NEXTENERGY SOLAR HOLDINGS VI LIMITED | HILL FARM PV | HILL FARM PV | DATA NOT AVAILABLE | BANBURY | OXFORDSHIRE | OX25 6JJ | ENGLAND | 445901 | 229562 | COWL | YARN 33kV | HILL FARM DUNS TEW PV | 33 | SOUTHERN ELECTRIC POWER DISTRIBUTION PLC | SOLAR | PHOTOVOLTAIC | NO | TBC | TBC | 4.95 | DATA NOT AVAILABLE | DATA NOT AVAILABLE | DATA NOT AVAILABLE | DATA NOT AVAILABLE | DATA NOT AVAILABLE | DATA NOT AVAILABLE | DATA NOT AVAILABLE | DATA NOT AVAILABLE | DATA NOT AVAILABLE | DATA NOT AVAILABLE | DATA NOT AVAILABLE | DATA NOT AVAILABLE | No | CONNECTED | 4.513 | 4.513 | 4.75 | 0.238 | 0.25 | 2017-03-20 | N/A | N/A | N/A | N/A | N/A | N/A | N/A | N | DATA NOT AVAILABLE | N/A | TBC | N/A | DATA NOT AVAILABLE | 2020-07-22
2000056866064 | DATA NOT AVAILABLE | NEXTENERGY SOLAR HOLDINGS VI LIMITED | WASING PARK PV | WASING PARK PV | DATA NOT AVAILABLE | READING | BERKSHIRE | RG7 4TB | ENGLAND | 456206 | 164817 | BRLE | THAT 33kV | WASING PARK PV | 33 | SOUTHERN ELECTRIC POWER DISTRIBUTION PLC | SOLAR | PHOTOVOLTAIC | NO | TBC | TBC | 16 | DATA NOT AVAILABLE | DATA NOT AVAILABLE | DATA NOT AVAILABLE | DATA NOT AVAILABLE | DATA NOT AVAILABLE | DATA NOT AVAILABLE | DATA NOT AVAILABLE | DATA NOT AVAILABLE | DATA NOT AVAILABLE | DATA NOT AVAILABLE | DATA NOT AVAILABLE | DATA NOT AVAILABLE | No | CONNECTED | 3.981 | 3.981 | 4.19 | TBC | TBC | 2017-03-28 | N/A | N/A | N/A | N/A | N/A | N/A | N/A | N | DATA NOT AVAILABLE | N/A | TBC | N/A | DATA NOT AVAILABLE | 2020-07-22
2000056872607 | DATA NOT AVAILABLE | GSII NETLEY SOLAR LIMITED | NETLEY PV | NETLEY PV | BURSLEDON | SOUTHAMPTON | SOUTHAMPTON | SO31 8BT | ENGLAND | 447013 | 110328 | BOTW | NETC 33kV | OLD NETLEY PV GENERATION | 33 | SOUTHERN ELECTRIC POWER DISTRIBUTION PLC | SOLAR | PHOTOVOLTAIC | NO | TBC | TBC | 10 | DATA NOT AVAILABLE | DATA NOT AVAILABLE | DATA NOT AVAILABLE | DATA NOT AVAILABLE | DATA NOT AVAILABLE | DATA NOT AVAILABLE | DATA NOT AVAILABLE | DATA NOT AVAILABLE | DATA NOT AVAILABLE | DATA NOT AVAILABLE | DATA NOT AVAILABLE | DATA NOT AVAILABLE | No | CONNECTED | 9.5 | 9.5 | 10 | TBC | TBC | 2017-03-30 | N/A | N/A | N/A | N/A | N/A | N/A | N/A | N | DATA NOT AVAILABLE | N/A | TBC | N/A | DATA NOT AVAILABLE | 2020-07-22
2000056875324 | DATA NOT AVAILABLE | BRITISH SOLAR RENEWABLES LIMITED | RAMPISHAM DOWN PV | RAMPISHAM DOWN PV | MAIDEN NEWTON | DORCHESTER | DORSET | DT2 0HS | ENGLAND | 354820 | 101220 | AXMI | YEOV 33kV | BBC RAMPISHAM | 11 | SOUTHERN ELECTRIC POWER DISTRIBUTION PLC | SOLAR | PHOTOVOLTAIC | NO | TBC | TBC | 12 | DATA NOT AVAILABLE | DATA NOT AVAILABLE | DATA NOT AVAILABLE | DATA NOT AVAILABLE | DATA NOT AVAILABLE | DATA NOT AVAILABLE | DATA NOT AVAILABLE | DATA NOT AVAILABLE | DATA NOT AVAILABLE | DATA NOT AVAILABLE | DATA NOT AVAILABLE | DATA NOT AVAILABLE | No | CONNECTED | 11.4 | 11.4 | 12 | 0.333 | 0.35 | 2017-03-31 | N/A | N/A | N/A | N/A | N/A | N/A | N/A | N | DATA NOT AVAILABLE | N/A | TBC | N/A | DATA NOT AVAILABLE | 2020-07-22
2000056879240 | DATA NOT AVAILABLE | COMMON FARM SOLAR FARM LIMITED | COMMON FARM PV | COMMON FARM SOLAR FARM LIMITED | DATA NOT AVAILABLE | SWINDON | SWINDON | SN4 9QJ | ENGLAND | 413412 | 181917 | MITY | TOOT 33kV | COMMON FARM WROUGHTON | 11 | SOUTHERN ELECTRIC POWER DISTRIBUTION PLC | SOLAR | PHOTOVOLTAIC | NO | TBC | TBC | 6.76 | DATA NOT AVAILABLE | DATA NOT AVAILABLE | DATA NOT AVAILABLE | DATA NOT AVAILABLE | DATA NOT AVAILABLE | DATA NOT AVAILABLE | DATA NOT AVAILABLE | DATA NOT AVAILABLE | DATA NOT AVAILABLE | DATA NOT AVAILABLE | DATA NOT AVAILABLE | DATA NOT AVAILABLE | No | CONNECTED | 2.622 | 2.622 | 2.76 | 0.048 | 0.05 | TBC | N/A | N/A | N/A | N/A | N/A | N/A | N/A | N | DATA NOT AVAILABLE | N/A | TBC | N/A | DATA NOT AVAILABLE | 2020-07-22
1700052944513 | DATA NOT AVAILABLE | CSI ERROL SOLAR PV LIMITED | ERROL PV | ERROL PV | DATA NOT AVAILABLE | PERTH | PERTHSHIRE AND KINROSS | PH2 7RE | SCOTLAND | 322534 | 723200 | ABNE | N/A | ABERNETHY GRID | 33 | SCOTTISH HYDRO ELECTRIC POWER DISTRIBUTION PLC | SOLAR | PHOTOVOLTAIC | NO | TBC | TBC | 9.9 | DATA NOT AVAILABLE | DATA NOT AVAILABLE | DATA NOT AVAILABLE | DATA NOT AVAILABLE | DATA NOT AVAILABLE | DATA NOT AVAILABLE | DATA NOT AVAILABLE | DATA NOT AVAILABLE | DATA NOT AVAILABLE | DATA NOT AVAILABLE | DATA NOT AVAILABLE | DATA NOT AVAILABLE | No | CONNECTED | 9.405 | 9.405 | 9.9 | TBC | TBC | 2016-02-25 | N/A | N/A | N/A | N/A | N/A | N/A | N/A | N | DATA NOT AVAILABLE | N/A | TBC | N/A | DATA NOT AVAILABLE | 2020-07-22
1714886700455 | DATA NOT AVAILABLE | ABERDEENSHIRE COUNCIL | WOODHILL HOUSE | WOODHILL HOUSE ABERDEENSHIRE COUNCIL | WESTBURN ROAD | ABERDEEN | ABERDEEN | AB16 5GB | SCOTLAND | 391160 | 806962 | WOHI | N/A | WOODHILL | 11 | SCOTTISH HYDRO ELECTRIC POWER DISTRIBUTION PLC | SOLAR | PHOTOVOLTAIC | NO | TBC | TBC | 0.045 | DATA NOT AVAILABLE | DATA NOT AVAILABLE | DATA NOT AVAILABLE | DATA NOT AVAILABLE | DATA NOT AVAILABLE | DATA NOT AVAILABLE | DATA NOT AVAILABLE | DATA NOT AVAILABLE | DATA NOT AVAILABLE | DATA NOT AVAILABLE | DATA NOT AVAILABLE | DATA NOT AVAILABLE | No | CONNECTED | 1.14 | 1.14 | 1.2 | TBC | TBC | TBC | N/A | N/A | N/A | N/A | N/A | N/A | N/A | N | DATA NOT AVAILABLE | N/A | TBC | N/A | DATA NOT AVAILABLE | 2020-07-22
2000027454648 | DATA NOT AVAILABLE | ASSOCIATED BRITISH PORTS | OCEAN GATE | OCEAN GATE ASSOCIATED BRITISH PORTS | ATLANTIC WAY | SOUTHAMPTON | HAMPSHIRE | SO14 3QN | ENGLAND | 437678 | 112882 | NURS | SAMP 33kV | NEW DOCKS | 33 | SOUTHERN ELECTRIC POWER DISTRIBUTION PLC | SOLAR | PHOTOVOLTAIC | NO | TBC | TBC | 0.8 | DATA NOT AVAILABLE | DATA NOT AVAILABLE | DATA NOT AVAILABLE | DATA NOT AVAILABLE | DATA NOT AVAILABLE | DATA NOT AVAILABLE | DATA NOT AVAILABLE | DATA NOT AVAILABLE | DATA NOT AVAILABLE | DATA NOT AVAILABLE | DATA NOT AVAILABLE | DATA NOT AVAILABLE | No | CONNECTED | 12.35 | 12.35 | 13 | TBC | TBC | TBC | N/A | N/A | N/A | N/A | N/A | N/A | N/A | N | DATA NOT AVAILABLE | N/A | TBC | N/A | DATA NOT AVAILABLE | 2020-07-22
2000055899538 | DATA NOT AVAILABLE | HOOK VALLEY FARM SOLAR PARK LIMITED | HOOK VALLEY PV | SOLAR PARK HOOK VALLEY FARM | OFF A371 | WINCANTON | SOMERSET | BA9 8BS | ENGLAND | 369092 | 128475 | MANN | SHAF 33kV | HOOK VALLEY PV | 33 | SOUTHERN ELECTRIC POWER DISTRIBUTION PLC | SOLAR | PHOTOVOLTAIC | NO | TBC | TBC | 12 | DATA NOT AVAILABLE | DATA NOT AVAILABLE | DATA NOT AVAILABLE | DATA NOT AVAILABLE | DATA NOT AVAILABLE | DATA NOT AVAILABLE | DATA NOT AVAILABLE | DATA NOT AVAILABLE | DATA NOT AVAILABLE | DATA NOT AVAILABLE | DATA NOT AVAILABLE | DATA NOT AVAILABLE | No | CONNECTED | 11.41 | 11.41 | 12.01 | TBC | TBC | 2014-03-27 | N/A | N/A | N/A | N/A | N/A | N/A | N/A | N | DATA NOT AVAILABLE | N/A | TBC | N/A | DATA NOT AVAILABLE | 2020-07-22
2000056199951 | DATA NOT AVAILABLE | C/O LIGHTSOURCE | CASTLE COMBE PV | CASTLE COMBE FARM PV | DATA NOT AVAILABLE | CHIPPENHAM | WILTSHIRE | SN14 7EY | ENGLAND | 384852 | 177073 | MELK | CHIP 33kV | CASTLE COMBE PV GEN | 33 | SOUTHERN ELECTRIC POWER DISTRIBUTION PLC | SOLAR | PHOTOVOLTAIC | NO | TBC | TBC | 12 | DATA NOT AVAILABLE | DATA NOT AVAILABLE | DATA NOT AVAILABLE | DATA NOT AVAILABLE | DATA NOT AVAILABLE | DATA NOT AVAILABLE | DATA NOT AVAILABLE | DATA NOT AVAILABLE | DATA NOT AVAILABLE | DATA NOT AVAILABLE | DATA NOT AVAILABLE | DATA NOT AVAILABLE | No | CONNECTED | 11.4 | 11.4 | 12 | 0.105 | 0.11 | 2015-03-31 | N/A | N/A | N/A | N/A | N/A | N/A | N/A | N | DATA NOT AVAILABLE | N/A | TBC | N/A | DATA NOT AVAILABLE | 2020-07-22
2000056212042 | DATA NOT AVAILABLE | LITTLETON SOLAR FARM LIMITED | LITTLETON FARM PV | AT LITTLETON FARM LITTLETON SOLAR FARM AT LAND | DATA NOT AVAILABLE | BLANDFORD FORUM | DORSET | DT11 9AE | ENGLAND | 388155 | 104392 | MANN | LYTC 33kV | LITTLETON PV | 33 | SOUTHERN ELECTRIC POWER DISTRIBUTION PLC | SOLAR | PHOTOVOLTAIC | NO | TBC | TBC | 7.5 | DATA NOT AVAILABLE | DATA NOT AVAILABLE | DATA NOT AVAILABLE | DATA NOT AVAILABLE | DATA NOT AVAILABLE | DATA NOT AVAILABLE | DATA NOT AVAILABLE | DATA NOT AVAILABLE | DATA NOT AVAILABLE | DATA NOT AVAILABLE | DATA NOT AVAILABLE | DATA NOT AVAILABLE | No | CONNECTED | 7.125 | 7.125 | 7.5 | TBC | TBC | 2015-03-20 | N/A | N/A | N/A | N/A | N/A | N/A | N/A | N | DATA NOT AVAILABLE | N/A | TBC | N/A | DATA NOT AVAILABLE | 2020-07-22
2000056647946 | DATA NOT AVAILABLE | COMMON FARM SOLAR FARM LIMITED | COMMON FARM PV | COMMON FARM SOLAR FARM LIMITED | DATA NOT AVAILABLE | SWINDON | SWINDON | SN4 9QJ | ENGLAND | 413412 | 181917 | MITY | TOOT 33kV | COMMON FARM WROUGHTON | 11 | SOUTHERN ELECTRIC POWER DISTRIBUTION PLC | SOLAR | PHOTOVOLTAIC | NO | TBC | TBC | 6.76 | DATA NOT AVAILABLE | DATA NOT AVAILABLE | DATA NOT AVAILABLE | DATA NOT AVAILABLE | DATA NOT AVAILABLE | DATA NOT AVAILABLE | DATA NOT AVAILABLE | DATA NOT AVAILABLE | DATA NOT AVAILABLE | DATA NOT AVAILABLE | DATA NOT AVAILABLE | DATA NOT AVAILABLE | No | CONNECTED | 3.8 | 3.8 | 4 | 0.048 | 0.05 | TBC | N/A | N/A | N/A | N/A | N/A | N/A | N/A | N | DATA NOT AVAILABLE | N/A | TBC | N/A | DATA NOT AVAILABLE | 2020-07-22
1700052765478 | DATA NOT AVAILABLE | MEYGEN | NESS OF QUOYS OFFSHORE | NESS OF QUOYS TIDAL | DATA NOT AVAILABLE | WICK | HIGHLAND | KW1 4YH | SCOTLAND | 335009 | 972288 | THUS1 | N/A | THURSO SOUTH GRID | 33 | SCOTTISH HYDRO ELECTRIC POWER DISTRIBUTION PLC | WATER (FLOWING WATER OR HEAD OF WATER) | TIDAL STREAM DEVICES | NO | TBC | TBC | 14.9 | DATA NOT AVAILABLE | DATA NOT AVAILABLE | DATA NOT AVAILABLE | DATA NOT AVAILABLE | DATA NOT AVAILABLE | DATA NOT AVAILABLE | DATA NOT AVAILABLE | DATA NOT AVAILABLE | DATA NOT AVAILABLE | DATA NOT AVAILABLE | DATA NOT AVAILABLE | DATA NOT AVAILABLE | No | CONNECTED | 14.155 | 14.155 | 14.9 | 0.19 | 0.2 | 2016-05-11 | N/A | N/A | N/A | N/A | N/A | N/A | N/A | N | DATA NOT AVAILABLE | N/A | TBC | N/A | DATA NOT AVAILABLE | 2020-07-22
2000055874979 | DATA NOT AVAILABLE | VIRIDOR WASTE MANAGEMENT LIMITED | ARDLEY EFW GENERATION | VIRIDOR LANDFILL SITE | ARDLEY ROAD | BICESTER | OXFORDSHIRE | OX27 7AA | ENGLAND | 454209 | 225371 | COWL | HEAD 33kV | ARDLEY LANDFILL GENER | 33 | SOUTHERN ELECTRIC POWER DISTRIBUTION PLC | WASTE | DATA NOT AVAILABLE | NO | TBC | TBC | 38 | DATA NOT AVAILABLE | DATA NOT AVAILABLE | DATA NOT AVAILABLE | DATA NOT AVAILABLE | DATA NOT AVAILABLE | DATA NOT AVAILABLE | DATA NOT AVAILABLE | DATA NOT AVAILABLE | DATA NOT AVAILABLE | DATA NOT AVAILABLE | DATA NOT AVAILABLE | DATA NOT AVAILABLE | No | CONNECTED | 24.7 | 24.7 | 26 | TBC | TBC | 2014-02-28 | N/A | N/A | N/A | N/A | N/A | N/A | N/A | N | DATA NOT AVAILABLE | N/A | TBC | N/A | DATA NOT AVAILABLE | 2020-07-22
1700052856460 | DATA NOT AVAILABLE | INVERVAR HYDRO DEVELOPMENT LIMITED | GLENLYON | INVERVAR HYDRO | DATA NOT AVAILABLE | ABERFELDY | PERTHSHIRE | PH15 2PP | SCOTLAND | 258171 | 747124 | KIIN | N/A | KILLIN GRID | TBC | SCOTTISH HYDRO ELECTRIC POWER DISTRIBUTION PLC | WATER (FLOWING WATER OR HEAD OF WATER) | HYDRO - OTHER | NO | TBC | TBC | 1.14 | DATA NOT AVAILABLE | DATA NOT AVAILABLE | DATA NOT AVAILABLE | DATA NOT AVAILABLE | DATA NOT AVAILABLE | DATA NOT AVAILABLE | DATA NOT AVAILABLE | DATA NOT AVAILABLE | DATA NOT AVAILABLE | DATA NOT AVAILABLE | DATA NOT AVAILABLE | DATA NOT AVAILABLE | No | CONNECTED | 1.2 | 1.2 | 1.263 | TBC | TBC | 2015-10-28 | N/A | N/A | N/A | N/A | N/A | N/A | N/A | N | DATA NOT AVAILABLE | N/A | TBC | N/A | DATA NOT AVAILABLE | 2020-09-10
1700052930032 | DATA NOT AVAILABLE | CHAORACH HYDRO | GLEN DOCHART | CHAORACH HYDRO | DATA NOT AVAILABLE | CRIANLARICH | PERTHSHIRE | FK20 8QT | SCOTLAND | 248893 | 727919 | KIIN | N/A | CHAORACH | 11 | SCOTTISH HYDRO ELECTRIC POWER DISTRIBUTION PLC | WATER (FLOWING WATER OR HEAD OF WATER) | HYDRO - OTHER | NO | TBC | TBC | 1.9 | DATA NOT AVAILABLE | DATA NOT AVAILABLE | DATA NOT AVAILABLE | DATA NOT AVAILABLE | DATA NOT AVAILABLE | DATA NOT AVAILABLE | DATA NOT AVAILABLE | DATA NOT AVAILABLE | DATA NOT AVAILABLE | DATA NOT AVAILABLE | DATA NOT AVAILABLE | DATA NOT AVAILABLE | No | CONNECTED | 2 | 2 | 2.105 | TBC | TBC | 2016-07-14 | N/A | N/A | N/A | N/A | N/A | N/A | N/A | N | DATA NOT AVAILABLE | N/A | TBC | N/A | DATA NOT AVAILABLE | 2020-09-10
1700052966340 | DATA NOT AVAILABLE | LEACANN ELECTRIC COMPANY LIMITED | DATA NOT AVAILABLE | LOCH LEACANN HYDRO | DATA NOT AVAILABLE | LOCHGILPHEAD | ARGYLL | TBC | SCOTLAND | TBC | TBC | PORA | N/A | PORT ANN GRID | TBC | SCOTTISH HYDRO ELECTRIC POWER DISTRIBUTION PLC | WATER (FLOWING WATER OR HEAD OF WATER) | HYDRO - OTHER | NO | TBC | TBC | 1.045 | DATA NOT AVAILABLE | DATA NOT AVAILABLE | DATA NOT AVAILABLE | DATA NOT AVAILABLE | DATA NOT AVAILABLE | DATA NOT AVAILABLE | DATA NOT AVAILABLE | DATA NOT AVAILABLE | DATA NOT AVAILABLE | DATA NOT AVAILABLE | DATA NOT AVAILABLE | DATA NOT AVAILABLE | No | CONNECTED | 1.1 | 1.1 | 1.158 | 0.024 | 0.025 | 2016-07-29 | N/A | N/A | N/A | N/A | N/A | N/A | N/A | N | DATA NOT AVAILABLE | N/A | TBC | N/A | DATA NOT AVAILABLE | 2020-09-10
1700052971303 | DATA NOT AVAILABLE | TAODAIL HYDRO LIMITED | DATA NOT AVAILABLE | TAODAIL HYDRO ATTADALE PH1) | DATA NOT AVAILABLE | STRATHCARRON | ROSS-SHIRE | IV54 8YX | SCOTLAND | 192968 | 840415 | GRUB | N/A | GRUDIE BRIDGE | TBC | SCOTTISH HYDRO ELECTRIC POWER DISTRIBUTION PLC | WATER (FLOWING WATER OR HEAD OF WATER) | HYDRO - OTHER | NO | TBC | TBC | 1.283 | DATA NOT AVAILABLE | DATA NOT AVAILABLE | DATA NOT AVAILABLE | DATA NOT AVAILABLE | DATA NOT AVAILABLE | DATA NOT AVAILABLE | DATA NOT AVAILABLE | DATA NOT AVAILABLE | DATA NOT AVAILABLE | DATA NOT AVAILABLE | DATA NOT AVAILABLE | DATA NOT AVAILABLE | No | CONNECTED | 1.35 | 1.35 | 1.421 | 0.012 | 0.013 | 2016-09-03 | N/A | N/A | N/A | N/A | N/A | N/A | N/A | N | DATA NOT AVAILABLE | N/A | TBC | N/A | DATA NOT AVAILABLE | 2020-09-10
1700052979038 | DATA NOT AVAILABLE | DATA NOT AVAILABLE | COULIN FOREST KINLOCHEWE | COULIN HYDRO 2,3,4 | DATA NOT AVAILABLE | ACHNASHEEN | ROSS-SHIRE | IV22 2ES | SCOTLAND | 200327 | 856267 | GRUB | N/A | GRUDIE BRIDGE | TBC | SCOTTISH HYDRO ELECTRIC POWER DISTRIBUTION PLC | WATER (FLOWING WATER OR HEAD OF WATER) | HYDRO - OTHER | NO | TBC | TBC | 1.135 | DATA NOT AVAILABLE | DATA NOT AVAILABLE | DATA NOT AVAILABLE | DATA NOT AVAILABLE | DATA NOT AVAILABLE | DATA NOT AVAILABLE | DATA NOT AVAILABLE | DATA NOT AVAILABLE | DATA NOT AVAILABLE | DATA NOT AVAILABLE | DATA NOT AVAILABLE | DATA NOT AVAILABLE | No | CONNECTED | 1.195 | 1.195 | 1.258 | 0.019 | 0.02 | 2017-08-09 | N/A | N/A | N/A | N/A | N/A | N/A | N/A | N | DATA NOT AVAILABLE | N/A | TBC | N/A | DATA NOT AVAILABLE | 2020-09-10
1700052983805 | 1700052983790 | CANAIRD RIVER COMPANY LTD | LANGWELL LODGE STRATH CANAIRD | LANGWELL ESTATE | LANGWELL HYDRO | NR ULLAPOOL | WESTER ROSS | IV26 2TP | SCOTLAND | 215433 | 902045 | GRUB | N/A | GRUDIE BRIDGE | TBC | SCOTTISH HYDRO ELECTRIC POWER DISTRIBUTION PLC | WATER (FLOWING WATER OR HEAD OF WATER) | HYDRO - OTHER | NO | TBC | TBC | 1.14 | DATA NOT AVAILABLE | DATA NOT AVAILABLE | DATA NOT AVAILABLE | DATA NOT AVAILABLE | DATA NOT AVAILABLE | DATA NOT AVAILABLE | DATA NOT AVAILABLE | DATA NOT AVAILABLE | DATA NOT AVAILABLE | DATA NOT AVAILABLE | DATA NOT AVAILABLE | DATA NOT AVAILABLE | Yes | CONNECTED | 1.2 | 1.2 | 1.263 | 0.019 | 0.02 | 2016-11-18 | N/A | N/A | N/A | N/A | N/A | N/A | N/A | Y | DATA NOT AVAILABLE | CMZ-ISY-019 | TBC | N/A | DATA NOT AVAILABLE | 2020-09-10
1700053000973 | DATA NOT AVAILABLE | NEVIS RANGE HYDRO COMPANY LTD | DATA NOT AVAILABLE | DATA NOT AVAILABLE | DATA NOT AVAILABLE | FORT WILLIAM | HIGHLAND | PH33 6SQ | SCOTLAND | 216230 | 777868 | FWIL | N/A | INVERLOCHY | 11 | SCOTTISH HYDRO ELECTRIC POWER DISTRIBUTION PLC | WATER (FLOWING WATER OR HEAD OF WATER) | HYDRO - OTHER | NO | TBC | TBC | 1.045 | DATA NOT AVAILABLE | DATA NOT AVAILABLE | DATA NOT AVAILABLE | DATA NOT AVAILABLE | DATA NOT AVAILABLE | DATA NOT AVAILABLE | DATA NOT AVAILABLE | DATA NOT AVAILABLE | DATA NOT AVAILABLE | DATA NOT AVAILABLE | DATA NOT AVAILABLE | DATA NOT AVAILABLE | No | CONNECTED | 1.1 | 1.1 | 1.158 | 0.323 | 0.34 | 2016-11-01 | N/A | N/A | N/A | N/A | N/A | N/A | N/A | N | DATA NOT AVAILABLE | N/A | TBC | N/A | DATA NOT AVAILABLE | 2020-09-10
1700053017977 | DATA NOT AVAILABLE | BRUACH CAORAINN HYDRO LIMITED | PORT OF MENTEITH | DATA NOT AVAILABLE | DATA NOT AVAILABLE | STIRLING | STIRLING | FK8 3TG | SCOTLAND | 250166 | 701052 | STHA | N/A | ABERFOYLE | 11 | SCOTTISH HYDRO ELECTRIC POWER DISTRIBUTION PLC | WATER (FLOWING WATER OR HEAD OF WATER) | HYDRO - OTHER | NO | TBC | TBC | 1.425 | DATA NOT AVAILABLE | DATA NOT AVAILABLE | DATA NOT AVAILABLE | DATA NOT AVAILABLE | DATA NOT AVAILABLE | DATA NOT AVAILABLE | DATA NOT AVAILABLE | DATA NOT AVAILABLE | DATA NOT AVAILABLE | DATA NOT AVAILABLE | DATA NOT AVAILABLE | DATA NOT AVAILABLE | No | CONNECTED | 1.5 | 1.5 | 1.579 | TBC | TBC | 2017-04-27 | N/A | N/A | N/A | N/A | N/A | N/A | N/A | N | DATA NOT AVAILABLE | N/A | TBC | N/A | DATA NOT AVAILABLE | 2020-09-10
1700053023720 | DATA NOT AVAILABLE | ENRICK GRIDCO LIMITED | CORRIMONY FARM | CORRIMONY HYDRO | DATA NOT AVAILABLE | GLENURQUHART | INVERNESS-SHIRE | IV63 6TW | SCOTLAND | 239228 | 830117 | FASN | N/A | FASNAKYLE GRID | TBC | SCOTTISH HYDRO ELECTRIC POWER DISTRIBUTION PLC | WATER (FLOWING WATER OR HEAD OF WATER) | HYDRO - OTHER | NO | TBC | TBC | 1.354 | DATA NOT AVAILABLE | DATA NOT AVAILABLE | DATA NOT AVAILABLE | DATA NOT AVAILABLE | DATA NOT AVAILABLE | DATA NOT AVAILABLE | DATA NOT AVAILABLE | DATA NOT AVAILABLE | DATA NOT AVAILABLE | DATA NOT AVAILABLE | DATA NOT AVAILABLE | DATA NOT AVAILABLE | No | CONNECTED | 1.425 | 1.425 | 1.5 | 0.01 | 0.01 | 2017-06-27 | N/A | N/A | N/A | N/A | N/A | N/A | N/A | N | DATA NOT AVAILABLE | N/A | TBC | N/A | DATA NOT AVAILABLE | 2020-09-10
1700053177537 | DATA NOT AVAILABLE | NATHRACH HYDRO LTD | DATA NOT AVAILABLE | IMPORT | DATA NOT AVAILABLE | KINLOCHLEVEN | HIGHLAND | PH50 4QF | SCOTLAND | 218210 | 762313 | KILO | N/A | KINLOCHLEVEN | 11 | SCOTTISH HYDRO ELECTRIC POWER DISTRIBUTION PLC | WATER (FLOWING WATER OR HEAD OF WATER) | HYDRO - OTHER | NO | TBC | TBC | 1.9 | DATA NOT AVAILABLE | DATA NOT AVAILABLE | DATA NOT AVAILABLE | DATA NOT AVAILABLE | DATA NOT AVAILABLE | DATA NOT AVAILABLE | DATA NOT AVAILABLE | DATA NOT AVAILABLE | DATA NOT AVAILABLE | DATA NOT AVAILABLE | DATA NOT AVAILABLE | DATA NOT AVAILABLE | No | CONNECTED | 2 | 2 | 2.105 | 0.014 | 0.015 | 2019-07-31 | N/A | N/A | N/A | N/A | N/A | N/A | N/A | N | DATA NOT AVAILABLE | N/A | TBC | N/A | DATA NOT AVAILABLE | 2020-09-10
2000057296708 | DATA NOT AVAILABLE | DATA NOT AVAILABLE | ARIEL WAY WHITE CITY LONDON | DATA NOT AVAILABLE | DATA NOT AVAILABLE | LONDON | BRENT | W12 7GF | ENGLAND | 523542 | 180237 | WISD | ACTL 22kV | CANAL BANK | 11 | SOUTHERN ELECTRIC POWER DISTRIBUTION PLC | BIOFUEL - SEWAGE GAS | DATA NOT AVAILABLE | NO | TBC | TBC | 2.09 | DATA NOT AVAILABLE | DATA NOT AVAILABLE | DATA NOT AVAILABLE | DATA NOT AVAILABLE | DATA NOT AVAILABLE | DATA NOT AVAILABLE | DATA NOT AVAILABLE | DATA NOT AVAILABLE | DATA NOT AVAILABLE | DATA NOT AVAILABLE | DATA NOT AVAILABLE | DATA NOT AVAILABLE | No | CONNECTED | 2.2 | 2.2 | 2.316 | 2.85 | 3 | 2018-11-20 | N/A | N/A | N/A | N/A | N/A | N/A | N/A | N | DATA NOT AVAILABLE | N/A | TBC | N/A | DATA NOT AVAILABLE | 2020-09-10
1700052886508 | DATA NOT AVAILABLE | DATA NOT AVAILABLE | GREENHEAD LERWICK | LUGGIES KNOWE WIND | DATA NOT AVAILABLE | SHETLAND | SHETLAND ISLANDS | ZE1 0PY | SCOTLAND | 446853 | 1143910 | GREM | N/A | GREMISTA 11KV SWITCHROOM | TBC | SCOTTISH HYDRO ELECTRIC POWER DISTRIBUTION PLC | WIND | ONSHORE WIND TURBINES | NO | TBC | TBC | 2.85 | DATA NOT AVAILABLE | DATA NOT AVAILABLE | DATA NOT AVAILABLE | DATA NOT AVAILABLE | DATA NOT AVAILABLE | DATA NOT AVAILABLE | DATA NOT AVAILABLE | DATA NOT AVAILABLE | DATA NOT AVAILABLE | DATA NOT AVAILABLE | DATA NOT AVAILABLE | DATA NOT AVAILABLE | No | CONNECTED | 3 | 3 | 3.158 | 0.143 | 0.15 | TBC | N/A | N/A | N/A | N/A | N/A | N/A | N/A | N | DATA NOT AVAILABLE | N/A | TBC | N/A | DATA NOT AVAILABLE | 2020-09-10
1700052895664 | DATA NOT AVAILABLE | DATA NOT AVAILABLE | GAMRIE | EASTER MELROSE WINDFARM | DATA NOT AVAILABLE | BANFF | ABERDEENSHIRE | AB45 3EN | SCOTLAND | 373745 | 864180 | MACD | N/A | MACDUFF | 11 | SCOTTISH HYDRO ELECTRIC POWER DISTRIBUTION PLC | WIND | ONSHORE WIND TURBINES | NO | TBC | TBC | 2.565 | DATA NOT AVAILABLE | DATA NOT AVAILABLE | DATA NOT AVAILABLE | DATA NOT AVAILABLE | DATA NOT AVAILABLE | DATA NOT AVAILABLE | DATA NOT AVAILABLE | DATA NOT AVAILABLE | DATA NOT AVAILABLE | DATA NOT AVAILABLE | DATA NOT AVAILABLE | DATA NOT AVAILABLE | No | CONNECTED | 1.65 | 1.65 | 1.737 | 0.048 | 0.05 | 2015-10-19 | N/A | N/A | N/A | N/A | N/A | N/A | N/A | N | DATA NOT AVAILABLE | N/A | TBC | N/A | DATA NOT AVAILABLE | 2020-09-10
1700052974624 | DATA NOT AVAILABLE | KEMPSTONE HILL WIND ENERGY LTD | DATA NOT AVAILABLE | KEMPSTONE HILL WIND | DATA NOT AVAILABLE | STONEHAVEN | KINCARDINESHIRE | AB39 3QE | SCOTLAND | 387089 | 789481 | REDM | N/A | NEWTONHILL | 11 | SCOTTISH HYDRO ELECTRIC POWER DISTRIBUTION PLC | WIND | ONSHORE WIND TURBINES | NO | TBC | TBC | 2.28 | DATA NOT AVAILABLE | DATA NOT AVAILABLE | DATA NOT AVAILABLE | DATA NOT AVAILABLE | DATA NOT AVAILABLE | DATA NOT AVAILABLE | DATA NOT AVAILABLE | DATA NOT AVAILABLE | DATA NOT AVAILABLE | DATA NOT AVAILABLE | DATA NOT AVAILABLE | DATA NOT AVAILABLE | No | CONNECTED | 2.4 | 2.4 | 2.526 | TBC | TBC | 2016-08-26 | N/A | N/A | N/A | N/A | N/A | N/A | N/A | N | DATA NOT AVAILABLE | N/A | TBC | N/A | DATA NOT AVAILABLE | 2020-09-10
1700053157354 | DATA NOT AVAILABLE | DATA NOT AVAILABLE | CLADDACH ILLERAY COMMON GRAZINGS NORTH UIST | DATA NOT AVAILABLE | NORTH UIST COMMUNITY WIND GENERATING STA | ISLE OF NORTH UIST | STORNOWAY | HS6 5EP | SCOTLAND | 78170 | 865588 | ARMO | N/A | CLACHAN | 11 | SCOTTISH HYDRO ELECTRIC POWER DISTRIBUTION PLC | WIND | ONSHORE WIND TURBINES | NO | TBC | TBC | 1.71 | DATA NOT AVAILABLE | DATA NOT AVAILABLE | DATA NOT AVAILABLE | DATA NOT AVAILABLE | DATA NOT AVAILABLE | DATA NOT AVAILABLE | DATA NOT AVAILABLE | DATA NOT AVAILABLE | DATA NOT AVAILABLE | DATA NOT AVAILABLE | DATA NOT AVAILABLE | DATA NOT AVAILABLE | No | CONNECTED | 1.8 | 1.8 | 1.895 | 0.005 | 0.005 | 2019-06-26 | N/A | N/A | N/A | N/A | N/A | N/A | N/A | N | DATA NOT AVAILABLE | N/A | TBC | N/A | DATA NOT AVAILABLE | 2020-09-10
2000055972338 | DATA NOT AVAILABLE | CARILLION (AMBS) LTD | DATA NOT AVAILABLE | DATA NOT AVAILABLE | DATA NOT AVAILABLE | SWINDON | WILTSHIRE | TBC | ENGLAND | TBC | TBC | MITY | SWIN 33kV | SWINDON | 11 | SOUTHERN ELECTRIC POWER DISTRIBUTION PLC | OTHER | OTHER | NO | TBC | TBC | 1.692 | DATA NOT AVAILABLE | DATA NOT AVAILABLE | DATA NOT AVAILABLE | DATA NOT AVAILABLE | DATA NOT AVAILABLE | DATA NOT AVAILABLE | DATA NOT AVAILABLE | DATA NOT AVAILABLE | DATA NOT AVAILABLE | DATA NOT AVAILABLE | DATA NOT AVAILABLE | DATA NOT AVAILABLE | No | CONNECTED | 1.781 | 1.781 | 1.875 | TBC | TBC | TBC | N/A | N/A | N/A | N/A | N/A | N/A | N/A | N | DATA NOT AVAILABLE | N/A | TBC | N/A | DATA NOT AVAILABLE | 2020-09-10
2000056046280 | DATA NOT AVAILABLE | SUEZ RECYCLING AND RECOVERY UK LTD | DATA NOT AVAILABLE | CHARLTON LANE WASTE MANAGEMENT | CHARLTON LANE ECO PARK | SHEPPERTON | MIDDLESEX | TW17 8QA | ENGLAND | 508510 | 168498 | LALE | STAI 33kV | SUNBURY CROSS | 11 | SOUTHERN ELECTRIC POWER DISTRIBUTION PLC | OTHER | OTHER | NO | TBC | TBC | 1.615 | DATA NOT AVAILABLE | DATA NOT AVAILABLE | DATA NOT AVAILABLE | DATA NOT AVAILABLE | DATA NOT AVAILABLE | DATA NOT AVAILABLE | DATA NOT AVAILABLE | DATA NOT AVAILABLE | DATA NOT AVAILABLE | DATA NOT AVAILABLE | DATA NOT AVAILABLE | DATA NOT AVAILABLE | No | CONNECTED | 1.7 | 1.7 | 1.789 | 0.475 | 0.5 | 2016-02-10 | N/A | N/A | N/A | N/A | N/A | N/A | N/A | N | DATA NOT AVAILABLE | N/A | TBC | N/A | DATA NOT AVAILABLE | 2020-09-10
2000056851661 | DATA NOT AVAILABLE | BROADLEY ENERGY LTD | FUNTINGTON | BROADLEY COPSE CHP | DATA NOT AVAILABLE | CHICHESTER | WEST SUSSEX | PO18 9DA | ENGLAND | 480780 | 108253 | LOVE | HUNS 33kV | ASHLING ROAD | 11 | SOUTHERN ELECTRIC POWER DISTRIBUTION PLC | OTHER | OTHER | NO | TBC | TBC | 1.805 | DATA NOT AVAILABLE | DATA NOT AVAILABLE | DATA NOT AVAILABLE | DATA NOT AVAILABLE | DATA NOT AVAILABLE | DATA NOT AVAILABLE | DATA NOT AVAILABLE | DATA NOT AVAILABLE | DATA NOT AVAILABLE | DATA NOT AVAILABLE | DATA NOT AVAILABLE | DATA NOT AVAILABLE | No | CONNECTED | 1.8 | 1.8 | 1.895 | 0.238 | 0.25 | TBC | N/A | N/A | N/A | N/A | N/A | N/A | N/A | N | DATA NOT AVAILABLE | N/A | TBC | N/A | DATA NOT AVAILABLE | 2020-09-10
2000055856135 | DATA NOT AVAILABLE | REDBRIDGE ROAD SOLAR PARK LIMITED | CROSSWAYS | REDBRIDGE PV | DATA NOT AVAILABLE | DORCHESTER | DORSET | DT2 8DU | ENGLAND | 377720 | 88086 | MANN | TBC | WINFRITH HEATH | 11 | SOUTHERN ELECTRIC POWER DISTRIBUTION PLC | SOLAR | PHOTOVOLTAIC | NO | TBC | TBC | 5.054 | DATA NOT AVAILABLE | DATA NOT AVAILABLE | DATA NOT AVAILABLE | DATA NOT AVAILABLE | DATA NOT AVAILABLE | DATA NOT AVAILABLE | DATA NOT AVAILABLE | DATA NOT AVAILABLE | DATA NOT AVAILABLE | DATA NOT AVAILABLE | DATA NOT AVAILABLE | DATA NOT AVAILABLE | No | CONNECTED | 5.32 | 5.32 | 5.6 | 0.048 | 0.05 | 2014-03-13 | N/A | N/A | N/A | N/A | N/A | N/A | N/A | N | DATA NOT AVAILABLE | N/A | TBC | N/A | DATA NOT AVAILABLE | 2020-09-10
2000055893953 | DATA NOT AVAILABLE | DATA NOT AVAILABLE | MIDDLE WALLOP | SAXLEY FARMHOUSE | DATA NOT AVAILABLE | ANDOVER | HAMPSHIRE | SP11 7PG | ENGLAND | 432525 | 140299 | BRLE | ANDO 33kV | MIDDLE WALLOP | 11 | SOUTHERN ELECTRIC POWER DISTRIBUTION PLC | SOLAR | PHOTOVOLTAIC | NO | TBC | TBC | 4.18 | DATA NOT AVAILABLE | DATA NOT AVAILABLE | DATA NOT AVAILABLE | DATA NOT AVAILABLE | DATA NOT AVAILABLE | DATA NOT AVAILABLE | DATA NOT AVAILABLE | DATA NOT AVAILABLE | DATA NOT AVAILABLE | DATA NOT AVAILABLE | DATA NOT AVAILABLE | DATA NOT AVAILABLE | No | CONNECTED | 4.4 | 4.4 | 4.632 | TBC | TBC | 2014-09-17 | N/A | N/A | N/A | N/A | N/A | N/A | N/A | N | DATA NOT AVAILABLE | N/A | TBC | N/A | DATA NOT AVAILABLE | 2020-09-10
2000055917540 | DATA NOT AVAILABLE | S O POWER GENERATION LIMITED | CHALGROVE | LANGLEY HALL | LANGLEY HALL SOLAR PARK | OXFORD | OXFORDSHIRE | OX44 7SL | ENGLAND | 463141 | 196958 | COWL | COLO 33kV | BERINSFIELD | 11 | SOUTHERN ELECTRIC POWER DISTRIBUTION PLC | SOLAR | PHOTOVOLTAIC | NO | TBC | TBC | 1.9 | DATA NOT AVAILABLE | DATA NOT AVAILABLE | DATA NOT AVAILABLE | DATA NOT AVAILABLE | DATA NOT AVAILABLE | DATA NOT AVAILABLE | DATA NOT AVAILABLE | DATA NOT AVAILABLE | DATA NOT AVAILABLE | DATA NOT AVAILABLE | DATA NOT AVAILABLE | DATA NOT AVAILABLE | No | CONNECTED | 2 | 2 | 2.105 | TBC | TBC | 2014-03-28 | N/A | N/A | N/A | N/A | N/A | N/A | N/A | N | DATA NOT AVAILABLE | N/A | TBC | N/A | DATA NOT AVAILABLE | 2020-09-10
2000055978056 | DATA NOT AVAILABLE | DATA NOT AVAILABLE | WOOL | NORTH OF WOOLBRIDGE MANOR HSE | WOOLBRIDGE SOLAR FARM | WAREHAM | DORSET | BH20 6HQ | ENGLAND | 384404 | 87204 | MANN | WARE 33kV | BOVINGTON | 11 | SOUTHERN ELECTRIC POWER DISTRIBUTION PLC | SOLAR | PHOTOVOLTAIC | NO | TBC | TBC | 4.75 | DATA NOT AVAILABLE | DATA NOT AVAILABLE | DATA NOT AVAILABLE | DATA NOT AVAILABLE | DATA NOT AVAILABLE | DATA NOT AVAILABLE | DATA NOT AVAILABLE | DATA NOT AVAILABLE | DATA NOT AVAILABLE | DATA NOT AVAILABLE | DATA NOT AVAILABLE | DATA NOT AVAILABLE | No | CONNECTED | 5 | 5 | 5.263 | TBC | TBC | 2014-06-12 | N/A | N/A | N/A | N/A | N/A | N/A | N/A | N | DATA NOT AVAILABLE | N/A | TBC | N/A | DATA NOT AVAILABLE | 2020-09-10
2000055982442 | DATA NOT AVAILABLE | BILSHAM SOLAR FARM PHASE 1 | DATA NOT AVAILABLE | PHASE 1 | BILSHAM FARM | ARUNDEL | WEST SUSSEX | BN18 0JX | ENGLAND | 497222 | 102074 | LOVE | CHHE 33kV | BILSHAM | 11 | SOUTHERN ELECTRIC POWER DISTRIBUTION PLC | SOLAR | PHOTOVOLTAIC | NO | TBC | TBC | 7.125 | DATA NOT AVAILABLE | DATA NOT AVAILABLE | DATA NOT AVAILABLE | DATA NOT AVAILABLE | DATA NOT AVAILABLE | DATA NOT AVAILABLE | DATA NOT AVAILABLE | DATA NOT AVAILABLE | DATA NOT AVAILABLE | DATA NOT AVAILABLE | DATA NOT AVAILABLE | DATA NOT AVAILABLE | No | CONNECTED | 10 | 10 | 10.526 | TBC | TBC | TBC | N/A | N/A | N/A | N/A | N/A | N/A | N/A | N | DATA NOT AVAILABLE | N/A | TBC | N/A | DATA NOT AVAILABLE | 2020-09-10
2000055982460 | DATA NOT AVAILABLE | BILSHAM SOLAR FARM PHASE 2 | DATA NOT AVAILABLE | PHASE 2 | BILSHAM FARM | ARUNDEL | WEST SUSSEX | BN18 0JX | ENGLAND | 497222 | 102074 | LOVE | CHHE 33kV | BILSHAM | 11 | SOUTHERN ELECTRIC POWER DISTRIBUTION PLC | SOLAR | PHOTOVOLTAIC | NO | TBC | TBC | 2.375 | DATA NOT AVAILABLE | DATA NOT AVAILABLE | DATA NOT AVAILABLE | DATA NOT AVAILABLE | DATA NOT AVAILABLE | DATA NOT AVAILABLE | DATA NOT AVAILABLE | DATA NOT AVAILABLE | DATA NOT AVAILABLE | DATA NOT AVAILABLE | DATA NOT AVAILABLE | DATA NOT AVAILABLE | No | CONNECTED | 10 | 10 | 10.526 | TBC | TBC | TBC | N/A | N/A | N/A | N/A | N/A | N/A | N/A | N | DATA NOT AVAILABLE | N/A | TBC | N/A | DATA NOT AVAILABLE | 2020-09-10
2000055993843 | DATA NOT AVAILABLE | HOPTON PV LTD | HOPTON ROAD | HOPTON PV | DATA NOT AVAILABLE | DEVIZES | WILTSHIRE | SN10 2EH | ENGLAND | 402413 | 163259 | MELK | NORR 33kV | DEVIZES | 11 | SOUTHERN ELECTRIC POWER DISTRIBUTION PLC | SOLAR | PHOTOVOLTAIC | NO | TBC | TBC | 1.235 | DATA NOT AVAILABLE | DATA NOT AVAILABLE | DATA NOT AVAILABLE | DATA NOT AVAILABLE | DATA NOT AVAILABLE | DATA NOT AVAILABLE | DATA NOT AVAILABLE | DATA NOT AVAILABLE | DATA NOT AVAILABLE | DATA NOT AVAILABLE | DATA NOT AVAILABLE | DATA NOT AVAILABLE | No | CONNECTED | 1.3 | 1.3 | 1.368 | 0.048 | 0.05 | 2014-06-04 | N/A | N/A | N/A | N/A | N/A | N/A | N/A | N | DATA NOT AVAILABLE | N/A | TBC | N/A | DATA NOT AVAILABLE | 2020-09-10
2000056007095 | DATA NOT AVAILABLE | ANDOVER SOLAR PARK LIMITED | DATA NOT AVAILABLE | RED POST LANE | FORMER ANDOVER AIRFIELD | ANDOVER | HAMPSHIRE | SP11 8DB | ENGLAND | 432315 | 145623 | BRLE | ANDO 33kV | PORTWAY | 11 | SOUTHERN ELECTRIC POWER DISTRIBUTION PLC | SOLAR | PHOTOVOLTAIC | NO | TBC | TBC | 2.423 | DATA NOT AVAILABLE | DATA NOT AVAILABLE | DATA NOT AVAILABLE | DATA NOT AVAILABLE | DATA NOT AVAILABLE | DATA NOT AVAILABLE | DATA NOT AVAILABLE | DATA NOT AVAILABLE | DATA NOT AVAILABLE | DATA NOT AVAILABLE | DATA NOT AVAILABLE | DATA NOT AVAILABLE | No | CONNECTED | 2.4 | 2.4 | 2.526 | TBC | TBC | 2014-08-20 | N/A | N/A | N/A | N/A | N/A | N/A | N/A | N | DATA NOT AVAILABLE | N/A | TBC | N/A | DATA NOT AVAILABLE | 2020-09-10
2000056130212 | DATA NOT AVAILABLE | DATA NOT AVAILABLE | BROAD TOWN | GOLDBOROUGH FARM | DATA NOT AVAILABLE | SWINDON | WILTSHIRE | SN4 7QX | ENGLAND | 408055 | 180334 | MITY | SWIN 33kV | WOOTTON BASSETT | 11 | SOUTHERN ELECTRIC POWER DISTRIBUTION PLC | SOLAR | PHOTOVOLTAIC | NO | TBC | TBC | 4.75 | DATA NOT AVAILABLE | DATA NOT AVAILABLE | DATA NOT AVAILABLE | DATA NOT AVAILABLE | DATA NOT AVAILABLE | DATA NOT AVAILABLE | DATA NOT AVAILABLE | DATA NOT AVAILABLE | DATA NOT AVAILABLE | DATA NOT AVAILABLE | DATA NOT AVAILABLE | DATA NOT AVAILABLE | No | CONNECTED | 5 | 5 | 5.263 | TBC | TBC | 2017-05-04 | N/A | N/A | N/A | N/A | N/A | N/A | N/A | N | DATA NOT AVAILABLE | N/A | TBC | N/A | DATA NOT AVAILABLE | 2020-09-10
2000056195594 | DATA NOT AVAILABLE | DATA NOT AVAILABLE | BURGHFIELD | PIERCES FARM PV | DATA NOT AVAILABLE | READING | BERKSHIRE | RG7 3AH | ENGLAND | 468051 | 166448 | BRLE | BURG 33kV | TRASH GREEN | 11 | SOUTHERN ELECTRIC POWER DISTRIBUTION PLC | SOLAR | PHOTOVOLTAIC | NO | TBC | TBC | 1.52 | DATA NOT AVAILABLE | DATA NOT AVAILABLE | DATA NOT AVAILABLE | DATA NOT AVAILABLE | DATA NOT AVAILABLE | DATA NOT AVAILABLE | DATA NOT AVAILABLE | DATA NOT AVAILABLE | DATA NOT AVAILABLE | DATA NOT AVAILABLE | DATA NOT AVAILABLE | DATA NOT AVAILABLE | No | CONNECTED | 1.6 | 1.6 | 1.684 | TBC | TBC | TBC | N/A | N/A | N/A | N/A | N/A | N/A | N/A | N | DATA NOT AVAILABLE | N/A | TBC | N/A | DATA NOT AVAILABLE | 2020-09-10
2000056213418 | DATA NOT AVAILABLE | SOLEIN ROOKERY LTD | DATA NOT AVAILABLE | LAND NORTH OF MIDDLETON-ON-SEA | ROOKERY FARM | BOGNOR REGIS | WEST SUSSEX | PO22 8NN | ENGLAND | 496215 | 101244 | LOVE | CHHE 33kV | BILSHAM | 11 | SOUTHERN ELECTRIC POWER DISTRIBUTION PLC | SOLAR | PHOTOVOLTAIC | NO | TBC | TBC | 2.85 | DATA NOT AVAILABLE | DATA NOT AVAILABLE | DATA NOT AVAILABLE | DATA NOT AVAILABLE | DATA NOT AVAILABLE | DATA NOT AVAILABLE | DATA NOT AVAILABLE | DATA NOT AVAILABLE | DATA NOT AVAILABLE | DATA NOT AVAILABLE | DATA NOT AVAILABLE | DATA NOT AVAILABLE | No | CONNECTED | 3 | 3 | 3.158 | TBC | TBC | 2015-03-29 | N/A | N/A | N/A | N/A | N/A | N/A | N/A | N | DATA NOT AVAILABLE | N/A | TBC | N/A | DATA NOT AVAILABLE | 2020-09-10
2000056221872 | DATA NOT AVAILABLE | HALE FARM SOLAR LTD | ADMISTON | HALE FARM PV GENERATION | DATA NOT AVAILABLE | SALISBURY | WILTSHIRE | SP4 0AW | ENGLAND | 419461 | 137939 | MELK | AMES 33kV | BOSCOMBE DOWN | 11 | SOUTHERN ELECTRIC POWER DISTRIBUTION PLC | SOLAR | PHOTOVOLTAIC | NO | TBC | TBC | 4.75 | DATA NOT AVAILABLE | DATA NOT AVAILABLE | DATA NOT AVAILABLE | DATA NOT AVAILABLE | DATA NOT AVAILABLE | DATA NOT AVAILABLE | DATA NOT AVAILABLE | DATA NOT AVAILABLE | DATA NOT AVAILABLE | DATA NOT AVAILABLE | DATA NOT AVAILABLE | DATA NOT AVAILABLE | No | CONNECTED | 10 | 10 | 10.526 | TBC | TBC | 2015-03-30 | N/A | N/A | N/A | N/A | N/A | N/A | N/A | N | DATA NOT AVAILABLE | N/A | TBC | N/A | DATA NOT AVAILABLE | 2020-09-10
2000056282796 | DATA NOT AVAILABLE | WADSWICK SOLAR PARK | DATA NOT AVAILABLE | MANOR FARM PV | DATA NOT AVAILABLE | CORSHAM | WILTSHIRE | SN13 8JB | ENGLAND | 384503 | 167924 | MELK | NORR 33kV | SPRING QUARRY WEST | 11 | SOUTHERN ELECTRIC POWER DISTRIBUTION PLC | SOLAR | PHOTOVOLTAIC | NO | TBC | TBC | 6.65 | DATA NOT AVAILABLE | DATA NOT AVAILABLE | DATA NOT AVAILABLE | DATA NOT AVAILABLE | DATA NOT AVAILABLE | DATA NOT AVAILABLE | DATA NOT AVAILABLE | DATA NOT AVAILABLE | DATA NOT AVAILABLE | DATA NOT AVAILABLE | DATA NOT AVAILABLE | DATA NOT AVAILABLE | No | CONNECTED | 7 | 7 | 7.368 | TBC | TBC | 2015-08-19 | N/A | N/A | N/A | N/A | N/A | N/A | N/A | N | DATA NOT AVAILABLE | N/A | TBC | N/A | DATA NOT AVAILABLE | 2020-09-10
2000056309621 | DATA NOT AVAILABLE | SSB WRAYSBURY LIMITED | WRAYSBURY | WRAYSBURY PV | DATA NOT AVAILABLE | STAINES-UPON-THAMES | MIDDLESEX | TBC | ENGLAND | TBC | TBC | LALE | STAI 33kV | CAUSEWAY | 11 | SOUTHERN ELECTRIC POWER DISTRIBUTION PLC | SOLAR | PHOTOVOLTAIC | NO | TBC | TBC | 2.47 | DATA NOT AVAILABLE | DATA NOT AVAILABLE | DATA NOT AVAILABLE | DATA NOT AVAILABLE | DATA NOT AVAILABLE | DATA NOT AVAILABLE | DATA NOT AVAILABLE | DATA NOT AVAILABLE | DATA NOT AVAILABLE | DATA NOT AVAILABLE | DATA NOT AVAILABLE | DATA NOT AVAILABLE | No | CONNECTED | 2.6 | 2.6 | 2.737 | TBC | TBC | 2017-03-17 | N/A | N/A | N/A | N/A | N/A | N/A | N/A | N | DATA NOT AVAILABLE | N/A | TBC | N/A | DATA NOT AVAILABLE | 2020-09-10
2000056329585 | DATA NOT AVAILABLE | NEWLANDS FARM SOLAR PARK LTD | CHICKERELL | NEWLANDS PV | DATA NOT AVAILABLE | WEYMOUTH | DORSET | DT3 4BG | ENGLAND | 365257 | 81425 | CHIC | CHIC 33kV | CHICKERELL | 11 | SOUTHERN ELECTRIC POWER DISTRIBUTION PLC | SOLAR | PHOTOVOLTAIC | NO | TBC | TBC | 4.532 | DATA NOT AVAILABLE | DATA NOT AVAILABLE | DATA NOT AVAILABLE | DATA NOT AVAILABLE | DATA NOT AVAILABLE | DATA NOT AVAILABLE | DATA NOT AVAILABLE | DATA NOT AVAILABLE | DATA NOT AVAILABLE | DATA NOT AVAILABLE | DATA NOT AVAILABLE | DATA NOT AVAILABLE | No | CONNECTED | 4.77 | 4.77 | 5.021 | TBC | TBC | 2015-10-02 | N/A | N/A | N/A | N/A | N/A | N/A | N/A | N | DATA NOT AVAILABLE | N/A | TBC | N/A | DATA NOT AVAILABLE | 2020-09-10
2000056358841 | DATA NOT AVAILABLE | PHEVOS LTD | CHOLSEY | WALLINGFORD PV | DATA NOT AVAILABLE | WALLINGFORD | OXFORDSHIRE | OX10 9HA | ENGLAND | 460219 | 187813 | COWL | COLO 33kV | WALLINGFORD | 11 | SOUTHERN ELECTRIC POWER DISTRIBUTION PLC | SOLAR | PHOTOVOLTAIC | NO | TBC | TBC | 1.292 | DATA NOT AVAILABLE | DATA NOT AVAILABLE | DATA NOT AVAILABLE | DATA NOT AVAILABLE | DATA NOT AVAILABLE | DATA NOT AVAILABLE | DATA NOT AVAILABLE | DATA NOT AVAILABLE | DATA NOT AVAILABLE | DATA NOT AVAILABLE | DATA NOT AVAILABLE | DATA NOT AVAILABLE | No | CONNECTED | 1.36 | 1.36 | 1.432 | TBC | TBC | 2015-08-26 | N/A | N/A | N/A | N/A | N/A | N/A | N/A | N | DATA NOT AVAILABLE | N/A | TBC | N/A | DATA NOT AVAILABLE | 2020-09-10
2000056389255 | DATA NOT AVAILABLE | WEST SUSSEX COUNTY COUNCIL | TANGMERE | TANGMERE SOLAR PARK | DATA NOT AVAILABLE | CHICHESTER | WEST SUSSEX | PO20 2GB | ENGLAND | 490897 | 106464 | LOVE | CHHE 33kV | CHICHESTER | 11 | SOUTHERN ELECTRIC POWER DISTRIBUTION PLC | SOLAR | PHOTOVOLTAIC | NO | TBC | TBC | 3.8 | DATA NOT AVAILABLE | DATA NOT AVAILABLE | DATA NOT AVAILABLE | DATA NOT AVAILABLE | DATA NOT AVAILABLE | DATA NOT AVAILABLE | DATA NOT AVAILABLE | DATA NOT AVAILABLE | DATA NOT AVAILABLE | DATA NOT AVAILABLE | DATA NOT AVAILABLE | DATA NOT AVAILABLE | No | CONNECTED | 4 | 4 | 4.211 | TBC | TBC | 2016-02-23 | N/A | N/A | N/A | N/A | N/A | N/A | N/A | N | DATA NOT AVAILABLE | N/A | TBC | N/A | DATA NOT AVAILABLE | 2020-09-10
2000056402687 | DATA NOT AVAILABLE | OVERTON SOLAR FARM LTD | OVERTON | NORTHINGTON FARM PV | DATA NOT AVAILABLE | BASINGSTOKE | HAMPSHIRE | RG25 3DJ | ENGLAND | 450178 | 149517 | BRLE | BASI 33kV | OVERTON | 11 | SOUTHERN ELECTRIC POWER DISTRIBUTION PLC | SOLAR | PHOTOVOLTAIC | NO | TBC | TBC | 3.04 | DATA NOT AVAILABLE | DATA NOT AVAILABLE | DATA NOT AVAILABLE | DATA NOT AVAILABLE | DATA NOT AVAILABLE | DATA NOT AVAILABLE | DATA NOT AVAILABLE | DATA NOT AVAILABLE | DATA NOT AVAILABLE | DATA NOT AVAILABLE | DATA NOT AVAILABLE | DATA NOT AVAILABLE | No | CONNECTED | 3.2 | 3.2 | 3.368 | 0.143 | 0.15 | 2015-12-18 | N/A | N/A | N/A | N/A | N/A | N/A | N/A | N | DATA NOT AVAILABLE | N/A | TBC | N/A | DATA NOT AVAILABLE | 2020-09-10
2000056488531 | DATA NOT AVAILABLE | MANOR FARM PARK LIMITED | SHRIPNEY | MANOR FARM PHASE 2 | DATA NOT AVAILABLE | BOGNOR REGIS | WEST SUSSEX | PO22 9UP | ENGLAND | 493499 | 102153 | TBC | TBC | MANOR FARM SHRIPNEY PV | 33 | SOUTHERN ELECTRIC POWER DISTRIBUTION PLC | SOLAR | PHOTOVOLTAIC | NO | TBC | TBC | 7.6 | DATA NOT AVAILABLE | DATA NOT AVAILABLE | DATA NOT AVAILABLE | DATA NOT AVAILABLE | DATA NOT AVAILABLE | DATA NOT AVAILABLE | DATA NOT AVAILABLE | DATA NOT AVAILABLE | DATA NOT AVAILABLE | DATA NOT AVAILABLE | DATA NOT AVAILABLE | DATA NOT AVAILABLE | No | CONNECTED | 8 | 8 | 8.421 | TBC | TBC | 2016-02-18 | N/A | N/A | N/A | N/A | N/A | N/A | N/A | N | DATA NOT AVAILABLE | N/A | TBC | N/A | DATA NOT AVAILABLE | 2020-09-10
2000056497536 | DATA NOT AVAILABLE | DATA NOT AVAILABLE | DATA NOT AVAILABLE | BEECH FARM SOLAR PARK | DATA NOT AVAILABLE | SWINDON | WILTSHIRE | SN6 7SE | ENGLAND | 417999 | 190239 | MITY | STRA 33kV | STANTON FITZWARREN | 11 | SOUTHERN ELECTRIC POWER DISTRIBUTION PLC | SOLAR | PHOTOVOLTAIC | NO | TBC | TBC | 3.325 | DATA NOT AVAILABLE | DATA NOT AVAILABLE | DATA NOT AVAILABLE | DATA NOT AVAILABLE | DATA NOT AVAILABLE | DATA NOT AVAILABLE | DATA NOT AVAILABLE | DATA NOT AVAILABLE | DATA NOT AVAILABLE | DATA NOT AVAILABLE | DATA NOT AVAILABLE | DATA NOT AVAILABLE | No | CONNECTED | 3.5 | 3.5 | 3.684 | TBC | TBC | TBC | N/A | N/A | N/A | N/A | N/A | N/A | N/A | N | DATA NOT AVAILABLE | N/A | TBC | N/A | DATA NOT AVAILABLE | 2020-09-10
2000056839619 | DATA NOT AVAILABLE | NEXTENERGY SOLAR HOLDINGS VI LIMITED | STALBRIDGE | DATA NOT AVAILABLE | STALBRIDGE SOLAR PARK LIMITED | STALBRIDGE | DORSET | DT10 2RR | ENGLAND | 373121 | 118179 | AXMI | YEOV 33kV | HENSTRIDGE | 11 | SOUTHERN ELECTRIC POWER DISTRIBUTION PLC | SOLAR | PHOTOVOLTAIC | NO | TBC | TBC | 3.924 | DATA NOT AVAILABLE | DATA NOT AVAILABLE | DATA NOT AVAILABLE | DATA NOT AVAILABLE | DATA NOT AVAILABLE | DATA NOT AVAILABLE | DATA NOT AVAILABLE | DATA NOT AVAILABLE | DATA NOT AVAILABLE | DATA NOT AVAILABLE | DATA NOT AVAILABLE | DATA NOT AVAILABLE | No | CONNECTED | 4.13 | 4.13 | 4.347 | TBC | TBC | 2017-03-29 | N/A | N/A | N/A | N/A | N/A | N/A | N/A | N | DATA NOT AVAILABLE | N/A | TBC | N/A | DATA NOT AVAILABLE | 2020-09-10
2000056850037 | DATA NOT AVAILABLE | NEXTENERGY SOLAR HOLDINGS VI LIMITED | WALTHAM CHASE | FOREST FARM PV | DATA NOT AVAILABLE | WALTHAM CHASE | SOUTHAMPTON | SO32 2LL | ENGLAND | 456113 | 116238 | BOTW | NETC 33kV | BISHOPS WALTHAM | 11 | SOUTHERN ELECTRIC POWER DISTRIBUTION PLC | SOLAR | PHOTOVOLTAIC | NO | TBC | TBC | 2.375 | DATA NOT AVAILABLE | DATA NOT AVAILABLE | DATA NOT AVAILABLE | DATA NOT AVAILABLE | DATA NOT AVAILABLE | DATA NOT AVAILABLE | DATA NOT AVAILABLE | DATA NOT AVAILABLE | DATA NOT AVAILABLE | DATA NOT AVAILABLE | DATA NOT AVAILABLE | DATA NOT AVAILABLE | No | CONNECTED | 2.5 | 2.5 | 2.632 | TBC | TBC | 2018-10-01 | N/A | N/A | N/A | N/A | N/A | N/A | N/A | N | DATA NOT AVAILABLE | N/A | TBC | N/A | DATA NOT AVAILABLE | 2020-09-10
2000056853534 | DATA NOT AVAILABLE | MILBORNE PORT | FIELDS SOUTH OF OLD BOWDEN WAY | DATA NOT AVAILABLE | MILBORNE PORT SOLAR FARM | MILBORNE PORT | YEOVIL | DT9 5EF | ENGLAND | 367793 | 119548 | AXMI | YEOV 33kV | MILBORNE PORT | 11 | SOUTHERN ELECTRIC POWER DISTRIBUTION PLC | SOLAR | PHOTOVOLTAIC | NO | TBC | TBC | 3.8 | DATA NOT AVAILABLE | DATA NOT AVAILABLE | DATA NOT AVAILABLE | DATA NOT AVAILABLE | DATA NOT AVAILABLE | DATA NOT AVAILABLE | DATA NOT AVAILABLE | DATA NOT AVAILABLE | DATA NOT AVAILABLE | DATA NOT AVAILABLE | DATA NOT AVAILABLE | DATA NOT AVAILABLE | No | CONNECTED | 4 | 4 | 4.211 | TBC | TBC | 2018-03-08 | N/A | N/A | N/A | N/A | N/A | N/A | N/A | N | DATA NOT AVAILABLE | N/A | TBC | N/A | DATA NOT AVAILABLE | 2020-09-10
2000056856429 | DATA NOT AVAILABLE | GALTON MANOR SOLAR PARK LIMITED | GALTON | GALTON MANOR PV | DATA NOT AVAILABLE | GALTON | DORCHESTER | DT2 8BZ | ENGLAND | 377725 | 85132 | MANN | TBC | WINFRITH HEATH | 11 | SOUTHERN ELECTRIC POWER DISTRIBUTION PLC | SOLAR | PHOTOVOLTAIC | NO | TBC | TBC | 3.04 | DATA NOT AVAILABLE | DATA NOT AVAILABLE | DATA NOT AVAILABLE | DATA NOT AVAILABLE | DATA NOT AVAILABLE | DATA NOT AVAILABLE | DATA NOT AVAILABLE | DATA NOT AVAILABLE | DATA NOT AVAILABLE | DATA NOT AVAILABLE | DATA NOT AVAILABLE | DATA NOT AVAILABLE | No | CONNECTED | 3.2 | 3.2 | 3.368 | 0.048 | 0.05 | 2017-03-26 | N/A | N/A | N/A | N/A | N/A | N/A | N/A | N | DATA NOT AVAILABLE | N/A | TBC | N/A | DATA NOT AVAILABLE | 2020-09-10
2000056856590 | DATA NOT AVAILABLE | HOLLY FARM SOLAR PARK LIMITED | GALTON | HOLLY FARM PV | DATA NOT AVAILABLE | DORCHESTER | DORSET | DT2 8BZ | ENGLAND | 377725 | 85132 | MANN | TBC | WINFRITH HEATH | 11 | SOUTHERN ELECTRIC POWER DISTRIBUTION PLC | SOLAR | PHOTOVOLTAIC | NO | TBC | TBC | 3.919 | DATA NOT AVAILABLE | DATA NOT AVAILABLE | DATA NOT AVAILABLE | DATA NOT AVAILABLE | DATA NOT AVAILABLE | DATA NOT AVAILABLE | DATA NOT AVAILABLE | DATA NOT AVAILABLE | DATA NOT AVAILABLE | DATA NOT AVAILABLE | DATA NOT AVAILABLE | DATA NOT AVAILABLE | No | CONNECTED | 5 | 5 | 5.263 | 0.048 | 0.05 | 2017-03-26 | N/A | N/A | N/A | N/A | N/A | N/A | N/A | N | DATA NOT AVAILABLE | N/A | TBC | N/A | DATA NOT AVAILABLE | 2020-09-10
2000056856614 | DATA NOT AVAILABLE | EAST FARM SOLAR PARK LIMITED | GALTON | EAST FARM | EAST FARM SOLAR PARK | GALTON | DORCHESTER | DT2 8BZ | ENGLAND | 377725 | 85132 | MANN | TBC | WINFRITH HEATH | 11 | SOUTHERN ELECTRIC POWER DISTRIBUTION PLC | SOLAR | PHOTOVOLTAIC | NO | TBC | TBC | 3.919 | DATA NOT AVAILABLE | DATA NOT AVAILABLE | DATA NOT AVAILABLE | DATA NOT AVAILABLE | DATA NOT AVAILABLE | DATA NOT AVAILABLE | DATA NOT AVAILABLE | DATA NOT AVAILABLE | DATA NOT AVAILABLE | DATA NOT AVAILABLE | DATA NOT AVAILABLE | DATA NOT AVAILABLE | No | CONNECTED | 5 | 5 | 5.263 | 0.048 | 0.05 | 2017-03-25 | N/A | N/A | N/A | N/A | N/A | N/A | N/A | N | DATA NOT AVAILABLE | N/A | TBC | N/A | DATA NOT AVAILABLE | 2020-09-10
2000056860425 | DATA NOT AVAILABLE | LAKE SIDE VIEW | BURCOT LANE BERINSFIELD | WALLY CORNER PV | DATA NOT AVAILABLE | WALLINGFORD | OXFORDSHIRE | OX10 7PQ | ENGLAND | 457957 | 195512 | COWL | COLO 33kV | BERINSFIELD | 11 | SOUTHERN ELECTRIC POWER DISTRIBUTION PLC | SOLAR | PHOTOVOLTAIC | NO | TBC | TBC | 3.933 | DATA NOT AVAILABLE | DATA NOT AVAILABLE | DATA NOT AVAILABLE | DATA NOT AVAILABLE | DATA NOT AVAILABLE | DATA NOT AVAILABLE | DATA NOT AVAILABLE | DATA NOT AVAILABLE | DATA NOT AVAILABLE | DATA NOT AVAILABLE | DATA NOT AVAILABLE | DATA NOT AVAILABLE | No | CONNECTED | 4.14 | 4.14 | 4.358 | TBC | TBC | 2017-03-23 | N/A | N/A | N/A | N/A | N/A | N/A | N/A | N | DATA NOT AVAILABLE | N/A | TBC | N/A | DATA NOT AVAILABLE | 2020-09-10
2000056878830 | DATA NOT AVAILABLE | WEL SOLAR PARK 22 LIMITED | BARNHAM | BARNHAM COURT FARMS PV | DATA NOT AVAILABLE | BARNHAM | BOGNOR REGIS | PO22 0BP | ENGLAND | 495592 | 103516 | LOVE | CHHE 33kV | BILSHAM | 11 | SOUTHERN ELECTRIC POWER DISTRIBUTION PLC | SOLAR | PHOTOVOLTAIC | NO | TBC | TBC | 1.14 | DATA NOT AVAILABLE | DATA NOT AVAILABLE | DATA NOT AVAILABLE | DATA NOT AVAILABLE | DATA NOT AVAILABLE | DATA NOT AVAILABLE | DATA NOT AVAILABLE | DATA NOT AVAILABLE | DATA NOT AVAILABLE | DATA NOT AVAILABLE | DATA NOT AVAILABLE | DATA NOT AVAILABLE | No | CONNECTED | 1.2 | 1.2 | 1.263 | 0.086 | 0.09 | 2017-03-29 | N/A | N/A | N/A | N/A | N/A | N/A | N/A | N | DATA NOT AVAILABLE | N/A | TBC | N/A | DATA NOT AVAILABLE | 2020-09-10
2000056046387 | DATA NOT AVAILABLE | SUEZ RECYCLING AND RECOVERY UK LTD | DATA NOT AVAILABLE | CHARLTON LANE WASTE MANAGEMENT | CHARLTON LANE ECO PARK | SHEPPERTON | MIDDLESEX | TW17 8QA | ENGLAND | 508510 | 168498 | LALE | STAI 33kV | SUNBURY CROSS | 11 | SOUTHERN ELECTRIC POWER DISTRIBUTION PLC | WASTE | DATA NOT AVAILABLE | NO | TBC | TBC | 3.515 | DATA NOT AVAILABLE | DATA NOT AVAILABLE | DATA NOT AVAILABLE | DATA NOT AVAILABLE | DATA NOT AVAILABLE | DATA NOT AVAILABLE | DATA NOT AVAILABLE | DATA NOT AVAILABLE | DATA NOT AVAILABLE | DATA NOT AVAILABLE | DATA NOT AVAILABLE | DATA NOT AVAILABLE | No | CONNECTED | 3.7 | 3.7 | 3.895 | 0.475 | 0.5 | 2016-07-04 | N/A | N/A | N/A | N/A | N/A | N/A | N/A | N | DATA NOT AVAILABLE | N/A | TBC | N/A | DATA NOT AVAILABLE | 2020-09-10
1700052856888 | DATA NOT AVAILABLE | GREEN HIGHLAND ALLT LADAIDH (1148) LIMITED | ALLT LADAIDH HYDRO | GENERATING STATION | DATA NOT AVAILABLE | INVERGARRY | INVERNESS-SHIRE | PH35 4HR | SCOTLAND | 219422 | 801893 | FAUG | N/A | FORT AUGUSTUS GRID | TBC | SCOTTISH HYDRO ELECTRIC POWER DISTRIBUTION PLC | WATER (FLOWING WATER OR HEAD OF WATER) | HYDRO - OTHER | NO | TBC | TBC | 1.4 | DATA NOT AVAILABLE | DATA NOT AVAILABLE | DATA NOT AVAILABLE | DATA NOT AVAILABLE | DATA NOT AVAILABLE | DATA NOT AVAILABLE | DATA NOT AVAILABLE | DATA NOT AVAILABLE | DATA NOT AVAILABLE | DATA NOT AVAILABLE | DATA NOT AVAILABLE | DATA NOT AVAILABLE | No | CONNECTED | 1.283 | 1.283 | 1.35 | 0.005 | 0.005 | 2016-08-15 | N/A | N/A | N/A | N/A | N/A | N/A | N/A | N | DATA NOT AVAILABLE | N/A | TBC | N/A | DATA NOT AVAILABLE | 2020-10-01
1700052859912 | DATA NOT AVAILABLE | ACHOMER ENERGY LTD | DATA NOT AVAILABLE | ARDTALNAIG HYDRO | DATA NOT AVAILABLE | ABERFELDY | PERTHSHIRE | PH15 2PA | SCOTLAND | 267780 | 739668 | KIIN | N/A | KILLIN GRID | TBC | SCOTTISH HYDRO ELECTRIC POWER DISTRIBUTION PLC | WATER (FLOWING WATER OR HEAD OF WATER) | HYDRO - OTHER | NO | TBC | TBC | 2 | DATA NOT AVAILABLE | DATA NOT AVAILABLE | DATA NOT AVAILABLE | DATA NOT AVAILABLE | DATA NOT AVAILABLE | DATA NOT AVAILABLE | DATA NOT AVAILABLE | DATA NOT AVAILABLE | DATA NOT AVAILABLE | DATA NOT AVAILABLE | DATA NOT AVAILABLE | DATA NOT AVAILABLE | No | CONNECTED | 1.9 | 1.9 | 2 | TBC | TBC | 2016-08-08 | N/A | N/A | N/A | N/A | N/A | N/A | N/A | N | DATA NOT AVAILABLE | N/A | TBC | N/A | DATA NOT AVAILABLE | 2020-10-01
1700052750791 | DATA NOT AVAILABLE | HILTON GREEN ENERGY LTD | LITTLE HILTON WINDFARM | WOOD WRAE | DATA NOT AVAILABLE | TURRIFF | ABERDEENSHIRE | AB53 5QT | SCOTLAND | 373626 | 851564 | MACD | N/A | TURRIFF | 11 | SCOTTISH HYDRO ELECTRIC POWER DISTRIBUTION PLC | WIND | ONSHORE WIND TURBINES | NO | TBC | TBC | 2.3 | DATA NOT AVAILABLE | DATA NOT AVAILABLE | DATA NOT AVAILABLE | DATA NOT AVAILABLE | DATA NOT AVAILABLE | DATA NOT AVAILABLE | DATA NOT AVAILABLE | DATA NOT AVAILABLE | DATA NOT AVAILABLE | DATA NOT AVAILABLE | DATA NOT AVAILABLE | DATA NOT AVAILABLE | No | CONNECTED | 2.185 | 2.185 | 2.3 | TBC | TBC | 2014-09-23 | N/A | N/A | N/A | N/A | N/A | N/A | N/A | N | DATA NOT AVAILABLE | N/A | TBC | N/A | DATA NOT AVAILABLE | 2020-10-01
2000056238671 | DATA NOT AVAILABLE | MWH TREATMENT LTD | TROWBRIDGE STW | TROWBRIDGE STW | DATA NOT AVAILABLE | TROWBRIDGE | WILTSHIRE | TBC | ENGLAND | TBC | TBC | MELK | NORR 33kV | MANOR COURT TROWBRIDGE | TBC | SOUTHERN ELECTRIC POWER DISTRIBUTION PLC | BIOFUEL SEWAGE GAS | DATA NOT AVAILABLE | NO | TBC | TBC | 2.5 | DATA NOT AVAILABLE | DATA NOT AVAILABLE | DATA NOT AVAILABLE | DATA NOT AVAILABLE | DATA NOT AVAILABLE | DATA NOT AVAILABLE | DATA NOT AVAILABLE | DATA NOT AVAILABLE | DATA NOT AVAILABLE | DATA NOT AVAILABLE | DATA NOT AVAILABLE | DATA NOT AVAILABLE | No | CONNECTED | 2.375 | 2.375 | 2.5 | TBC | TBC | TBC | N/A | N/A | N/A | N/A | N/A | N/A | N/A | N | DATA NOT AVAILABLE | N/A | TBC | N/A | DATA NOT AVAILABLE | 2020-10-01
1700051730483 | DATA NOT AVAILABLE | SSE GENERATION LTD | ALT-NA LAIRIGE POWER STATION | DATA NOT AVAILABLE | GENERATOR 1 IMPORT | CAIRNDOW | ARGYLL | PA26 8BJ | SCOTLAND | 220734 | 714650 | CLAC | N/A | CLACHAN GRID | TBC | SCOTTISH HYDRO ELECTRIC POWER DISTRIBUTION PLC | DATA NOT AVAILABLE | DATA NOT AVAILABLE | NO | TBC | TBC | TBC | DATA NOT AVAILABLE | DATA NOT AVAILABLE | DATA NOT AVAILABLE | DATA NOT AVAILABLE | DATA NOT AVAILABLE | DATA NOT AVAILABLE | DATA NOT AVAILABLE | DATA NOT AVAILABLE | DATA NOT AVAILABLE | DATA NOT AVAILABLE | DATA NOT AVAILABLE | DATA NOT AVAILABLE | No | CONNECTED | 5.7 | 5.7 | 6 | TBC | TBC | TBC | N/A | N/A | N/A | N/A | N/A | N/A | N/A | N | DATA NOT AVAILABLE | N/A | TBC | N/A | DATA NOT AVAILABLE | 2020-10-01
1700051730492 | DATA NOT AVAILABLE | SSE GENERATION LTD | STORNOWAY PS G1 | DATA NOT AVAILABLE | BATTERY POINT | STORNOWAY | ISLE OF LEWIS | HS1 2RP | SCOTLAND | 143091 | 932383 | ARMO | N/A | BATTERY POINT | 11 | SCOTTISH HYDRO ELECTRIC POWER DISTRIBUTION PLC | DATA NOT AVAILABLE | DATA NOT AVAILABLE | NO | TBC | TBC | TBC | DATA NOT AVAILABLE | DATA NOT AVAILABLE | DATA NOT AVAILABLE | DATA NOT AVAILABLE | DATA NOT AVAILABLE | DATA NOT AVAILABLE | DATA NOT AVAILABLE | DATA NOT AVAILABLE | DATA NOT AVAILABLE | DATA NOT AVAILABLE | DATA NOT AVAILABLE | DATA NOT AVAILABLE | No | CONNECTED | 1.938 | 1.938 | 2.04 | TBC | TBC | TBC | N/A | N/A | N/A | N/A | N/A | N/A | N/A | N | DATA NOT AVAILABLE | N/A | TBC | N/A | DATA NOT AVAILABLE | 2020-10-01
1700051730508 | DATA NOT AVAILABLE | MVV ENVIRONMENT BALDOVIE LIMITED | BALDOVIE WASTE TO ENERGY PLANT | DATA NOT AVAILABLE | CLAYMORE STREET | DUNDEE | DUNDEE | DD4 0NS | SCOTLAND | 344498 | 733038 | TBC | N/A | TBC | TBC | SCOTTISH HYDRO ELECTRIC POWER DISTRIBUTION PLC | WASTE | DATA NOT AVAILABLE | NO | TBC | TBC | TBC | DATA NOT AVAILABLE | DATA NOT AVAILABLE | DATA NOT AVAILABLE | DATA NOT AVAILABLE | DATA NOT AVAILABLE | DATA NOT AVAILABLE | DATA NOT AVAILABLE | DATA NOT AVAILABLE | DATA NOT AVAILABLE | DATA NOT AVAILABLE | DATA NOT AVAILABLE | DATA NOT AVAILABLE | No | CONNECTED | 8.265 | 8.265 | 8.7 | TBC | TBC | TBC | N/A | N/A | N/A | N/A | N/A | N/A | N/A | N | DATA NOT AVAILABLE | N/A | TBC | N/A | DATA NOT AVAILABLE | 2020-10-01
1700051730526 | DATA NOT AVAILABLE | SSE GENERATION LTD | STORNOWAY PS G3 | DATA NOT AVAILABLE | BATTERY POINT | STORNOWAY | ISLE OF LEWIS | HS1 2RP | SCOTLAND | 143091 | 932383 | ARMO | N/A | BATTERY POINT | 11 | SCOTTISH HYDRO ELECTRIC POWER DISTRIBUTION PLC | DATA NOT AVAILABLE | DATA NOT AVAILABLE | NO | TBC | TBC | TBC | DATA NOT AVAILABLE | DATA NOT AVAILABLE | DATA NOT AVAILABLE | DATA NOT AVAILABLE | DATA NOT AVAILABLE | DATA NOT AVAILABLE | DATA NOT AVAILABLE | DATA NOT AVAILABLE | DATA NOT AVAILABLE | DATA NOT AVAILABLE | DATA NOT AVAILABLE | DATA NOT AVAILABLE | No | CONNECTED | 4.37 | 4.37 | 4.6 | TBC | TBC | TBC | N/A | N/A | N/A | N/A | N/A | N/A | N/A | N | DATA NOT AVAILABLE | N/A | TBC | N/A | DATA NOT AVAILABLE | 2020-10-01
1700051730544 | DATA NOT AVAILABLE | SSE GENERATION LTD | STORNOWAY PS G5 | DATA NOT AVAILABLE | BATTERY POINT | STORNOWAY | ISLE OF LEWIS | HS1 2RP | SCOTLAND | 143091 | 932383 | ARMO | N/A | BATTERY POINT | 11 | SCOTTISH HYDRO ELECTRIC POWER DISTRIBUTION PLC | DATA NOT AVAILABLE | DATA NOT AVAILABLE | NO | TBC | TBC | TBC | DATA NOT AVAILABLE | DATA NOT AVAILABLE | DATA NOT AVAILABLE | DATA NOT AVAILABLE | DATA NOT AVAILABLE | DATA NOT AVAILABLE | DATA NOT AVAILABLE | DATA NOT AVAILABLE | DATA NOT AVAILABLE | DATA NOT AVAILABLE | DATA NOT AVAILABLE | DATA NOT AVAILABLE | No | CONNECTED | 2.85 | 2.85 | 3 | TBC | TBC | TBC | N/A | N/A | N/A | N/A | N/A | N/A | N/A | N | DATA NOT AVAILABLE | N/A | TBC | N/A | DATA NOT AVAILABLE | 2020-10-01
1700051730571 | DATA NOT AVAILABLE | SSE GENERATION LTD | STORNOWAY PS G6 | DATA NOT AVAILABLE | BATTERY POINT | STORNOWAY | ISLE OF LEWIS | HS1 2RP | SCOTLAND | 143091 | 932383 | ARMO | N/A | BATTERY POINT | 11 | SCOTTISH HYDRO ELECTRIC POWER DISTRIBUTION PLC | DATA NOT AVAILABLE | DATA NOT AVAILABLE | NO | TBC | TBC | TBC | DATA NOT AVAILABLE | DATA NOT AVAILABLE | DATA NOT AVAILABLE | DATA NOT AVAILABLE | DATA NOT AVAILABLE | DATA NOT AVAILABLE | DATA NOT AVAILABLE | DATA NOT AVAILABLE | DATA NOT AVAILABLE | DATA NOT AVAILABLE | DATA NOT AVAILABLE | DATA NOT AVAILABLE | No | CONNECTED | 1.9 | 1.9 | 2 | TBC | TBC | TBC | N/A | N/A | N/A | N/A | N/A | N/A | N/A | N | DATA NOT AVAILABLE | N/A | TBC | N/A | DATA NOT AVAILABLE | 2020-10-01
1700051730641 | DATA NOT AVAILABLE | SSE GENERATION LTD | LOCH CARNON G1 | DATA NOT AVAILABLE | SOUTH UIST | ISLE OF SOUTH UIST | EILEAN SIAR | HS8 5PD | SCOTLAND | 82194 | 843433 | ARMO | N/A | LOCH CARNAN | 11 | SCOTTISH HYDRO ELECTRIC POWER DISTRIBUTION PLC | DATA NOT AVAILABLE | DATA NOT AVAILABLE | NO | TBC | TBC | TBC | DATA NOT AVAILABLE | DATA NOT AVAILABLE | DATA NOT AVAILABLE | DATA NOT AVAILABLE | DATA NOT AVAILABLE | DATA NOT AVAILABLE | DATA NOT AVAILABLE | DATA NOT AVAILABLE | DATA NOT AVAILABLE | DATA NOT AVAILABLE | DATA NOT AVAILABLE | DATA NOT AVAILABLE | No | CONNECTED | 2.28 | 2.28 | 2.4 | TBC | TBC | TBC | N/A | N/A | N/A | N/A | N/A | N/A | N/A | N | DATA NOT AVAILABLE | N/A | TBC | N/A | DATA NOT AVAILABLE | 2020-10-01
1700051730660 | DATA NOT AVAILABLE | SSE GENERATION LTD | LOCH CARNON G2 | DATA NOT AVAILABLE | SOUTH UIST | ISLE OF SOUTH UIST | EILEAN SIAR | HS8 5PD | SCOTLAND | 82194 | 843433 | ARMO | N/A | LOCH CARNAN | 11 | SCOTTISH HYDRO ELECTRIC POWER DISTRIBUTION PLC | DATA NOT AVAILABLE | DATA NOT AVAILABLE | NO | TBC | TBC | TBC | DATA NOT AVAILABLE | DATA NOT AVAILABLE | DATA NOT AVAILABLE | DATA NOT AVAILABLE | DATA NOT AVAILABLE | DATA NOT AVAILABLE | DATA NOT AVAILABLE | DATA NOT AVAILABLE | DATA NOT AVAILABLE | DATA NOT AVAILABLE | DATA NOT AVAILABLE | DATA NOT AVAILABLE | No | CONNECTED | 2.28 | 2.28 | 2.4 | TBC | TBC | TBC | N/A | N/A | N/A | N/A | N/A | N/A | N/A | N | DATA NOT AVAILABLE | N/A | TBC | N/A | DATA NOT AVAILABLE | 2020-10-01
1700051730702 | DATA NOT AVAILABLE | SSE GENERATION LTD | LOCH CARNON G3 | DATA NOT AVAILABLE | SOUTH UIST | ISLE OF SOUTH UIST | EILEAN SIAR | HS8 5PD | SCOTLAND | 82194 | 843433 | ARMO | N/A | LOCH CARNAN | 11 | SCOTTISH HYDRO ELECTRIC POWER DISTRIBUTION PLC | DATA NOT AVAILABLE | DATA NOT AVAILABLE | NO | TBC | TBC | TBC | DATA NOT AVAILABLE | DATA NOT AVAILABLE | DATA NOT AVAILABLE | DATA NOT AVAILABLE | DATA NOT AVAILABLE | DATA NOT AVAILABLE | DATA NOT AVAILABLE | DATA NOT AVAILABLE | DATA NOT AVAILABLE | DATA NOT AVAILABLE | DATA NOT AVAILABLE | DATA NOT AVAILABLE | No | CONNECTED | 2.28 | 2.28 | 2.4 | TBC | TBC | TBC | N/A | N/A | N/A | N/A | N/A | N/A | N/A | N | DATA NOT AVAILABLE | N/A | TBC | N/A | DATA NOT AVAILABLE | 2020-10-01
1700051730720 | DATA NOT AVAILABLE | SSE GENERATION LTD | LOCH CARNON G4 | DATA NOT AVAILABLE | SOUTH UIST | ISLE OF SOUTH UIST | EILEAN SIAR | HS8 5PD | SCOTLAND | 82194 | 843433 | ARMO | N/A | LOCH CARNAN | 11 | SCOTTISH HYDRO ELECTRIC POWER DISTRIBUTION PLC | DATA NOT AVAILABLE | DATA NOT AVAILABLE | NO | TBC | TBC | TBC | DATA NOT AVAILABLE | DATA NOT AVAILABLE | DATA NOT AVAILABLE | DATA NOT AVAILABLE | DATA NOT AVAILABLE | DATA NOT AVAILABLE | DATA NOT AVAILABLE | DATA NOT AVAILABLE | DATA NOT AVAILABLE | DATA NOT AVAILABLE | DATA NOT AVAILABLE | DATA NOT AVAILABLE | No | CONNECTED | 2.28 | 2.28 | 2.4 | TBC | TBC | TBC | N/A | N/A | N/A | N/A | N/A | N/A | N/A | N | DATA NOT AVAILABLE | N/A | TBC | N/A | DATA NOT AVAILABLE | 2020-10-01
1700051730828 | DATA NOT AVAILABLE | SSE GENERATION LTD | KIRKWALL PS G9 | DATA NOT AVAILABLE | GREAT WESTERN ROAD | KIRKWALL | ORKNEY | KW15 1AN | SCOTLAND | 344676 | 1010893 | TBC | N/A | TBC | TBC | SCOTTISH HYDRO ELECTRIC POWER DISTRIBUTION PLC | DATA NOT AVAILABLE | DATA NOT AVAILABLE | NO | TBC | TBC | TBC | DATA NOT AVAILABLE | DATA NOT AVAILABLE | DATA NOT AVAILABLE | DATA NOT AVAILABLE | DATA NOT AVAILABLE | DATA NOT AVAILABLE | DATA NOT AVAILABLE | DATA NOT AVAILABLE | DATA NOT AVAILABLE | DATA NOT AVAILABLE | DATA NOT AVAILABLE | DATA NOT AVAILABLE | No | CONNECTED | 3.325 | 3.325 | 3.5 | TBC | TBC | TBC | N/A | N/A | N/A | N/A | N/A | N/A | N/A | N | DATA NOT AVAILABLE | N/A | TBC | N/A | DATA NOT AVAILABLE | 2020-10-01
1700051734051 | DATA NOT AVAILABLE | SSE GENERATION LTD | FINLARIG POWER STATION | DATA NOT AVAILABLE | GENERATOR 1 IMPORT | CAMPBELTOWN | ARGYLL | PA28 6QP | SCOTLAND | 175851 | 624996 | TBC | N/A | TBC | TBC | SCOTTISH HYDRO ELECTRIC POWER DISTRIBUTION PLC | DATA NOT AVAILABLE | DATA NOT AVAILABLE | NO | TBC | TBC | TBC | DATA NOT AVAILABLE | DATA NOT AVAILABLE | DATA NOT AVAILABLE | DATA NOT AVAILABLE | DATA NOT AVAILABLE | DATA NOT AVAILABLE | DATA NOT AVAILABLE | DATA NOT AVAILABLE | DATA NOT AVAILABLE | DATA NOT AVAILABLE | DATA NOT AVAILABLE | DATA NOT AVAILABLE | No | CONNECTED | 1.14 | 1.14 | 1.2 | TBC | TBC | TBC | N/A | N/A | N/A | N/A | N/A | N/A | N/A | N | DATA NOT AVAILABLE | N/A | TBC | N/A | DATA NOT AVAILABLE | 2020-10-01
1700051734060 | DATA NOT AVAILABLE | SSE GENERATION LTD | LUSSA POWER STATION | DATA NOT AVAILABLE | GENERATOR 2 IMPORT | CAMPBELTOWN | ARGYLL | PA28 6QP | SCOTLAND | 175851 | 624996 | CAAD | N/A | CAMPBELTOWN | 11 | SCOTTISH HYDRO ELECTRIC POWER DISTRIBUTION PLC | DATA NOT AVAILABLE | DATA NOT AVAILABLE | NO | TBC | TBC | TBC | DATA NOT AVAILABLE | DATA NOT AVAILABLE | DATA NOT AVAILABLE | DATA NOT AVAILABLE | DATA NOT AVAILABLE | DATA NOT AVAILABLE | DATA NOT AVAILABLE | DATA NOT AVAILABLE | DATA NOT AVAILABLE | DATA NOT AVAILABLE | DATA NOT AVAILABLE | DATA NOT AVAILABLE | No | CONNECTED | 1.14 | 1.14 | 1.2 | TBC | TBC | TBC | N/A | N/A | N/A | N/A | N/A | N/A | N/A | N | DATA NOT AVAILABLE | N/A | TBC | N/A | DATA NOT AVAILABLE | 2020-10-01
1700051734247 | DATA NOT AVAILABLE | SSE GENERATION LTD | STORNOWAY PS G1 | DATA NOT AVAILABLE | GEN35OM | STORNOWAY | ISLE OF LEWIS | HS1 2RP | SCOTLAND | 143091 | 932383 | ARMO | N/A | BATTERY POINT | 11 | SCOTTISH HYDRO ELECTRIC POWER DISTRIBUTION PLC | DATA NOT AVAILABLE | DATA NOT AVAILABLE | NO | TBC | TBC | TBC | DATA NOT AVAILABLE | DATA NOT AVAILABLE | DATA NOT AVAILABLE | DATA NOT AVAILABLE | DATA NOT AVAILABLE | DATA NOT AVAILABLE | DATA NOT AVAILABLE | DATA NOT AVAILABLE | DATA NOT AVAILABLE | DATA NOT AVAILABLE | DATA NOT AVAILABLE | DATA NOT AVAILABLE | No | CONNECTED | 1.938 | 1.938 | 2.04 | TBC | TBC | TBC | N/A | N/A | N/A | N/A | N/A | N/A | N/A | N | DATA NOT AVAILABLE | N/A | TBC | N/A | DATA NOT AVAILABLE | 2020-10-01
1700051734256 | DATA NOT AVAILABLE | SSE GENERATION LTD | STORNOWAY PS G9 | DATA NOT AVAILABLE | GEN356M | STORNOWAY | ISLE OF LEWIS | HS1 2RP | SCOTLAND | 143091 | 932383 | ARMO | N/A | BATTERY POINT | 11 | SCOTTISH HYDRO ELECTRIC POWER DISTRIBUTION PLC | DATA NOT AVAILABLE | DATA NOT AVAILABLE | NO | TBC | TBC | TBC | DATA NOT AVAILABLE | DATA NOT AVAILABLE | DATA NOT AVAILABLE | DATA NOT AVAILABLE | DATA NOT AVAILABLE | DATA NOT AVAILABLE | DATA NOT AVAILABLE | DATA NOT AVAILABLE | DATA NOT AVAILABLE | DATA NOT AVAILABLE | DATA NOT AVAILABLE | DATA NOT AVAILABLE | No | CONNECTED | 4.37 | 4.37 | 4.6 | TBC | TBC | TBC | N/A | N/A | N/A | N/A | N/A | N/A | N/A | N | DATA NOT AVAILABLE | N/A | TBC | N/A | DATA NOT AVAILABLE | 2020-10-01
1700051734682 | DATA NOT AVAILABLE | VIRIDIS ENERGY (NORGEN) LIMITED | DATA NOT AVAILABLE | LOCHHEAD LANDFILL SITE | ARBROATH ROAD | FORFAR | ANGUS | DD8 2RL | SCOTLAND | 348372 | 750888 | LUNA | N/A | LUNANHEAD | 11 | SCOTTISH HYDRO ELECTRIC POWER DISTRIBUTION PLC | DATA NOT AVAILABLE | DATA NOT AVAILABLE | NO | TBC | TBC | TBC | DATA NOT AVAILABLE | DATA NOT AVAILABLE | DATA NOT AVAILABLE | DATA NOT AVAILABLE | DATA NOT AVAILABLE | DATA NOT AVAILABLE | DATA NOT AVAILABLE | DATA NOT AVAILABLE | DATA NOT AVAILABLE | DATA NOT AVAILABLE | DATA NOT AVAILABLE | DATA NOT AVAILABLE | No | CONNECTED | 1.9 | 1.9 | 2 | TBC | TBC | TBC | N/A | N/A | N/A | N/A | N/A | N/A | N/A | N | DATA NOT AVAILABLE | N/A | TBC | N/A | DATA NOT AVAILABLE | 2020-10-01
1700051734910 | DATA NOT AVAILABLE | EUROPEAN MARINE ENERGY CENTRE | DATA NOT AVAILABLE | EUROPEAN MARINE ENERGY CENTRE | BILLIA CROO | STROMNESS | ORKNEY | KW16 3JP | SCOTLAND | 323690 | 1009671 | TBC | N/A | TBC | TBC | SCOTTISH HYDRO ELECTRIC POWER DISTRIBUTION PLC | HYDRO (TO BE CONFIRMED) | TIDAL STREAM DEVICES | NO | TBC | TBC | TBC | DATA NOT AVAILABLE | DATA NOT AVAILABLE | DATA NOT AVAILABLE | DATA NOT AVAILABLE | DATA NOT AVAILABLE | DATA NOT AVAILABLE | DATA NOT AVAILABLE | DATA NOT AVAILABLE | DATA NOT AVAILABLE | DATA NOT AVAILABLE | DATA NOT AVAILABLE | DATA NOT AVAILABLE | No | CONNECTED | 6.65 | 6.65 | 7 | TBC | TBC | TBC | N/A | N/A | N/A | N/A | N/A | N/A | N/A | N | DATA NOT AVAILABLE | N/A | TBC | N/A | DATA NOT AVAILABLE | 2020-10-01
1700051744797 | DATA NOT AVAILABLE | SSE GENERATION LTD | BOWMORE GEN231 | DATA NOT AVAILABLE | BOWMORE | ISLE OF ISLAY | ARGYLL AND BUTE | PA43 7JX | SCOTLAND | 131002 | 659677 | TBC | N/A | TBC | TBC | SCOTTISH HYDRO ELECTRIC POWER DISTRIBUTION PLC | FOSSIL OIL | ENGINE (COMBUSTION / RECIPROCATING) | NO | TBC | TBC | TBC | DATA NOT AVAILABLE | DATA NOT AVAILABLE | DATA NOT AVAILABLE | DATA NOT AVAILABLE | DATA NOT AVAILABLE | DATA NOT AVAILABLE | DATA NOT AVAILABLE | DATA NOT AVAILABLE | DATA NOT AVAILABLE | DATA NOT AVAILABLE | DATA NOT AVAILABLE | DATA NOT AVAILABLE | No | CONNECTED | 1.9 | 1.9 | 2 | TBC | TBC | TBC | N/A | N/A | N/A | N/A | N/A | N/A | N/A | N | DATA NOT AVAILABLE | N/A | TBC | N/A | DATA NOT AVAILABLE | 2020-10-01
1700051744820 | DATA NOT AVAILABLE | SSE GENERATION LTD | BOWMORE GEN232 | DATA NOT AVAILABLE | BOWMORE | ISLE OF ISLAY | ARGYLL AND BUTE | PA43 7JX | SCOTLAND | 131002 | 659677 | TBC | N/A | TBC | TBC | SCOTTISH HYDRO ELECTRIC POWER DISTRIBUTION PLC | FOSSIL OIL | ENGINE (COMBUSTION / RECIPROCATING) | NO | TBC | TBC | TBC | DATA NOT AVAILABLE | DATA NOT AVAILABLE | DATA NOT AVAILABLE | DATA NOT AVAILABLE | DATA NOT AVAILABLE | DATA NOT AVAILABLE | DATA NOT AVAILABLE | DATA NOT AVAILABLE | DATA NOT AVAILABLE | DATA NOT AVAILABLE | DATA NOT AVAILABLE | DATA NOT AVAILABLE | No | CONNECTED | 1.9 | 1.9 | 2 | TBC | TBC | TBC | N/A | N/A | N/A | N/A | N/A | N/A | N/A | N | DATA NOT AVAILABLE | N/A | TBC | N/A | DATA NOT AVAILABLE | 2020-10-01
1700051751632 | DATA NOT AVAILABLE | TARBOTHILL | DATA NOT AVAILABLE | TARBOTHILL LANDFILL SITE | HAREHILL | ABERDEEN | ABERDEEN | TBC | SCOTLAND | TBC | TBC | PERS | N/A | BRIDGE OF DON | 11 | SCOTTISH HYDRO ELECTRIC POWER DISTRIBUTION PLC | DATA NOT AVAILABLE | DATA NOT AVAILABLE | NO | TBC | TBC | TBC | DATA NOT AVAILABLE | DATA NOT AVAILABLE | DATA NOT AVAILABLE | DATA NOT AVAILABLE | DATA NOT AVAILABLE | DATA NOT AVAILABLE | DATA NOT AVAILABLE | DATA NOT AVAILABLE | DATA NOT AVAILABLE | DATA NOT AVAILABLE | DATA NOT AVAILABLE | DATA NOT AVAILABLE | No | CONNECTED | 2.185 | 2.185 | 2.3 | TBC | TBC | TBC | N/A | N/A | N/A | N/A | N/A | N/A | N/A | N | DATA NOT AVAILABLE | N/A | TBC | N/A | DATA NOT AVAILABLE | 2020-10-01
1700051754011 | DATA NOT AVAILABLE | ROTHES WIND LIMITED | ROTHES WIND LTD | DATA NOT AVAILABLE | GEDLOCH QUARRY | ELGIN | MORAYSHIRE | IV30 8SN | SCOTLAND | 323558 | 855288 | DAAS | N/A | DALLAS | 0 | SCOTTISH HYDRO ELECTRIC POWER DISTRIBUTION PLC | WIND | ONSHORE WIND TURBINES | NO | TBC | TBC | TBC | DATA NOT AVAILABLE | DATA NOT AVAILABLE | DATA NOT AVAILABLE | DATA NOT AVAILABLE | DATA NOT AVAILABLE | DATA NOT AVAILABLE | DATA NOT AVAILABLE | DATA NOT AVAILABLE | DATA NOT AVAILABLE | DATA NOT AVAILABLE | DATA NOT AVAILABLE | DATA NOT AVAILABLE | No | CONNECTED | 48.07 | 48.07 | 50.6 | TBC | TBC | TBC | N/A | N/A | N/A | N/A | N/A | N/A | N/A | N | DATA NOT AVAILABLE | N/A | TBC | N/A | DATA NOT AVAILABLE | 2020-10-01
1700051757573 | DATA NOT AVAILABLE | MELTON LG ENERGY LIMITED | STONEYHILL LANDFILL | DATA NOT AVAILABLE | GAS GENERATION SITE | PETERHEAD | ABERDEENSHIRE | AB42 0PR | SCOTLAND | 408028 | 841383 | PERS | N/A | STONEYHILL | TBC | SCOTTISH HYDRO ELECTRIC POWER DISTRIBUTION PLC | BIOFUEL - LANDFILL GAS | GAS TURBINE (OCGT) | NO | TBC | TBC | TBC | DATA NOT AVAILABLE | DATA NOT AVAILABLE | DATA NOT AVAILABLE | DATA NOT AVAILABLE | DATA NOT AVAILABLE | DATA NOT AVAILABLE | DATA NOT AVAILABLE | DATA NOT AVAILABLE | DATA NOT AVAILABLE | DATA NOT AVAILABLE | DATA NOT AVAILABLE | DATA NOT AVAILABLE | No | CONNECTED | 1.938 | 1.938 | 2.04 | TBC | TBC | TBC | N/A | N/A | N/A | N/A | N/A | N/A | N/A | N | DATA NOT AVAILABLE | N/A | TBC | N/A | DATA NOT AVAILABLE | 2020-10-01
1700051768812 | 1700051816156 | SSE GENERATION LTD | SHIN POWER STATION | DATA NOT AVAILABLE | GENERATOR 1 IMPORT | LAIRG | SUTHERLAND | IV27 4EY | SCOTLAND | 257261 | 897322 | SHIN | N/A | SHIN GRID | TBC | SCOTTISH HYDRO ELECTRIC POWER DISTRIBUTION PLC | HYDRO (TO BE CONFIRMED) | HYDRO - OTHER | NO | TBC | TBC | TBC | DATA NOT AVAILABLE | DATA NOT AVAILABLE | DATA NOT AVAILABLE | DATA NOT AVAILABLE | DATA NOT AVAILABLE | DATA NOT AVAILABLE | DATA NOT AVAILABLE | DATA NOT AVAILABLE | DATA NOT AVAILABLE | DATA NOT AVAILABLE | DATA NOT AVAILABLE | DATA NOT AVAILABLE | Yes | CONNECTED | 8.835 | 8.835 | 9.3 | TBC | TBC | TBC | N/A | N/A | N/A | N/A | N/A | N/A | N/A | Y | DATA NOT AVAILABLE | CMZ-ISY-011 | TBC | N/A | DATA NOT AVAILABLE | 2020-10-01
1700051768840 | DATA NOT AVAILABLE | SSE GENERATION LTD | SHIN POWER STATION | GENERATOR 2 IMPORT | DATA NOT AVAILABLE | LAIRG | SUTHERLAND | IV27 4EY | SCOTLAND | 257261 | 897322 | SHIN | N/A | SHIN GRID | TBC | SCOTTISH HYDRO ELECTRIC POWER DISTRIBUTION PLC | HYDRO (TO BE CONFIRMED) | HYDRO - OTHER | NO | TBC | TBC | TBC | DATA NOT AVAILABLE | DATA NOT AVAILABLE | DATA NOT AVAILABLE | DATA NOT AVAILABLE | DATA NOT AVAILABLE | DATA NOT AVAILABLE | DATA NOT AVAILABLE | DATA NOT AVAILABLE | DATA NOT AVAILABLE | DATA NOT AVAILABLE | DATA NOT AVAILABLE | DATA NOT AVAILABLE | Yes | CONNECTED | 8.835 | 8.835 | 9.3 | TBC | TBC | TBC | N/A | N/A | N/A | N/A | N/A | N/A | N/A | Y | DATA NOT AVAILABLE | CMZ-ISY-012 | TBC | N/A | DATA NOT AVAILABLE | 2020-10-01
1700051768868 | DATA NOT AVAILABLE | SSE GENERATION LTD | RANNOCH POWER STATION | DATA NOT AVAILABLE | GENERATOR 1 IMPORT | PITLOCHRY | PERTHSHIRE | PH17 2QP | SCOTLAND | 252789 | 758405 | RANN | N/A | BRIDGE OF GAUR | 11 | SCOTTISH HYDRO ELECTRIC POWER DISTRIBUTION PLC | HYDRO (TO BE CONFIRMED) | HYDRO - OTHER | NO | TBC | TBC | TBC | DATA NOT AVAILABLE | DATA NOT AVAILABLE | DATA NOT AVAILABLE | DATA NOT AVAILABLE | DATA NOT AVAILABLE | DATA NOT AVAILABLE | DATA NOT AVAILABLE | DATA NOT AVAILABLE | DATA NOT AVAILABLE | DATA NOT AVAILABLE | DATA NOT AVAILABLE | DATA NOT AVAILABLE | No | CONNECTED | 15.2 | 15.2 | 16 | TBC | TBC | TBC | N/A | N/A | N/A | N/A | N/A | N/A | N/A | N | DATA NOT AVAILABLE | N/A | TBC | N/A | DATA NOT AVAILABLE | 2020-10-01
1700051768877 | DATA NOT AVAILABLE | SSE GENERATION LTD | RANNOCH POWER STATION | DATA NOT AVAILABLE | GENERATOR 2 IMPORT | PITLOCHRY | PERTHSHIRE | PH17 2QP | SCOTLAND | 252789 | 758405 | RANN | N/A | BRIDGE OF GAUR | 11 | SCOTTISH HYDRO ELECTRIC POWER DISTRIBUTION PLC | HYDRO (TO BE CONFIRMED) | HYDRO - OTHER | NO | TBC | TBC | TBC | DATA NOT AVAILABLE | DATA NOT AVAILABLE | DATA NOT AVAILABLE | DATA NOT AVAILABLE | DATA NOT AVAILABLE | DATA NOT AVAILABLE | DATA NOT AVAILABLE | DATA NOT AVAILABLE | DATA NOT AVAILABLE | DATA NOT AVAILABLE | DATA NOT AVAILABLE | DATA NOT AVAILABLE | No | CONNECTED | 15.2 | 15.2 | 16 | TBC | TBC | TBC | N/A | N/A | N/A | N/A | N/A | N/A | N/A | N | DATA NOT AVAILABLE | N/A | TBC | N/A | DATA NOT AVAILABLE | 2020-10-01
1700051768895 | DATA NOT AVAILABLE | SSE GENERATION LTD | RANNOCH POWER STATION | DATA NOT AVAILABLE | GENERATOR 3 IMPORT | PITLOCHRY | PERTHSHIRE | PH17 2QP | SCOTLAND | 252789 | 758405 | RANN | N/A | BRIDGE OF GAUR | 11 | SCOTTISH HYDRO ELECTRIC POWER DISTRIBUTION PLC | HYDRO (TO BE CONFIRMED) | HYDRO - OTHER | NO | TBC | TBC | TBC | DATA NOT AVAILABLE | DATA NOT AVAILABLE | DATA NOT AVAILABLE | DATA NOT AVAILABLE | DATA NOT AVAILABLE | DATA NOT AVAILABLE | DATA NOT AVAILABLE | DATA NOT AVAILABLE | DATA NOT AVAILABLE | DATA NOT AVAILABLE | DATA NOT AVAILABLE | DATA NOT AVAILABLE | No | CONNECTED | 15.2 | 15.2 | 16 | TBC | TBC | TBC | N/A | N/A | N/A | N/A | N/A | N/A | N/A | N | DATA NOT AVAILABLE | N/A | TBC | N/A | DATA NOT AVAILABLE | 2020-10-01
1700051768929 | DATA NOT AVAILABLE | SSE GENERATION LTD | UNIT 1 | TUMMEL POWER STATION | DATA NOT AVAILABLE | PITLOCHRY | PERTHSHIRE | PH16 5SB | SCOTLAND | 276354 | 759013 | TUMB | N/A | TUMMEL BRIDGE GRID | TBC | SCOTTISH HYDRO ELECTRIC POWER DISTRIBUTION PLC | HYDRO (TO BE CONFIRMED) | HYDRO - OTHER | NO | TBC | TBC | TBC | DATA NOT AVAILABLE | DATA NOT AVAILABLE | DATA NOT AVAILABLE | DATA NOT AVAILABLE | DATA NOT AVAILABLE | DATA NOT AVAILABLE | DATA NOT AVAILABLE | DATA NOT AVAILABLE | DATA NOT AVAILABLE | DATA NOT AVAILABLE | DATA NOT AVAILABLE | DATA NOT AVAILABLE | No | CONNECTED | 16.15 | 16.15 | 17 | TBC | TBC | TBC | N/A | N/A | N/A | N/A | N/A | N/A | N/A | N | DATA NOT AVAILABLE | N/A | TBC | N/A | DATA NOT AVAILABLE | 2020-10-01
1700051768947 | DATA NOT AVAILABLE | SSE GENERATION LTD | UNIT 2 | TUMMEL POWER STATION | DATA NOT AVAILABLE | PITLOCHRY | PERTHSHIRE | PH16 5SB | SCOTLAND | 276354 | 759013 | TUMB | N/A | TUMMEL BRIDGE GRID | TBC | SCOTTISH HYDRO ELECTRIC POWER DISTRIBUTION PLC | HYDRO (TO BE CONFIRMED) | HYDRO - OTHER | NO | TBC | TBC | TBC | DATA NOT AVAILABLE | DATA NOT AVAILABLE | DATA NOT AVAILABLE | DATA NOT AVAILABLE | DATA NOT AVAILABLE | DATA NOT AVAILABLE | DATA NOT AVAILABLE | DATA NOT AVAILABLE | DATA NOT AVAILABLE | DATA NOT AVAILABLE | DATA NOT AVAILABLE | DATA NOT AVAILABLE | No | CONNECTED | 16.15 | 16.15 | 17 | TBC | TBC | TBC | N/A | N/A | N/A | N/A | N/A | N/A | N/A | N | DATA NOT AVAILABLE | N/A | TBC | N/A | DATA NOT AVAILABLE | 2020-10-01
1700051771550 | DATA NOT AVAILABLE | AUCHENCARROCH LANDFILL | AUCHENCARROCH ENERGY LTD | IMPORT SUPPLY | AUCHENCARROCH ROAD | ALEXANDRIA | DUNBARTONSHIRE | G83 9EY | SCOTLAND | 239821 | 680730 | STHA | N/A | AUCHENCARROCH | TBC | SCOTTISH HYDRO ELECTRIC POWER DISTRIBUTION PLC | BIOFUEL - LANDFILL GAS | ENGINE (COMBUSTION / RECIPROCATING) | NO | TBC | TBC | TBC | DATA NOT AVAILABLE | DATA NOT AVAILABLE | DATA NOT AVAILABLE | DATA NOT AVAILABLE | DATA NOT AVAILABLE | DATA NOT AVAILABLE | DATA NOT AVAILABLE | DATA NOT AVAILABLE | DATA NOT AVAILABLE | DATA NOT AVAILABLE | DATA NOT AVAILABLE | DATA NOT AVAILABLE | No | CONNECTED | 3.035 | 3.035 | 3.195 | TBC | TBC | TBC | N/A | N/A | N/A | N/A | N/A | N/A | N/A | N | DATA NOT AVAILABLE | N/A | TBC | N/A | DATA NOT AVAILABLE | 2020-10-01
1700051775660 | DATA NOT AVAILABLE | DATA NOT AVAILABLE | CAUSEYMIRE WINDFARM | DATA NOT AVAILABLE | MYBSTER | WICK | CAITHNESS | KW1 5XU | SCOTLAND | 316677 | 952911 | MYBS | N/A | MYBSTER GRID | TBC | SCOTTISH HYDRO ELECTRIC POWER DISTRIBUTION PLC | WIND | ONSHORE WIND TURBINES | NO | TBC | TBC | TBC | DATA NOT AVAILABLE | DATA NOT AVAILABLE | DATA NOT AVAILABLE | DATA NOT AVAILABLE | DATA NOT AVAILABLE | DATA NOT AVAILABLE | DATA NOT AVAILABLE | DATA NOT AVAILABLE | DATA NOT AVAILABLE | DATA NOT AVAILABLE | DATA NOT AVAILABLE | DATA NOT AVAILABLE | No | CONNECTED | 22.8 | 22.8 | 24 | TBC | TBC | TBC | N/A | N/A | N/A | N/A | N/A | N/A | N/A | N | DATA NOT AVAILABLE | N/A | TBC | N/A | DATA NOT AVAILABLE | 2020-10-01
1700051775670 | DATA NOT AVAILABLE | CAUSEYMIRE WIND FARM LTD | DATA NOT AVAILABLE | CAUSEYMIRE WINDFARM A | MYBSTER | WICK | CAITHNESS | KW1 5XU | SCOTLAND | 316677 | 952911 | MYBS | N/A | MYBSTER GRID | TBC | SCOTTISH HYDRO ELECTRIC POWER DISTRIBUTION PLC | WIND | ONSHORE WIND TURBINES | NO | TBC | TBC | TBC | DATA NOT AVAILABLE | DATA NOT AVAILABLE | DATA NOT AVAILABLE | DATA NOT AVAILABLE | DATA NOT AVAILABLE | DATA NOT AVAILABLE | DATA NOT AVAILABLE | DATA NOT AVAILABLE | DATA NOT AVAILABLE | DATA NOT AVAILABLE | DATA NOT AVAILABLE | DATA NOT AVAILABLE | No | CONNECTED | 22.8 | 22.8 | 24 | TBC | TBC | TBC | N/A | N/A | N/A | N/A | N/A | N/A | N/A | N | DATA NOT AVAILABLE | N/A | TBC | N/A | DATA NOT AVAILABLE | 2020-10-01
1700052007843 | DATA NOT AVAILABLE | COMMUNITY ENERGY SERVICES LTD | DATA NOT AVAILABLE | SEATON CHP) ENERGY CENTRE | SCHOOL ROAD | ABERDEEN | ABERDEEN | AB24 1WA | SCOTLAND | 394754 | 808431 | PERS | N/A | ST MACHAR | 11 | SCOTTISH HYDRO ELECTRIC POWER DISTRIBUTION PLC | DATA NOT AVAILABLE | DATA NOT AVAILABLE | NO | TBC | TBC | TBC | DATA NOT AVAILABLE | DATA NOT AVAILABLE | DATA NOT AVAILABLE | DATA NOT AVAILABLE | DATA NOT AVAILABLE | DATA NOT AVAILABLE | DATA NOT AVAILABLE | DATA NOT AVAILABLE | DATA NOT AVAILABLE | DATA NOT AVAILABLE | DATA NOT AVAILABLE | DATA NOT AVAILABLE | No | CONNECTED | 1.995 | 1.995 | 2.1 | TBC | TBC | TBC | N/A | N/A | N/A | N/A | N/A | N/A | N/A | N | DATA NOT AVAILABLE | N/A | TBC | N/A | DATA NOT AVAILABLE | 2020-10-01
1700052068075 | DATA NOT AVAILABLE | IGNIS WICK LTD | PULTENEYTOWN DISTILLERY | DATA NOT AVAILABLE | HUDDART STREET | WICK | CAITHNESS | KW1 5BA | SCOTLAND | 336716 | 950162 | MYBS | N/A | WICK | 11 | SCOTTISH HYDRO ELECTRIC POWER DISTRIBUTION PLC | DATA NOT AVAILABLE | DATA NOT AVAILABLE | NO | TBC | TBC | TBC | DATA NOT AVAILABLE | DATA NOT AVAILABLE | DATA NOT AVAILABLE | DATA NOT AVAILABLE | DATA NOT AVAILABLE | DATA NOT AVAILABLE | DATA NOT AVAILABLE | DATA NOT AVAILABLE | DATA NOT AVAILABLE | DATA NOT AVAILABLE | DATA NOT AVAILABLE | DATA NOT AVAILABLE | No | CONNECTED | 1.568 | 1.568 | 1.65 | TBC | TBC | TBC | N/A | N/A | N/A | N/A | N/A | N/A | N/A | N | DATA NOT AVAILABLE | N/A | TBC | N/A | DATA NOT AVAILABLE | 2020-10-01
1700052157585 | DATA NOT AVAILABLE | THE EUROPEAN MARINE ENERGY CENTRE LIMITED | DATA NOT AVAILABLE | TIDAL TEST STREAM FACILITY | DATA NOT AVAILABLE | ORKNEY | ORKNEY ISLANDS | KW17 2AA | SCOTLAND | 356224 | 1030760 | THSO | N/A | EDAY TIDAL STREAM | TBC | SCOTTISH HYDRO ELECTRIC POWER DISTRIBUTION PLC | HYDRO (TO BE CONFIRMED) | TIDAL STREAM DEVICES | NO | TBC | TBC | TBC | DATA NOT AVAILABLE | DATA NOT AVAILABLE | DATA NOT AVAILABLE | DATA NOT AVAILABLE | DATA NOT AVAILABLE | DATA NOT AVAILABLE | DATA NOT AVAILABLE | DATA NOT AVAILABLE | DATA NOT AVAILABLE | DATA NOT AVAILABLE | DATA NOT AVAILABLE | DATA NOT AVAILABLE | No | CONNECTED | 3.8 | 3.8 | 4 | TBC | TBC | TBC | N/A | N/A | N/A | N/A | N/A | N/A | N/A | N | DATA NOT AVAILABLE | N/A | TBC | N/A | DATA NOT AVAILABLE | 2020-10-01
1700052199984 | DATA NOT AVAILABLE | RINGLINK (SCOTLAND) LIMITED | ST JOHNS WELLS WIND | GENERATING STATION | DATA NOT AVAILABLE | TURRIFF | ABERDEENSHIRE | AB53 8PX | SCOTLAND | 379880 | 836435 | KINT | N/A | FYVIE | 11 | SCOTTISH HYDRO ELECTRIC POWER DISTRIBUTION PLC | WIND | ONSHORE WIND TURBINES | NO | TBC | TBC | TBC | DATA NOT AVAILABLE | DATA NOT AVAILABLE | DATA NOT AVAILABLE | DATA NOT AVAILABLE | DATA NOT AVAILABLE | DATA NOT AVAILABLE | DATA NOT AVAILABLE | DATA NOT AVAILABLE | DATA NOT AVAILABLE | DATA NOT AVAILABLE | DATA NOT AVAILABLE | DATA NOT AVAILABLE | No | CONNECTED | 2.28 | 2.28 | 2.4 | TBC | TBC | TBC | N/A | N/A | N/A | N/A | N/A | N/A | N/A | N | DATA NOT AVAILABLE | N/A | TBC | N/A | DATA NOT AVAILABLE | 2020-10-01
1700052228395 | DATA NOT AVAILABLE | BALCAS TIMBER LTD | DATA NOT AVAILABLE | BIOMASS GENERATOR | CROMARTY FIRTH INDUSTRIAL PARK | INVERGORDON | ROSS-SHIRE | IV18 0LE | SCOTLAND | 272097 | 870463 | ALNE | N/A | INVERGORDON | 11 | SCOTTISH HYDRO ELECTRIC POWER DISTRIBUTION PLC | BIOMASS | GAS TURBINE (OCGT) | NO | TBC | TBC | TBC | DATA NOT AVAILABLE | DATA NOT AVAILABLE | DATA NOT AVAILABLE | DATA NOT AVAILABLE | DATA NOT AVAILABLE | DATA NOT AVAILABLE | DATA NOT AVAILABLE | DATA NOT AVAILABLE | DATA NOT AVAILABLE | DATA NOT AVAILABLE | DATA NOT AVAILABLE | DATA NOT AVAILABLE | No | CONNECTED | 7.002 | 7.002 | 7.37 | TBC | TBC | TBC | N/A | N/A | N/A | N/A | N/A | N/A | N/A | N | DATA NOT AVAILABLE | N/A | TBC | N/A | DATA NOT AVAILABLE | 2020-10-01
1700052335965 | DATA NOT AVAILABLE | DATA NOT AVAILABLE | BRUXIEHILL WIND GENERATING | STATION | DATA NOT AVAILABLE | PETERHEAD | ABERDEENSHIRE | AB42 3DA | SCOTLAND | 408618 | 851679 | SFEG | N/A | ST FERGUS GAS TERM | 11 | SCOTTISH HYDRO ELECTRIC POWER DISTRIBUTION PLC | WIND | ONSHORE WIND TURBINES | NO | TBC | TBC | TBC | DATA NOT AVAILABLE | DATA NOT AVAILABLE | DATA NOT AVAILABLE | DATA NOT AVAILABLE | DATA NOT AVAILABLE | DATA NOT AVAILABLE | DATA NOT AVAILABLE | DATA NOT AVAILABLE | DATA NOT AVAILABLE | DATA NOT AVAILABLE | DATA NOT AVAILABLE | DATA NOT AVAILABLE | No | CONNECTED | 2.85 | 2.85 | 3 | TBC | TBC | TBC | N/A | N/A | N/A | N/A | N/A | N/A | N/A | N | DATA NOT AVAILABLE | N/A | TBC | N/A | DATA NOT AVAILABLE | 2020-10-01
1700052338283 | DATA NOT AVAILABLE | DARROCH POWER LIMITED | DATA NOT AVAILABLE | DERRYDARROCH GEN STATION | DATA NOT AVAILABLE | ARROCHAR | DUNBARTONSHIRE | TBC | SCOTLAND | TBC | TBC | SLOY | N/A | SLOY POWER STATION | 11 | SCOTTISH HYDRO ELECTRIC POWER DISTRIBUTION PLC | DATA NOT AVAILABLE | DATA NOT AVAILABLE | NO | TBC | TBC | TBC | DATA NOT AVAILABLE | DATA NOT AVAILABLE | DATA NOT AVAILABLE | DATA NOT AVAILABLE | DATA NOT AVAILABLE | DATA NOT AVAILABLE | DATA NOT AVAILABLE | DATA NOT AVAILABLE | DATA NOT AVAILABLE | DATA NOT AVAILABLE | DATA NOT AVAILABLE | DATA NOT AVAILABLE | No | CONNECTED | 2.803 | 2.803 | 2.95 | TBC | TBC | TBC | N/A | N/A | N/A | N/A | N/A | N/A | N/A | N | DATA NOT AVAILABLE | N/A | TBC | N/A | DATA NOT AVAILABLE | 2020-10-01
1700052338308 | DATA NOT AVAILABLE | OSSPOWER LIMITED | ALLT FION POWERHOUSE | DATA NOT AVAILABLE | DATA NOT AVAILABLE | ARROCHAR | DUNBARTONSHIRE | G83 7DZ | SCOTLAND | 231772 | 718833 | TBC | N/A | TBC | TBC | SCOTTISH HYDRO ELECTRIC POWER DISTRIBUTION PLC | DATA NOT AVAILABLE | DATA NOT AVAILABLE | NO | TBC | TBC | TBC | DATA NOT AVAILABLE | DATA NOT AVAILABLE | DATA NOT AVAILABLE | DATA NOT AVAILABLE | DATA NOT AVAILABLE | DATA NOT AVAILABLE | DATA NOT AVAILABLE | DATA NOT AVAILABLE | DATA NOT AVAILABLE | DATA NOT AVAILABLE | DATA NOT AVAILABLE | DATA NOT AVAILABLE | No | CONNECTED | 1.995 | 1.995 | 2.1 | TBC | TBC | TBC | N/A | N/A | N/A | N/A | N/A | N/A | N/A | N | DATA NOT AVAILABLE | N/A | TBC | N/A | DATA NOT AVAILABLE | 2020-10-01
1700052338326 | DATA NOT AVAILABLE | BEN GLAS POWER LIMITED | DATA NOT AVAILABLE | BEN GLAS GEN STATION | DATA NOT AVAILABLE | ARROCHAR | DUNBARTONSHIRE | TBC | SCOTLAND | TBC | TBC | SLOY | N/A | SLOY POWER STATION | 11 | SCOTTISH HYDRO ELECTRIC POWER DISTRIBUTION PLC | DATA NOT AVAILABLE | DATA NOT AVAILABLE | NO | TBC | TBC | TBC | DATA NOT AVAILABLE | DATA NOT AVAILABLE | DATA NOT AVAILABLE | DATA NOT AVAILABLE | DATA NOT AVAILABLE | DATA NOT AVAILABLE | DATA NOT AVAILABLE | DATA NOT AVAILABLE | DATA NOT AVAILABLE | DATA NOT AVAILABLE | DATA NOT AVAILABLE | DATA NOT AVAILABLE | No | CONNECTED | 1.9 | 1.9 | 2 | TBC | TBC | TBC | N/A | N/A | N/A | N/A | N/A | N/A | N/A | N | DATA NOT AVAILABLE | N/A | TBC | N/A | DATA NOT AVAILABLE | 2020-10-01
1700052340733 | DATA NOT AVAILABLE | HOUSE O'HILL WIND ENERGY LTD | DATA NOT AVAILABLE | HOUSE O'HILL WINDFARM | HOUSE O'HILL FARM | ABERDEEN | ABERDEENSHIRE | AB43 7AU | SCOTLAND | 398081 | 858161 | STRI | N/A | STRICHEN | 11 | SCOTTISH HYDRO ELECTRIC POWER DISTRIBUTION PLC | WIND | ONSHORE WIND TURBINES | NO | TBC | TBC | TBC | DATA NOT AVAILABLE | DATA NOT AVAILABLE | DATA NOT AVAILABLE | DATA NOT AVAILABLE | DATA NOT AVAILABLE | DATA NOT AVAILABLE | DATA NOT AVAILABLE | DATA NOT AVAILABLE | DATA NOT AVAILABLE | DATA NOT AVAILABLE | DATA NOT AVAILABLE | DATA NOT AVAILABLE | No | CONNECTED | 2.28 | 2.28 | 2.4 | TBC | TBC | TBC | N/A | N/A | N/A | N/A | N/A | N/A | N/A | N | DATA NOT AVAILABLE | N/A | TBC | N/A | DATA NOT AVAILABLE | 2020-10-01
1700052383505 | DATA NOT AVAILABLE | LAIRIG A MHUIC LLP | DATA NOT AVAILABLE | INNERWICK HYDRO GEN STATION | DATA NOT AVAILABLE | PERTH | PERTHSHIRE AND KINROSS | PH15 2PP | SCOTLAND | 258171 | 747124 | KIIN | N/A | KILLIN GRID | TBC | SCOTTISH HYDRO ELECTRIC POWER DISTRIBUTION PLC | DATA NOT AVAILABLE | DATA NOT AVAILABLE | NO | TBC | TBC | TBC | DATA NOT AVAILABLE | DATA NOT AVAILABLE | DATA NOT AVAILABLE | DATA NOT AVAILABLE | DATA NOT AVAILABLE | DATA NOT AVAILABLE | DATA NOT AVAILABLE | DATA NOT AVAILABLE | DATA NOT AVAILABLE | DATA NOT AVAILABLE | DATA NOT AVAILABLE | DATA NOT AVAILABLE | No | CONNECTED | 1.14 | 1.14 | 1.2 | TBC | TBC | TBC | N/A | N/A | N/A | N/A | N/A | N/A | N/A | N | DATA NOT AVAILABLE | N/A | TBC | N/A | DATA NOT AVAILABLE | 2020-10-01
1700052384252 | DATA NOT AVAILABLE | FLOTTA WIND POWER LIMITED | WINDFARM IMPORT/EXPORT | DATA NOT AVAILABLE | DATA NOT AVAILABLE | ORKNEY | ORKNEY ISLANDS | KW16 3NP | SCOTLAND | 336349 | 993692 | THSO | N/A | FLOTTA | 11 | SCOTTISH HYDRO ELECTRIC POWER DISTRIBUTION PLC | WIND | ONSHORE WIND TURBINES | NO | TBC | TBC | TBC | DATA NOT AVAILABLE | DATA NOT AVAILABLE | DATA NOT AVAILABLE | DATA NOT AVAILABLE | DATA NOT AVAILABLE | DATA NOT AVAILABLE | DATA NOT AVAILABLE | DATA NOT AVAILABLE | DATA NOT AVAILABLE | DATA NOT AVAILABLE | DATA NOT AVAILABLE | DATA NOT AVAILABLE | No | CONNECTED | 2.07 | 2.07 | 2.179 | TBC | TBC | TBC | N/A | N/A | N/A | N/A | N/A | N/A | N/A | N | DATA NOT AVAILABLE | N/A | TBC | N/A | DATA NOT AVAILABLE | 2020-10-01
1700052412653 | DATA NOT AVAILABLE | SSE GENERATION LTD OWN USEASSOCIATED | GENERATOR 5,6 & 7 | EXPORT SUPPLY | ARNISH GENERATING STATION | ISLE OF LEWIS | EILEAN SIAR | HS2 9AY | SCOTLAND | 119631 | 941812 | TBC | N/A | TBC | TBC | SCOTTISH HYDRO ELECTRIC POWER DISTRIBUTION PLC | DATA NOT AVAILABLE | DATA NOT AVAILABLE | NO | TBC | TBC | TBC | DATA NOT AVAILABLE | DATA NOT AVAILABLE | DATA NOT AVAILABLE | DATA NOT AVAILABLE | DATA NOT AVAILABLE | DATA NOT AVAILABLE | DATA NOT AVAILABLE | DATA NOT AVAILABLE | DATA NOT AVAILABLE | DATA NOT AVAILABLE | DATA NOT AVAILABLE | DATA NOT AVAILABLE | No | CONNECTED | 1.568 | 1.568 | 1.65 | TBC | TBC | TBC | N/A | N/A | N/A | N/A | N/A | N/A | N/A | N | DATA NOT AVAILABLE | N/A | TBC | N/A | DATA NOT AVAILABLE | 2020-10-01
1700052412662 | DATA NOT AVAILABLE | SSE GENERATION LTD OWN USEASSOCIATED | GENERATOR 5,6 & 7 | EXPORT SUPPLY | ARNISH GENERATING STATION | ISLE OF LEWIS | EILEAN SIAR | HS2 9AY | SCOTLAND | 119631 | 941812 | TBC | N/A | TBC | TBC | SCOTTISH HYDRO ELECTRIC POWER DISTRIBUTION PLC | DATA NOT AVAILABLE | DATA NOT AVAILABLE | NO | TBC | TBC | TBC | DATA NOT AVAILABLE | DATA NOT AVAILABLE | DATA NOT AVAILABLE | DATA NOT AVAILABLE | DATA NOT AVAILABLE | DATA NOT AVAILABLE | DATA NOT AVAILABLE | DATA NOT AVAILABLE | DATA NOT AVAILABLE | DATA NOT AVAILABLE | DATA NOT AVAILABLE | DATA NOT AVAILABLE | No | CONNECTED | 1.568 | 1.568 | 1.65 | TBC | TBC | TBC | N/A | N/A | N/A | N/A | N/A | N/A | N/A | N | DATA NOT AVAILABLE | N/A | TBC | N/A | DATA NOT AVAILABLE | 2020-10-01
1700052441501 | DATA NOT AVAILABLE | BENZIES | DATA NOT AVAILABLE | GAIRNIESTON | DATA NOT AVAILABLE | TURRIFF | ABERDEENSHIRE | AB53 5RP | SCOTLAND | 374541 | 855398 | MACD | N/A | TURRIFF | 11 | SCOTTISH HYDRO ELECTRIC POWER DISTRIBUTION PLC | DATA NOT AVAILABLE | DATA NOT AVAILABLE | NO | TBC | TBC | TBC | DATA NOT AVAILABLE | DATA NOT AVAILABLE | DATA NOT AVAILABLE | DATA NOT AVAILABLE | DATA NOT AVAILABLE | DATA NOT AVAILABLE | DATA NOT AVAILABLE | DATA NOT AVAILABLE | DATA NOT AVAILABLE | DATA NOT AVAILABLE | DATA NOT AVAILABLE | DATA NOT AVAILABLE | No | CONNECTED | 1.9 | 1.9 | 2 | TBC | TBC | TBC | N/A | N/A | N/A | N/A | N/A | N/A | N/A | N | DATA NOT AVAILABLE | N/A | TBC | N/A | DATA NOT AVAILABLE | 2020-10-01
1700052478111 | DATA NOT AVAILABLE | UDNY COMMUNITY WIND TURBINE COMPANY LTD | UDNY COMMUNITY | WIND GENERATING STATION | TILLYMAUD | ELLON | ABERDEENSHIRE | AB41 6RX | SCOTLAND | 389074 | 825230 | DYCE | N/A | KINGSEAT | 11 | SCOTTISH HYDRO ELECTRIC POWER DISTRIBUTION PLC | WIND | ONSHORE WIND TURBINES | NO | TBC | TBC | TBC | DATA NOT AVAILABLE | DATA NOT AVAILABLE | DATA NOT AVAILABLE | DATA NOT AVAILABLE | DATA NOT AVAILABLE | DATA NOT AVAILABLE | DATA NOT AVAILABLE | DATA NOT AVAILABLE | DATA NOT AVAILABLE | DATA NOT AVAILABLE | DATA NOT AVAILABLE | DATA NOT AVAILABLE | No | CONNECTED | 1.069 | 1.069 | 1.125 | TBC | TBC | TBC | N/A | N/A | N/A | N/A | N/A | N/A | N/A | N | DATA NOT AVAILABLE | N/A | TBC | N/A | DATA NOT AVAILABLE | 2020-10-01
1700052478130 | DATA NOT AVAILABLE | 4L ENERGY LIMITED | LITTLE BYTH | WIND GENERATING STATION | LITTLE BYTH | FRASERBURGH | ABERDEENSHIRE | AB53 5XR | SCOTLAND | 382588 | 856744 | STRI | N/A | NEW PITSLIGO | 11 | SCOTTISH HYDRO ELECTRIC POWER DISTRIBUTION PLC | WIND | ONSHORE WIND TURBINES | NO | TBC | TBC | TBC | DATA NOT AVAILABLE | DATA NOT AVAILABLE | DATA NOT AVAILABLE | DATA NOT AVAILABLE | DATA NOT AVAILABLE | DATA NOT AVAILABLE | DATA NOT AVAILABLE | DATA NOT AVAILABLE | DATA NOT AVAILABLE | DATA NOT AVAILABLE | DATA NOT AVAILABLE | DATA NOT AVAILABLE | No | CONNECTED | 2.565 | 2.565 | 2.7 | TBC | TBC | TBC | N/A | N/A | N/A | N/A | N/A | N/A | N/A | N | DATA NOT AVAILABLE | N/A | TBC | N/A | DATA NOT AVAILABLE | 2020-10-01
1700052479259 | DATA NOT AVAILABLE | STUARTFIELD WIND POWER LIMITED | DATA NOT AVAILABLE | WEST KNOCK WINDFARM | DATA NOT AVAILABLE | PETERHEAD | ABERDEENSHIRE | AB42 5DJ | SCOTLAND | 398370 | 845589 | STRI | N/A | MINTLAW | 11 | SCOTTISH HYDRO ELECTRIC POWER DISTRIBUTION PLC | WIND | ONSHORE WIND TURBINES | NO | TBC | TBC | TBC | DATA NOT AVAILABLE | DATA NOT AVAILABLE | DATA NOT AVAILABLE | DATA NOT AVAILABLE | DATA NOT AVAILABLE | DATA NOT AVAILABLE | DATA NOT AVAILABLE | DATA NOT AVAILABLE | DATA NOT AVAILABLE | DATA NOT AVAILABLE | DATA NOT AVAILABLE | DATA NOT AVAILABLE | No | CONNECTED | 2.28 | 2.28 | 2.4 | TBC | TBC | TBC | N/A | N/A | N/A | N/A | N/A | N/A | N/A | N | DATA NOT AVAILABLE | N/A | TBC | N/A | DATA NOT AVAILABLE | 2020-10-01
1700052479365 | DATA NOT AVAILABLE | WESTRAY WIND POWER LIMITED | DATA NOT AVAILABLE | TUQUOY WINDFARM | DATA NOT AVAILABLE | ORKNEY | ORKNEY ISLANDS | KW17 2DR | SCOTLAND | 344130 | 1043726 | THSO | N/A | WESTRAY | 11 | SCOTTISH HYDRO ELECTRIC POWER DISTRIBUTION PLC | WIND | ONSHORE WIND TURBINES | NO | TBC | TBC | TBC | DATA NOT AVAILABLE | DATA NOT AVAILABLE | DATA NOT AVAILABLE | DATA NOT AVAILABLE | DATA NOT AVAILABLE | DATA NOT AVAILABLE | DATA NOT AVAILABLE | DATA NOT AVAILABLE | DATA NOT AVAILABLE | DATA NOT AVAILABLE | DATA NOT AVAILABLE | DATA NOT AVAILABLE | No | CONNECTED | 1.71 | 1.71 | 1.8 | TBC | TBC | TBC | N/A | N/A | N/A | N/A | N/A | N/A | N/A | N | DATA NOT AVAILABLE | N/A | TBC | N/A | DATA NOT AVAILABLE | 2020-10-01
1700052577781 | DATA NOT AVAILABLE | DATA NOT AVAILABLE | DATA NOT AVAILABLE | DATA NOT AVAILABLE | DATA NOT AVAILABLE | DATA NOT AVAILABLE | DATA NOT AVAILABLE | TBC | SCOTLAND | TBC | TBC | TBC | N/A | TBC | TBC | SCOTTISH HYDRO ELECTRIC POWER DISTRIBUTION PLC | DATA NOT AVAILABLE | DATA NOT AVAILABLE | NO | TBC | TBC | TBC | DATA NOT AVAILABLE | DATA NOT AVAILABLE | DATA NOT AVAILABLE | DATA NOT AVAILABLE | DATA NOT AVAILABLE | DATA NOT AVAILABLE | DATA NOT AVAILABLE | DATA NOT AVAILABLE | DATA NOT AVAILABLE | DATA NOT AVAILABLE | DATA NOT AVAILABLE | DATA NOT AVAILABLE | No | CONNECTED | 6.555 | 6.555 | 6.9 | TBC | TBC | TBC | N/A | N/A | N/A | N/A | N/A | N/A | N/A | N | DATA NOT AVAILABLE | N/A | TBC | N/A | DATA NOT AVAILABLE | 2020-10-01
1700052708372 | DATA NOT AVAILABLE | GWEL OPERATING COMPANY LIMITED | DATA NOT AVAILABLE | GREENSIDE WINDFARM | DATA NOT AVAILABLE | PETERHEAD | ABERDEENSHIRE | AB42 3HL | SCOTLAND | 406656 | 853649 | SFEG | N/A | ST FERGUS GAS TERM | 11 | SCOTTISH HYDRO ELECTRIC POWER DISTRIBUTION PLC | WIND | ONSHORE WIND TURBINES | NO | TBC | TBC | TBC | DATA NOT AVAILABLE | DATA NOT AVAILABLE | DATA NOT AVAILABLE | DATA NOT AVAILABLE | DATA NOT AVAILABLE | DATA NOT AVAILABLE | DATA NOT AVAILABLE | DATA NOT AVAILABLE | DATA NOT AVAILABLE | DATA NOT AVAILABLE | DATA NOT AVAILABLE | DATA NOT AVAILABLE | No | CONNECTED | 8.74 | 8.74 | 9.2 | TBC | TBC | TBC | N/A | N/A | N/A | N/A | N/A | N/A | N/A | N | DATA NOT AVAILABLE | N/A | TBC | N/A | DATA NOT AVAILABLE | 2020-10-01
1700052869716 | DATA NOT AVAILABLE | DATA NOT AVAILABLE | DATA NOT AVAILABLE | DATA NOT AVAILABLE | DATA NOT AVAILABLE | DATA NOT AVAILABLE | DATA NOT AVAILABLE | TBC | SCOTLAND | TBC | TBC | TBC | N/A | TBC | TBC | SCOTTISH HYDRO ELECTRIC POWER DISTRIBUTION PLC | DATA NOT AVAILABLE | DATA NOT AVAILABLE | NO | TBC | TBC | TBC | DATA NOT AVAILABLE | DATA NOT AVAILABLE | DATA NOT AVAILABLE | DATA NOT AVAILABLE | DATA NOT AVAILABLE | DATA NOT AVAILABLE | DATA NOT AVAILABLE | DATA NOT AVAILABLE | DATA NOT AVAILABLE | DATA NOT AVAILABLE | DATA NOT AVAILABLE | DATA NOT AVAILABLE | No | CONNECTED | 1.9 | 1.9 | 2 | TBC | TBC | TBC | N/A | N/A | N/A | N/A | N/A | N/A | N/A | N | DATA NOT AVAILABLE | N/A | TBC | N/A | DATA NOT AVAILABLE | 2020-10-01
1700052888072 | DATA NOT AVAILABLE | DATA NOT AVAILABLE | DATA NOT AVAILABLE | DATA NOT AVAILABLE | DATA NOT AVAILABLE | DATA NOT AVAILABLE | DATA NOT AVAILABLE | TBC | SCOTLAND | TBC | TBC | TBC | N/A | TBC | TBC | SCOTTISH HYDRO ELECTRIC POWER DISTRIBUTION PLC | DATA NOT AVAILABLE | DATA NOT AVAILABLE | NO | TBC | TBC | TBC | DATA NOT AVAILABLE | DATA NOT AVAILABLE | DATA NOT AVAILABLE | DATA NOT AVAILABLE | DATA NOT AVAILABLE | DATA NOT AVAILABLE | DATA NOT AVAILABLE | DATA NOT AVAILABLE | DATA NOT AVAILABLE | DATA NOT AVAILABLE | DATA NOT AVAILABLE | DATA NOT AVAILABLE | No | CONNECTED | 1.14 | 1.14 | 1.2 | TBC | TBC | TBC | N/A | N/A | N/A | N/A | N/A | N/A | N/A | N | DATA NOT AVAILABLE | N/A | TBC | N/A | DATA NOT AVAILABLE | 2020-10-01
1700053093198 | DATA NOT AVAILABLE | DON & LOW LIMITED | NEW INDUSTRIAL UNITS AT DON & LOW LTD | DATA NOT AVAILABLE | GLAMIS ROAD | FORFAR | ANGUS | DD8 1FR | SCOTLAND | 344097 | 749863 | LUNA | N/A | LOCHSIDE | 11 | SCOTTISH HYDRO ELECTRIC POWER DISTRIBUTION PLC | DATA NOT AVAILABLE | DATA NOT AVAILABLE | NO | TBC | TBC | TBC | DATA NOT AVAILABLE | DATA NOT AVAILABLE | DATA NOT AVAILABLE | DATA NOT AVAILABLE | DATA NOT AVAILABLE | DATA NOT AVAILABLE | DATA NOT AVAILABLE | DATA NOT AVAILABLE | DATA NOT AVAILABLE | DATA NOT AVAILABLE | DATA NOT AVAILABLE | DATA NOT AVAILABLE | No | CONNECTED | 1.425 | 1.425 | 1.5 | TBC | TBC | TBC | N/A | N/A | N/A | N/A | N/A | N/A | N/A | N | DATA NOT AVAILABLE | N/A | TBC | N/A | DATA NOT AVAILABLE | 2020-10-01
1700053275313 | DATA NOT AVAILABLE | IONITY GMBH | DATA NOT AVAILABLE | STARBUCKS | THE TRIANGLE | PERTH | PERTHSHIRE AND KINROSS | PH1 3GA | SCOTLAND | 309860 | 726013 | TBC | N/A | TBC | TBC | SCOTTISH HYDRO ELECTRIC POWER DISTRIBUTION PLC | DATA NOT AVAILABLE | DATA NOT AVAILABLE | NO | TBC | TBC | TBC | DATA NOT AVAILABLE | DATA NOT AVAILABLE | DATA NOT AVAILABLE | DATA NOT AVAILABLE | DATA NOT AVAILABLE | DATA NOT AVAILABLE | DATA NOT AVAILABLE | DATA NOT AVAILABLE | DATA NOT AVAILABLE | DATA NOT AVAILABLE | DATA NOT AVAILABLE | DATA NOT AVAILABLE | No | CONNECTED | 1.188 | 1.188 | 1.25 | TBC | TBC | TBC | N/A | N/A | N/A | N/A | N/A | N/A | N/A | N | DATA NOT AVAILABLE | N/A | TBC | N/A | DATA NOT AVAILABLE | 2020-10-01
2000027878867 | DATA NOT AVAILABLE | WEST MERCIA ENERGY | STREET LIGHTING | CIVIC OFFICES | EUCLID STREET | SWINDON | SWINDON | SN1 2JH | ENGLAND | 415493 | 184606 | MITY | SWIN 33kV | MANCHESTER ROAD | 11 | SOUTHERN ELECTRIC POWER DISTRIBUTION PLC | DATA NOT AVAILABLE | DATA NOT AVAILABLE | NO | TBC | TBC | TBC | DATA NOT AVAILABLE | DATA NOT AVAILABLE | DATA NOT AVAILABLE | DATA NOT AVAILABLE | DATA NOT AVAILABLE | DATA NOT AVAILABLE | DATA NOT AVAILABLE | DATA NOT AVAILABLE | DATA NOT AVAILABLE | DATA NOT AVAILABLE | DATA NOT AVAILABLE | DATA NOT AVAILABLE | No | CONNECTED | 2.237 | 2.237 | 2.355 | TBC | TBC | TBC | N/A | N/A | N/A | N/A | N/A | N/A | N/A | N | DATA NOT AVAILABLE | N/A | TBC | N/A | DATA NOT AVAILABLE | 2020-10-01
2000052012621 | DATA NOT AVAILABLE | VEOLIA UK LIMITED | DATA NOT AVAILABLE | SOUTHLEIGH 360-310 | LANDFILL SITE | HAVANT | HAMPSHIRE | PO9 2PA | ENGLAND | 473326 | 107376 | LOVE | HAVA 33kV | LEIGH PARK | 11 | SOUTHERN ELECTRIC POWER DISTRIBUTION PLC | WASTE | DATA NOT AVAILABLE | NO | TBC | TBC | TBC | DATA NOT AVAILABLE | DATA NOT AVAILABLE | DATA NOT AVAILABLE | DATA NOT AVAILABLE | DATA NOT AVAILABLE | DATA NOT AVAILABLE | DATA NOT AVAILABLE | DATA NOT AVAILABLE | DATA NOT AVAILABLE | DATA NOT AVAILABLE | DATA NOT AVAILABLE | DATA NOT AVAILABLE | No | CONNECTED | 3.335 | 3.335 | 3.51 | TBC | TBC | TBC | N/A | N/A | N/A | N/A | N/A | N/A | N/A | N | DATA NOT AVAILABLE | N/A | TBC | N/A | DATA NOT AVAILABLE | 2020-10-01
2000050276120 | DATA NOT AVAILABLE | HAMPSHIRE COUNTY COUNCIL (LASE | UNMETERED SUPPLY | HAMPSHIRE COUNTY COUNCIL | NON CMS STREET FURNITURE | DATA NOT AVAILABLE | AS PER SCHEDULE | TBC | ENGLAND | TBC | TBC | LOVE | HAVA 33kV | HORNDEAN | 11 | SOUTHERN ELECTRIC POWER DISTRIBUTION PLC | DATA NOT AVAILABLE | DATA NOT AVAILABLE | NO | TBC | TBC | TBC | DATA NOT AVAILABLE | DATA NOT AVAILABLE | DATA NOT AVAILABLE | DATA NOT AVAILABLE | DATA NOT AVAILABLE | DATA NOT AVAILABLE | DATA NOT AVAILABLE | DATA NOT AVAILABLE | DATA NOT AVAILABLE | DATA NOT AVAILABLE | DATA NOT AVAILABLE | DATA NOT AVAILABLE | No | CONNECTED | 9.346 | 9.346 | 9.838 | TBC | TBC | TBC | N/A | N/A | N/A | N/A | N/A | N/A | N/A | N | DATA NOT AVAILABLE | N/A | TBC | N/A | DATA NOT AVAILABLE | 2020-10-01
2000050303410 | DATA NOT AVAILABLE | KENT COUNTY COUNCIL (LASER) | LONDON BOROUGH OF HOUNSLOW | STREET LIGHTING | DATA NOT AVAILABLE | AS PER SCHEDULE | HOUNSLOW | TW3 4DN | ENGLAND | 513373 | 176402 | NHYD | NHYD 22kV | VICARAGE FARM ROAD | 11 | SOUTHERN ELECTRIC POWER DISTRIBUTION PLC | DATA NOT AVAILABLE | DATA NOT AVAILABLE | NO | TBC | TBC | TBC | DATA NOT AVAILABLE | DATA NOT AVAILABLE | DATA NOT AVAILABLE | DATA NOT AVAILABLE | DATA NOT AVAILABLE | DATA NOT AVAILABLE | DATA NOT AVAILABLE | DATA NOT AVAILABLE | DATA NOT AVAILABLE | DATA NOT AVAILABLE | DATA NOT AVAILABLE | DATA NOT AVAILABLE | No | CONNECTED | 1.615 | 1.615 | 1.7 | TBC | TBC | TBC | N/A | N/A | N/A | N/A | N/A | N/A | N/A | N | DATA NOT AVAILABLE | N/A | TBC | N/A | DATA NOT AVAILABLE | 2020-10-01
2000052723585 | DATA NOT AVAILABLE | DIX PIT GENERATION - A,C | DATA NOT AVAILABLE | DIX PIT LANDFILL SITE | LINCH HILL | WITNEY | OXFORDSHIRE | OX29 5BB | ENGLAND | 441046 | 204203 | COWL | WITN 33kV | STANDLAKE | 11 | SOUTHERN ELECTRIC POWER DISTRIBUTION PLC | WASTE | DATA NOT AVAILABLE | NO | TBC | TBC | TBC | DATA NOT AVAILABLE | DATA NOT AVAILABLE | DATA NOT AVAILABLE | DATA NOT AVAILABLE | DATA NOT AVAILABLE | DATA NOT AVAILABLE | DATA NOT AVAILABLE | DATA NOT AVAILABLE | DATA NOT AVAILABLE | DATA NOT AVAILABLE | DATA NOT AVAILABLE | DATA NOT AVAILABLE | No | CONNECTED | 1.9 | 1.9 | 2 | TBC | TBC | TBC | N/A | N/A | N/A | N/A | N/A | N/A | N/A | N | DATA NOT AVAILABLE | N/A | TBC | N/A | DATA NOT AVAILABLE | 2020-10-01
2000050565819 | DATA NOT AVAILABLE | BRACKNELL FOREST BOROUGH COUNCIL ST | DATA NOT AVAILABLE | BRACKNELL FOREST | BOROUGH COUNCIL | AS PER SCHEDULE | BERKSHIRE | RG12 1JD | ENGLAND | 486815 | 169065 | FLEE | BRKN 33kV | BRACKNELL | 11 | SOUTHERN ELECTRIC POWER DISTRIBUTION PLC | DATA NOT AVAILABLE | DATA NOT AVAILABLE | NO | TBC | TBC | TBC | DATA NOT AVAILABLE | DATA NOT AVAILABLE | DATA NOT AVAILABLE | DATA NOT AVAILABLE | DATA NOT AVAILABLE | DATA NOT AVAILABLE | DATA NOT AVAILABLE | DATA NOT AVAILABLE | DATA NOT AVAILABLE | DATA NOT AVAILABLE | DATA NOT AVAILABLE | DATA NOT AVAILABLE | No | CONNECTED | 1.33 | 1.33 | 1.4 | TBC | TBC | TBC | N/A | N/A | N/A | N/A | N/A | N/A | N/A | N | DATA NOT AVAILABLE | N/A | TBC | N/A | DATA NOT AVAILABLE | 2020-10-01
2000050566194 | DATA NOT AVAILABLE | READING BOROUGH COUNCIL | DATA NOT AVAILABLE | READING BOROUGH COUNCIL | STREETLIGHTING | AS PER SCHEDULE | BERKSHIRE | RG1 7TD | ENGLAND | 471601 | 170762 | BRLE | REAT 33kV | THE MALL | 11 | SOUTHERN ELECTRIC POWER DISTRIBUTION PLC | DATA NOT AVAILABLE | DATA NOT AVAILABLE | NO | TBC | TBC | TBC | DATA NOT AVAILABLE | DATA NOT AVAILABLE | DATA NOT AVAILABLE | DATA NOT AVAILABLE | DATA NOT AVAILABLE | DATA NOT AVAILABLE | DATA NOT AVAILABLE | DATA NOT AVAILABLE | DATA NOT AVAILABLE | DATA NOT AVAILABLE | DATA NOT AVAILABLE | DATA NOT AVAILABLE | No | CONNECTED | 1.279 | 1.279 | 1.346 | TBC | TBC | TBC | N/A | N/A | N/A | N/A | N/A | N/A | N/A | N | DATA NOT AVAILABLE | N/A | TBC | N/A | DATA NOT AVAILABLE | 2020-10-01
2000050566478 | DATA NOT AVAILABLE | WOKINGHAM BOROUGH COUNCIL UNMETERED | DATA NOT AVAILABLE | WOKINGHAM DISTRICT COUNCIL | STREETLIGHTING | WOKINGHAM | BERKSHIRE | RG40 1WL | ENGLAND | 481116 | 168612 | FLEE | WOKI 33kV | ELMS ROAD | 11 | SOUTHERN ELECTRIC POWER DISTRIBUTION PLC | DATA NOT AVAILABLE | DATA NOT AVAILABLE | NO | TBC | TBC | TBC | DATA NOT AVAILABLE | DATA NOT AVAILABLE | DATA NOT AVAILABLE | DATA NOT AVAILABLE | DATA NOT AVAILABLE | DATA NOT AVAILABLE | DATA NOT AVAILABLE | DATA NOT AVAILABLE | DATA NOT AVAILABLE | DATA NOT AVAILABLE | DATA NOT AVAILABLE | DATA NOT AVAILABLE | No | CONNECTED | 1.319 | 1.319 | 1.388 | TBC | TBC | TBC | N/A | N/A | N/A | N/A | N/A | N/A | N/A | N | DATA NOT AVAILABLE | N/A | TBC | N/A | DATA NOT AVAILABLE | 2020-10-01
2000053086698 | DATA NOT AVAILABLE | INFINIS | DATA NOT AVAILABLE | RUNFOLD LANDFILL SITE | GUILDFORD ROAD | FARNHAM | SURREY | GU10 1PB | ENGLAND | 486676 | 147490 | FLEE | ALSH 33kV | ALDERSHOT | 11 | SOUTHERN ELECTRIC POWER DISTRIBUTION PLC | WASTE | DATA NOT AVAILABLE | NO | TBC | TBC | TBC | DATA NOT AVAILABLE | DATA NOT AVAILABLE | DATA NOT AVAILABLE | DATA NOT AVAILABLE | DATA NOT AVAILABLE | DATA NOT AVAILABLE | DATA NOT AVAILABLE | DATA NOT AVAILABLE | DATA NOT AVAILABLE | DATA NOT AVAILABLE | DATA NOT AVAILABLE | DATA NOT AVAILABLE | No | CONNECTED | 2.28 | 2.28 | 2.4 | TBC | TBC | TBC | N/A | N/A | N/A | N/A | N/A | N/A | N/A | N | DATA NOT AVAILABLE | N/A | TBC | N/A | DATA NOT AVAILABLE | 2020-10-01
2000050932720 | DATA NOT AVAILABLE | VIRIDOR WASTE MANAGEMENT LIMITED | DATA NOT AVAILABLE | NORLANDS POWER GENERATION | NORLANDS LANE | EGHAM | SURREY | TW20 8SS | ENGLAND | 503442 | 169111 | LALE | STAI 33kV | CAUSEWAY | 11 | SOUTHERN ELECTRIC POWER DISTRIBUTION PLC | WASTE | DATA NOT AVAILABLE | NO | TBC | TBC | TBC | DATA NOT AVAILABLE | DATA NOT AVAILABLE | DATA NOT AVAILABLE | DATA NOT AVAILABLE | DATA NOT AVAILABLE | DATA NOT AVAILABLE | DATA NOT AVAILABLE | DATA NOT AVAILABLE | DATA NOT AVAILABLE | DATA NOT AVAILABLE | DATA NOT AVAILABLE | DATA NOT AVAILABLE | No | CONNECTED | 3.325 | 3.325 | 3.5 | TBC | TBC | TBC | N/A | N/A | N/A | N/A | N/A | N/A | N/A | N | DATA NOT AVAILABLE | N/A | TBC | N/A | DATA NOT AVAILABLE | 2020-10-01
2000050932758 | DATA NOT AVAILABLE | VEOLIA ES (UK) LIMITED | DATA NOT AVAILABLE | PORTSMOUTH 182-302 | PAULSGROVE LANDFILL SITE | PORTSMOUTH | PORTSMOUTH | PO6 4UD | ENGLAND | 463870 | 104772 | LOVE | WYME 33kV | PORTCHESTER | 11 | SOUTHERN ELECTRIC POWER DISTRIBUTION PLC | DATA NOT AVAILABLE | DATA NOT AVAILABLE | NO | TBC | TBC | TBC | DATA NOT AVAILABLE | DATA NOT AVAILABLE | DATA NOT AVAILABLE | DATA NOT AVAILABLE | DATA NOT AVAILABLE | DATA NOT AVAILABLE | DATA NOT AVAILABLE | DATA NOT AVAILABLE | DATA NOT AVAILABLE | DATA NOT AVAILABLE | DATA NOT AVAILABLE | DATA NOT AVAILABLE | No | CONNECTED | 2.375 | 2.375 | 2.5 | TBC | TBC | TBC | N/A | N/A | N/A | N/A | N/A | N/A | N/A | N | DATA NOT AVAILABLE | N/A | TBC | N/A | DATA NOT AVAILABLE | 2020-10-01
2000050936948 | DATA NOT AVAILABLE | VIRIDOR WASTE MANAGEMENT LIMITED | DATA NOT AVAILABLE | WESTBURY LANDFILL | TROWBRIDGE ROAD | WESTBURY | WILTSHIRE | BA13 4LX | ENGLAND | 388879 | 152665 | MELK | FROM 33kV | WESTBURY | 11 | SOUTHERN ELECTRIC POWER DISTRIBUTION PLC | WASTE | DATA NOT AVAILABLE | NO | TBC | TBC | TBC | DATA NOT AVAILABLE | DATA NOT AVAILABLE | DATA NOT AVAILABLE | DATA NOT AVAILABLE | DATA NOT AVAILABLE | DATA NOT AVAILABLE | DATA NOT AVAILABLE | DATA NOT AVAILABLE | DATA NOT AVAILABLE | DATA NOT AVAILABLE | DATA NOT AVAILABLE | DATA NOT AVAILABLE | No | CONNECTED | 1.14 | 1.14 | 1.2 | TBC | TBC | TBC | N/A | N/A | N/A | N/A | N/A | N/A | N/A | N | DATA NOT AVAILABLE | N/A | TBC | N/A | DATA NOT AVAILABLE | 2020-10-01
2000051080027 | DATA NOT AVAILABLE | VIRIDOR WASTE MANAGEMENT LIMITED | DATA NOT AVAILABLE | Ardley Fields Farm | LANDFILL SITE SUPPLY 2 | BICESTER | OXFORDSHIRE | OX27 7PH | ENGLAND | 453584 | 226217 | COWL | HEAD 33kV | UPPER HEYFORD | 11 | SOUTHERN ELECTRIC POWER DISTRIBUTION PLC | WASTE | DATA NOT AVAILABLE | NO | TBC | TBC | TBC | DATA NOT AVAILABLE | DATA NOT AVAILABLE | DATA NOT AVAILABLE | DATA NOT AVAILABLE | DATA NOT AVAILABLE | DATA NOT AVAILABLE | DATA NOT AVAILABLE | DATA NOT AVAILABLE | DATA NOT AVAILABLE | DATA NOT AVAILABLE | DATA NOT AVAILABLE | DATA NOT AVAILABLE | No | CONNECTED | 1.188 | 1.188 | 1.25 | TBC | TBC | TBC | N/A | N/A | N/A | N/A | N/A | N/A | N/A | N | DATA NOT AVAILABLE | N/A | TBC | N/A | DATA NOT AVAILABLE | 2020-10-01
2000053195467 | DATA NOT AVAILABLE | SUEZ RECYCLING AND RECOVERY UK LTD | DATA NOT AVAILABLE | FAIR OAK LANDFILL SITE | MORTIMERS LANE | EASTLEIGH | HAMPSHIRE | SO50 7EA | ENGLAND | 450778 | 118951 | NURS | VELM 33kV | EASTLEIGH NORTH | 11 | SOUTHERN ELECTRIC POWER DISTRIBUTION PLC | WASTE | DATA NOT AVAILABLE | NO | TBC | TBC | TBC | DATA NOT AVAILABLE | DATA NOT AVAILABLE | DATA NOT AVAILABLE | DATA NOT AVAILABLE | DATA NOT AVAILABLE | DATA NOT AVAILABLE | DATA NOT AVAILABLE | DATA NOT AVAILABLE | DATA NOT AVAILABLE | DATA NOT AVAILABLE | DATA NOT AVAILABLE | DATA NOT AVAILABLE | No | CONNECTED | 1.398 | 1.398 | 1.472 | TBC | TBC | TBC | N/A | N/A | N/A | N/A | N/A | N/A | N/A | N | DATA NOT AVAILABLE | N/A | TBC | N/A | DATA NOT AVAILABLE | 2020-10-01
2000053484241 | DATA NOT AVAILABLE | VEOLIA ENVIRONMENTAL SERVICES | DATA NOT AVAILABLE | SPRINGFIELD LANDFILL SITE | BROAD LANE | BEACONSFIELD | BUCKINGHAMSHIRE | HP9 1XD | ENGLAND | 492701 | 189218 | AMEM | LOUD 33kV | FLACKWELL HEATH | 11 | SOUTHERN ELECTRIC POWER DISTRIBUTION PLC | WASTE | DATA NOT AVAILABLE | NO | TBC | TBC | TBC | DATA NOT AVAILABLE | DATA NOT AVAILABLE | DATA NOT AVAILABLE | DATA NOT AVAILABLE | DATA NOT AVAILABLE | DATA NOT AVAILABLE | DATA NOT AVAILABLE | DATA NOT AVAILABLE | DATA NOT AVAILABLE | DATA NOT AVAILABLE | DATA NOT AVAILABLE | DATA NOT AVAILABLE | No | CONNECTED | 1.33 | 1.33 | 1.4 | TBC | TBC | TBC | N/A | N/A | N/A | N/A | N/A | N/A | N/A | N | DATA NOT AVAILABLE | N/A | TBC | N/A | DATA NOT AVAILABLE | 2020-10-01
2000051321883 | DATA NOT AVAILABLE | INFINIS LIMITED | DATA NOT AVAILABLE | LIDSEY LANDFILL SITE | HEADHONE FARM | BOGNOR REGIS | WEST SUSSEX | PO22 9PL | ENGLAND | 493753 | 103509 | LOVE | CHHE 33kV | CHICHESTER | 11 | SOUTHERN ELECTRIC POWER DISTRIBUTION PLC | DATA NOT AVAILABLE | DATA NOT AVAILABLE | NO | TBC | TBC | TBC | DATA NOT AVAILABLE | DATA NOT AVAILABLE | DATA NOT AVAILABLE | DATA NOT AVAILABLE | DATA NOT AVAILABLE | DATA NOT AVAILABLE | DATA NOT AVAILABLE | DATA NOT AVAILABLE | DATA NOT AVAILABLE | DATA NOT AVAILABLE | DATA NOT AVAILABLE | DATA NOT AVAILABLE | No | CONNECTED | 1.9 | 1.9 | 2 | TBC | TBC | TBC | N/A | N/A | N/A | N/A | N/A | N/A | N/A | N | DATA NOT AVAILABLE | N/A | TBC | N/A | DATA NOT AVAILABLE | 2020-10-01
2000054695283 | DATA NOT AVAILABLE | GENERATOR PLANT, SEFTER FARM | ANAEROBIC DIGESTER POWER | GENERATOR PLANT, SEFTER FARM | PAGHAM ROAD | BOGNOR REGIS | WEST SUSSEX | PO21 3PX | ENGLAND | 489232 | 99763 | LOVE | HUNS 33kV | ROSE GREEN | 11 | SOUTHERN ELECTRIC POWER DISTRIBUTION PLC | WASTE | DATA NOT AVAILABLE | NO | TBC | TBC | TBC | DATA NOT AVAILABLE | DATA NOT AVAILABLE | DATA NOT AVAILABLE | DATA NOT AVAILABLE | DATA NOT AVAILABLE | DATA NOT AVAILABLE | DATA NOT AVAILABLE | DATA NOT AVAILABLE | DATA NOT AVAILABLE | DATA NOT AVAILABLE | DATA NOT AVAILABLE | DATA NOT AVAILABLE | No | CONNECTED | 1.017 | 1.017 | 1.07 | TBC | TBC | TBC | N/A | N/A | N/A | N/A | N/A | N/A | N/A | N | DATA NOT AVAILABLE | N/A | TBC | N/A | DATA NOT AVAILABLE | 2020-10-01
2000054939872 | DATA NOT AVAILABLE | BIFFA WASTE SERVICES LIMITED | DATA NOT AVAILABLE | STANDEN HEATH LANDFILL SITE | BRIDDLESFORD ROAD | NEWPORT | ISLE OF WIGHT | PO30 2PD | ENGLAND | 453376 | 88184 | FAWL | WOOC 33kV | NEWPORT | 11 | SOUTHERN ELECTRIC POWER DISTRIBUTION PLC | WASTE | DATA NOT AVAILABLE | NO | TBC | TBC | TBC | DATA NOT AVAILABLE | DATA NOT AVAILABLE | DATA NOT AVAILABLE | DATA NOT AVAILABLE | DATA NOT AVAILABLE | DATA NOT AVAILABLE | DATA NOT AVAILABLE | DATA NOT AVAILABLE | DATA NOT AVAILABLE | DATA NOT AVAILABLE | DATA NOT AVAILABLE | DATA NOT AVAILABLE | No | CONNECTED | 1.14 | 1.14 | 1.2 | TBC | TBC | TBC | N/A | N/A | N/A | N/A | N/A | N/A | N/A | N | DATA NOT AVAILABLE | N/A | TBC | N/A | DATA NOT AVAILABLE | 2020-10-01
2000055697004 | DATA NOT AVAILABLE | SEVERN TRENT GREEN POWER LIMITED | AGRIVERT LIMITED | RADFORD FARM BUILDINGS | KITSMEAD LANE | CHIPPING NORTON | SURREY | OX7 4EB | ENGLAND | 440897 | 223897 | FLEE | BRKN 33kV | MVEE | 11 | SOUTHERN ELECTRIC POWER DISTRIBUTION PLC | WASTE | DATA NOT AVAILABLE | NO | TBC | TBC | TBC | DATA NOT AVAILABLE | DATA NOT AVAILABLE | DATA NOT AVAILABLE | DATA NOT AVAILABLE | DATA NOT AVAILABLE | DATA NOT AVAILABLE | DATA NOT AVAILABLE | DATA NOT AVAILABLE | DATA NOT AVAILABLE | DATA NOT AVAILABLE | DATA NOT AVAILABLE | DATA NOT AVAILABLE | No | CONNECTED | 2.261 | 2.261 | 2.38 | TBC | TBC | TBC | N/A | N/A | N/A | N/A | N/A | N/A | N/A | N | DATA NOT AVAILABLE | N/A | TBC | N/A | DATA NOT AVAILABLE | 2020-10-01
2000055798608 | DATA NOT AVAILABLE | CODFORD BIOGAS LTD | STRATTON AD PLANT | EAST FARM | DATA NOT AVAILABLE | WARMINSTER | WILTSHIRE | BA12 0PJ | ENGLAND | 397429 | 139768 | MELK | FROM 33kV | CODFORD | 11 | SOUTHERN ELECTRIC POWER DISTRIBUTION PLC | WASTE | DATA NOT AVAILABLE | NO | TBC | TBC | TBC | DATA NOT AVAILABLE | DATA NOT AVAILABLE | DATA NOT AVAILABLE | DATA NOT AVAILABLE | DATA NOT AVAILABLE | DATA NOT AVAILABLE | DATA NOT AVAILABLE | DATA NOT AVAILABLE | DATA NOT AVAILABLE | DATA NOT AVAILABLE | DATA NOT AVAILABLE | DATA NOT AVAILABLE | No | CONNECTED | 1.9 | 1.9 | 2 | TBC | TBC | TBC | N/A | N/A | N/A | N/A | N/A | N/A | N/A | N | DATA NOT AVAILABLE | N/A | TBC | N/A | DATA NOT AVAILABLE | 2020-10-01
2000051614900 | DATA NOT AVAILABLE | VIRIDOR WASTE MANAGEMENT LIMITED | VIRADOR WASTE MANAGEMENT | WESTBURY LANDFILL SITE | TROWBRIDGE ROAD | WESTBURY | WILTSHIRE | BA13 4LX | ENGLAND | 388879 | 152665 | MELK | FROM 33kV | WESTBURY | 11 | SOUTHERN ELECTRIC POWER DISTRIBUTION PLC | WASTE | DATA NOT AVAILABLE | NO | TBC | TBC | TBC | DATA NOT AVAILABLE | DATA NOT AVAILABLE | DATA NOT AVAILABLE | DATA NOT AVAILABLE | DATA NOT AVAILABLE | DATA NOT AVAILABLE | DATA NOT AVAILABLE | DATA NOT AVAILABLE | DATA NOT AVAILABLE | DATA NOT AVAILABLE | DATA NOT AVAILABLE | DATA NOT AVAILABLE | No | CONNECTED | 1.425 | 1.425 | 1.5 | TBC | TBC | TBC | N/A | N/A | N/A | N/A | N/A | N/A | N/A | N | DATA NOT AVAILABLE | N/A | TBC | N/A | DATA NOT AVAILABLE | 2020-10-01
2000051638645 | DATA NOT AVAILABLE | WEST BERKSHIRE COUNCIL UNMETERED | HIGHWAYS & ENG | COUNCIL OFFICES | STREET LIGHTING | NEWBURY | BERKSHIRE | RG14 2AF | ENGLAND | 447733 | 167382 | BRLE | THAT 33kV | LOVE LANE | 11 | SOUTHERN ELECTRIC POWER DISTRIBUTION PLC | DATA NOT AVAILABLE | DATA NOT AVAILABLE | NO | TBC | TBC | TBC | DATA NOT AVAILABLE | DATA NOT AVAILABLE | DATA NOT AVAILABLE | DATA NOT AVAILABLE | DATA NOT AVAILABLE | DATA NOT AVAILABLE | DATA NOT AVAILABLE | DATA NOT AVAILABLE | DATA NOT AVAILABLE | DATA NOT AVAILABLE | DATA NOT AVAILABLE | DATA NOT AVAILABLE | No | CONNECTED | 1.235 | 1.235 | 1.3 | TBC | TBC | TBC | N/A | N/A | N/A | N/A | N/A | N/A | N/A | N | DATA NOT AVAILABLE | N/A | TBC | N/A | DATA NOT AVAILABLE | 2020-10-01
2000054397290 | DATA NOT AVAILABLE | ASSOCIATED BRITISH PORTS | OCEAN GATE | OCEAN GATE ASSOCIATED BRITISH PORTS | ATLANTIC WAY | SOUTHAMPTON | HAMPSHIRE | SO14 3QN | ENGLAND | 437678 | 112882 | NURS | SAMP 33kV | NEW DOCKS | 33 | SOUTHERN ELECTRIC POWER DISTRIBUTION PLC | OTHER | OTHER | NO | TBC | TBC | TBC | DATA NOT AVAILABLE | DATA NOT AVAILABLE | DATA NOT AVAILABLE | DATA NOT AVAILABLE | DATA NOT AVAILABLE | DATA NOT AVAILABLE | DATA NOT AVAILABLE | DATA NOT AVAILABLE | DATA NOT AVAILABLE | DATA NOT AVAILABLE | DATA NOT AVAILABLE | DATA NOT AVAILABLE | No | CONNECTED | 5.985 | 5.985 | 6.3 | TBC | TBC | TBC | N/A | N/A | N/A | N/A | N/A | N/A | N/A | N | DATA NOT AVAILABLE | N/A | TBC | N/A | DATA NOT AVAILABLE | 2020-07-22
2000056384372 | DATA NOT AVAILABLE | PEAKGEN FAREHAM | PEAKGEN MAKRO FAREHAM | PEAKGEN MAKRO FAREHAM 2-4 | DEWAR CLOSE | FAREHAM | HAMPSHIRE | PO15 5UB | ENGLAND | 452389 | 108364 | BOTW | BOTW 33kV | DEWAR CLOSE GENERATION | 33 | SOUTHERN ELECTRIC POWER DISTRIBUTION PLC | FOSSIL OIL | ENGINE (COMBUSTION / RECIPROCATING) | NO | TBC | TBC | 20 | DATA NOT AVAILABLE | DATA NOT AVAILABLE | DATA NOT AVAILABLE | DATA NOT AVAILABLE | DATA NOT AVAILABLE | DATA NOT AVAILABLE | DATA NOT AVAILABLE | DATA NOT AVAILABLE | DATA NOT AVAILABLE | DATA NOT AVAILABLE | DATA NOT AVAILABLE | DATA NOT AVAILABLE | No | CONNECTED | 19 | 19 | 20 | TBC | TBC | 2015-09-09 | N/A | N/A | N/A | N/A | N/A | N/A | N/A | N | DATA NOT AVAILABLE | N/A | TBC | N/A | DATA NOT AVAILABLE | 2020-07-22
2000056721128 | 2000056721085 | WYMERING STOR GENERATION | WYMERING STOR GENERATION | WYMERING STOR GENERATION | DATA NOT AVAILABLE | PORTSMOUTH | PORTSMOUTH | PO6 3TJ | ENGLAND | 464678 | 105521 | LOVE | WYME 33kV | NORTHARBOUR RD GEN | 33 | SOUTHERN ELECTRIC POWER DISTRIBUTION PLC | OTHER | ENGINE (COMBUSTION / RECIPROCATING) | NO | TBC | TBC | 16 | DATA NOT AVAILABLE | DATA NOT AVAILABLE | DATA NOT AVAILABLE | DATA NOT AVAILABLE | DATA NOT AVAILABLE | DATA NOT AVAILABLE | DATA NOT AVAILABLE | DATA NOT AVAILABLE | DATA NOT AVAILABLE | DATA NOT AVAILABLE | DATA NOT AVAILABLE | DATA NOT AVAILABLE | Yes | CONNECTED | 15.96 | 15.96 | 16.8 | 0.665 | 0.7 | 2016-09-30 | N/A | N/A | N/A | N/A | N/A | N/A | N/A | Y | DATA NOT AVAILABLE | CMZ-ISY-016 | TBC | N/A | DATA NOT AVAILABLE | 2020-07-22
2000052267517 | DATA NOT AVAILABLE | VIRIDOR WASTE MANAGEMENT LIMITED | DATA NOT AVAILABLE | LANDFILL SITE | SANDS FARM | CALNE | WILTSHIRE | SN11 8TR | ENGLAND | 400823 | 170765 | MELK | CHIP 33kV | CALNE | 11 | SOUTHERN ELECTRIC POWER DISTRIBUTION PLC | WASTE | DATA NOT AVAILABLE | NO | TBC | TBC | TBC | DATA NOT AVAILABLE | DATA NOT AVAILABLE | DATA NOT AVAILABLE | DATA NOT AVAILABLE | DATA NOT AVAILABLE | DATA NOT AVAILABLE | DATA NOT AVAILABLE | DATA NOT AVAILABLE | DATA NOT AVAILABLE | DATA NOT AVAILABLE | DATA NOT AVAILABLE | DATA NOT AVAILABLE | No | CONNECTED | 2.375 | 2.375 | 2.5 | TBC | TBC | TBC | N/A | N/A | N/A | N/A | N/A | N/A | N/A | N | DATA NOT AVAILABLE | N/A | TBC | N/A | DATA NOT AVAILABLE | 2020-10-01
2000056771918 | 2000056771909 | PEAKGEN HAVANT | PEAKGEN HAVANT | PEAKGEN HAVANT | HARTS FARM WAY | HAVANT | PORTSMOUTH | PO9 1HS | ENGLAND | 470402 | 105748 | LOVE | HAVA 33kV | HARTS FARM WAY GEN | 11 | SOUTHERN ELECTRIC POWER DISTRIBUTION PLC | FOSSIL OIL | ENGINE (COMBUSTION / RECIPROCATING) | NO | TBC | TBC | 20 | DATA NOT AVAILABLE | DATA NOT AVAILABLE | DATA NOT AVAILABLE | DATA NOT AVAILABLE | DATA NOT AVAILABLE | DATA NOT AVAILABLE | DATA NOT AVAILABLE | DATA NOT AVAILABLE | DATA NOT AVAILABLE | DATA NOT AVAILABLE | DATA NOT AVAILABLE | DATA NOT AVAILABLE | Yes | CONNECTED | 19.998 | 19.998 | 21.05 | 0.475 | 0.5 | 2016-12-16 | N/A | N/A | N/A | N/A | N/A | N/A | N/A | Y | DATA NOT AVAILABLE | CMZ-ISY-015 | TBC | N/A | DATA NOT AVAILABLE | 2020-07-22
2000052585143 | DATA NOT AVAILABLE | BIFFA WASTE SERVICES LIMITED | DATA NOT AVAILABLE | WHITEPARISH LANDFILL | SOUTHAMPTON ROAD | SALISBURY | WILTSHIRE | SP5 2QW | ENGLAND | 424455 | 122063 | MANN | SALI 33kV | REDLYNCH | 11 | SOUTHERN ELECTRIC POWER DISTRIBUTION PLC | DATA NOT AVAILABLE | DATA NOT AVAILABLE | NO | TBC | TBC | TBC | DATA NOT AVAILABLE | DATA NOT AVAILABLE | DATA NOT AVAILABLE | DATA NOT AVAILABLE | DATA NOT AVAILABLE | DATA NOT AVAILABLE | DATA NOT AVAILABLE | DATA NOT AVAILABLE | DATA NOT AVAILABLE | DATA NOT AVAILABLE | DATA NOT AVAILABLE | DATA NOT AVAILABLE | No | CONNECTED | 1.045 | 1.045 | 1.1 | TBC | TBC | TBC | N/A | N/A | N/A | N/A | N/A | N/A | N/A | N | DATA NOT AVAILABLE | N/A | TBC | N/A | DATA NOT AVAILABLE | 2020-10-01
2000050522480 | DATA NOT AVAILABLE | VITACRESS HERBS LIMITED | DATA NOT AVAILABLE | RUNCTON NURSERY | EXPORT SITE | CHICHESTER | WEST SUSSEX | PO20 1LJ | ENGLAND | 488990 | 102062 | LOVE | HUNS 33kV | ROSE GREEN | 11 | SOUTHERN ELECTRIC POWER DISTRIBUTION PLC | OTHER | OTHER | NO | TBC | TBC | TBC | DATA NOT AVAILABLE | DATA NOT AVAILABLE | DATA NOT AVAILABLE | DATA NOT AVAILABLE | DATA NOT AVAILABLE | DATA NOT AVAILABLE | DATA NOT AVAILABLE | DATA NOT AVAILABLE | DATA NOT AVAILABLE | DATA NOT AVAILABLE | DATA NOT AVAILABLE | DATA NOT AVAILABLE | No | CONNECTED | 4.75 | 4.75 | 5 | TBC | TBC | TBC | N/A | N/A | N/A | N/A | N/A | N/A | N/A | N | DATA NOT AVAILABLE | N/A | TBC | N/A | DATA NOT AVAILABLE | 2020-10-01
2000052727162 | DATA NOT AVAILABLE | VEOLIA ENVIRONMENTAL SERVICES | ONYX WASTE | EFFORD LANDFILL SITE | MILLFORD ROAD | LYMINGTON | HAMPSHIRE | SO41 8QZ | ENGLAND | 430923 | 93325 | MANN | ARNE 33kV | LYMINGTON | 11 | SOUTHERN ELECTRIC POWER DISTRIBUTION PLC | WASTE | DATA NOT AVAILABLE | NO | TBC | TBC | TBC | DATA NOT AVAILABLE | DATA NOT AVAILABLE | DATA NOT AVAILABLE | DATA NOT AVAILABLE | DATA NOT AVAILABLE | DATA NOT AVAILABLE | DATA NOT AVAILABLE | DATA NOT AVAILABLE | DATA NOT AVAILABLE | DATA NOT AVAILABLE | DATA NOT AVAILABLE | DATA NOT AVAILABLE | No | CONNECTED | 1.45 | 1.45 | 1.526 | TBC | TBC | TBC | N/A | N/A | N/A | N/A | N/A | N/A | N/A | N | DATA NOT AVAILABLE | N/A | TBC | N/A | DATA NOT AVAILABLE | 2020-10-01
2000052727696 | DATA NOT AVAILABLE | VIRIDIS ENERGY (NORGEN) LIMITED | DATA NOT AVAILABLE | LANDFILL GAS GENERATION SITE | BEACON HILL | WIMBORNE | DORSET | TBC | ENGLAND | TBC | TBC | MANN | LYTC 33kV | CORFE MULLEN | 11 | SOUTHERN ELECTRIC POWER DISTRIBUTION PLC | BIOFUEL - LANDFILL GAS | GAS TURBINE (OCGT) | NO | TBC | TBC | TBC | DATA NOT AVAILABLE | DATA NOT AVAILABLE | DATA NOT AVAILABLE | DATA NOT AVAILABLE | DATA NOT AVAILABLE | DATA NOT AVAILABLE | DATA NOT AVAILABLE | DATA NOT AVAILABLE | DATA NOT AVAILABLE | DATA NOT AVAILABLE | DATA NOT AVAILABLE | DATA NOT AVAILABLE | No | CONNECTED | 1.093 | 1.093 | 1.15 | TBC | TBC | TBC | N/A | N/A | N/A | N/A | N/A | N/A | N/A | N | DATA NOT AVAILABLE | N/A | TBC | N/A | DATA NOT AVAILABLE | 2020-10-01
2000052912647 | DATA NOT AVAILABLE | WESSEX WATER SERVICES LIMITED | DATA NOT AVAILABLE | CHP GENERATOR | BERRY HILL | BOURNEMOUTH | DORSET | TBC | ENGLAND | TBC | TBC | MANN | REHI 33kV | REDHILL | 11 | SOUTHERN ELECTRIC POWER DISTRIBUTION PLC | DATA NOT AVAILABLE | DATA NOT AVAILABLE | NO | TBC | TBC | TBC | DATA NOT AVAILABLE | DATA NOT AVAILABLE | DATA NOT AVAILABLE | DATA NOT AVAILABLE | DATA NOT AVAILABLE | DATA NOT AVAILABLE | DATA NOT AVAILABLE | DATA NOT AVAILABLE | DATA NOT AVAILABLE | DATA NOT AVAILABLE | DATA NOT AVAILABLE | DATA NOT AVAILABLE | No | CONNECTED | 1.069 | 1.069 | 1.125 | TBC | TBC | TBC | N/A | N/A | N/A | N/A | N/A | N/A | N/A | N | DATA NOT AVAILABLE | N/A | TBC | N/A | DATA NOT AVAILABLE | 2020-10-01
2000052938496 | DATA NOT AVAILABLE | INFINIS | DATA NOT AVAILABLE | BURGFIELD LANDFILL SITE | SMALLMEAD FARM | READING | BERKSHIRE | RG2 0RP | ENGLAND | 470577 | 170979 | BRLE | BURG 33kV | COURAGES | 11 | SOUTHERN ELECTRIC POWER DISTRIBUTION PLC | DATA NOT AVAILABLE | DATA NOT AVAILABLE | NO | TBC | TBC | TBC | DATA NOT AVAILABLE | DATA NOT AVAILABLE | DATA NOT AVAILABLE | DATA NOT AVAILABLE | DATA NOT AVAILABLE | DATA NOT AVAILABLE | DATA NOT AVAILABLE | DATA NOT AVAILABLE | DATA NOT AVAILABLE | DATA NOT AVAILABLE | DATA NOT AVAILABLE | DATA NOT AVAILABLE | No | CONNECTED | 2.85 | 2.85 | 3 | TBC | TBC | TBC | N/A | N/A | N/A | N/A | N/A | N/A | N/A | N | DATA NOT AVAILABLE | N/A | TBC | N/A | DATA NOT AVAILABLE | 2020-10-01
2000053066130 | DATA NOT AVAILABLE | BIFFA WASTE SERVICES LIMITED | DATA NOT AVAILABLE | COLNBROOK LANDFILL SITE | SUTTON LANE | SLOUGH | BERKSHIRE | SL3 8AQ | ENGLAND | 501962 | 178679 | IVER | UPTO 22kV | SUTTON LANE | 11 | SOUTHERN ELECTRIC POWER DISTRIBUTION PLC | WASTE | DATA NOT AVAILABLE | NO | TBC | TBC | TBC | DATA NOT AVAILABLE | DATA NOT AVAILABLE | DATA NOT AVAILABLE | DATA NOT AVAILABLE | DATA NOT AVAILABLE | DATA NOT AVAILABLE | DATA NOT AVAILABLE | DATA NOT AVAILABLE | DATA NOT AVAILABLE | DATA NOT AVAILABLE | DATA NOT AVAILABLE | DATA NOT AVAILABLE | No | CONNECTED | 2.65 | 2.65 | 2.789 | TBC | TBC | TBC | N/A | N/A | N/A | N/A | N/A | N/A | N/A | N | DATA NOT AVAILABLE | N/A | TBC | N/A | DATA NOT AVAILABLE | 2020-10-01
2000051235782 | DATA NOT AVAILABLE | WESSEX WATER SERVICES LIMITED | DATA NOT AVAILABLE | EMPOOL PUMPING STN | WEST KNIGHTON | DORCHESTER | DORSET | DT2 8PE | ENGLAND | 373335 | 87801 | CHIC | CHIC 33kV | DORCHESTER | 11 | SOUTHERN ELECTRIC POWER DISTRIBUTION PLC | OTHER | OTHER | NO | TBC | TBC | TBC | DATA NOT AVAILABLE | DATA NOT AVAILABLE | DATA NOT AVAILABLE | DATA NOT AVAILABLE | DATA NOT AVAILABLE | DATA NOT AVAILABLE | DATA NOT AVAILABLE | DATA NOT AVAILABLE | DATA NOT AVAILABLE | DATA NOT AVAILABLE | DATA NOT AVAILABLE | DATA NOT AVAILABLE | No | CONNECTED | 1.368 | 1.368 | 1.44 | TBC | TBC | TBC | N/A | N/A | N/A | N/A | N/A | N/A | N/A | N | DATA NOT AVAILABLE | N/A | TBC | N/A | DATA NOT AVAILABLE | 2020-10-01
2000051421142 | DATA NOT AVAILABLE | WESSEX WATER SERVICES LIMITED | DATA NOT AVAILABLE | SEWAGE TREATMENT WORKS | WALKER CRESCENT | WEYMOUTH | DORSET | DT4 9AX | ENGLAND | 366391 | 76708 | CHIC | CHIC 33kV | WEYMOUTH | 11 | SOUTHERN ELECTRIC POWER DISTRIBUTION PLC | OTHER | OTHER | NO | TBC | TBC | TBC | DATA NOT AVAILABLE | DATA NOT AVAILABLE | DATA NOT AVAILABLE | DATA NOT AVAILABLE | DATA NOT AVAILABLE | DATA NOT AVAILABLE | DATA NOT AVAILABLE | DATA NOT AVAILABLE | DATA NOT AVAILABLE | DATA NOT AVAILABLE | DATA NOT AVAILABLE | DATA NOT AVAILABLE | No | CONNECTED | 2.28 | 2.28 | 2.4 | TBC | TBC | TBC | N/A | N/A | N/A | N/A | N/A | N/A | N/A | N | DATA NOT AVAILABLE | N/A | TBC | N/A | DATA NOT AVAILABLE | 2020-10-01
2000051598499 | DATA NOT AVAILABLE | NFPA LTD (APRIL 2013) | DATA NOT AVAILABLE | EXPORT SUPPLY | WASTE PLANT | BASINGSTOKE | HAMPSHIRE | RG24 8YF | ENGLAND | 462321 | 153521 | BRLE | BASI 33kV | CHINEHAM | 11 | SOUTHERN ELECTRIC POWER DISTRIBUTION PLC | OTHER | ENGINE (COMBUSTION / RECIPROCATING) | NO | TBC | TBC | TBC | DATA NOT AVAILABLE | DATA NOT AVAILABLE | DATA NOT AVAILABLE | DATA NOT AVAILABLE | DATA NOT AVAILABLE | DATA NOT AVAILABLE | DATA NOT AVAILABLE | DATA NOT AVAILABLE | DATA NOT AVAILABLE | DATA NOT AVAILABLE | DATA NOT AVAILABLE | DATA NOT AVAILABLE | No | CONNECTED | 11.4 | 11.4 | 12 | TBC | TBC | TBC | N/A | N/A | N/A | N/A | N/A | N/A | N/A | N | DATA NOT AVAILABLE | N/A | TBC | N/A | DATA NOT AVAILABLE | 2020-10-01
2000055063318 | DATA NOT AVAILABLE | TESCO STORES LIMITED | DATA NOT AVAILABLE | SOUTHMEAD IND EST | CHURCHWARD | DIDCOT | OXFORDSHIRE | OX11 7HB | ENGLAND | 451993 | 191810 | COWL | DRAY 33kV | MILTON | 11 | SOUTHERN ELECTRIC POWER DISTRIBUTION PLC | OTHER | OTHER | NO | TBC | TBC | TBC | DATA NOT AVAILABLE | DATA NOT AVAILABLE | DATA NOT AVAILABLE | DATA NOT AVAILABLE | DATA NOT AVAILABLE | DATA NOT AVAILABLE | DATA NOT AVAILABLE | DATA NOT AVAILABLE | DATA NOT AVAILABLE | DATA NOT AVAILABLE | DATA NOT AVAILABLE | DATA NOT AVAILABLE | No | CONNECTED | 1.596 | 1.596 | 1.68 | TBC | TBC | TBC | N/A | N/A | N/A | N/A | N/A | N/A | N/A | N | DATA NOT AVAILABLE | N/A | TBC | N/A | DATA NOT AVAILABLE | 2020-10-01
2000053551001 | DATA NOT AVAILABLE | JPMORGAN CHASE BANK - NATIONAL ASSOCIATION | DATA NOT AVAILABLE | UNIT 1 | JAYS CLOSE | BASINGSTOKE | HAMPSHIRE | RG22 4BS | ENGLAND | 463519 | 150334 | BRLE | BASI 33kV | JAYS CLOSE | 11 | SOUTHERN ELECTRIC POWER DISTRIBUTION PLC | DATA NOT AVAILABLE | DATA NOT AVAILABLE | NO | TBC | TBC | TBC | DATA NOT AVAILABLE | DATA NOT AVAILABLE | DATA NOT AVAILABLE | DATA NOT AVAILABLE | DATA NOT AVAILABLE | DATA NOT AVAILABLE | DATA NOT AVAILABLE | DATA NOT AVAILABLE | DATA NOT AVAILABLE | DATA NOT AVAILABLE | DATA NOT AVAILABLE | DATA NOT AVAILABLE | No | CONNECTED | 3.8 | 3.8 | 4 | TBC | TBC | TBC | N/A | N/A | N/A | N/A | N/A | N/A | N/A | N | DATA NOT AVAILABLE | N/A | TBC | N/A | DATA NOT AVAILABLE | 2020-10-01
2000055202530 | DATA NOT AVAILABLE | TESCO STORES LIMITED | DATA NOT AVAILABLE | BOOKER CASH & CARRY | HILL ROAD | DIDCOT | OXFORDSHIRE | OX11 7HJ | ENGLAND | 451597 | 191282 | COWL | DRAY 33kV | MILTON | 11 | SOUTHERN ELECTRIC POWER DISTRIBUTION PLC | OTHER | OTHER | NO | TBC | TBC | TBC | DATA NOT AVAILABLE | DATA NOT AVAILABLE | DATA NOT AVAILABLE | DATA NOT AVAILABLE | DATA NOT AVAILABLE | DATA NOT AVAILABLE | DATA NOT AVAILABLE | DATA NOT AVAILABLE | DATA NOT AVAILABLE | DATA NOT AVAILABLE | DATA NOT AVAILABLE | DATA NOT AVAILABLE | No | CONNECTED | 3.135 | 3.135 | 3.3 | TBC | TBC | TBC | N/A | N/A | N/A | N/A | N/A | N/A | N/A | N | DATA NOT AVAILABLE | N/A | TBC | N/A | DATA NOT AVAILABLE | 2020-10-01
2000054076645 | DATA NOT AVAILABLE | VIRIDOR WASTE MANAGEMENT LIMITED | DATA NOT AVAILABLE | ARDLEY FIELDS FARM | LANDFILL SITE SUPPLY 1 | BICESTER | OXFORDSHIRE | OX27 7PH | ENGLAND | 453584 | 226217 | COWL | HEAD 33kV | UPPER HEYFORD | 11 | SOUTHERN ELECTRIC POWER DISTRIBUTION PLC | WASTE | DATA NOT AVAILABLE | NO | TBC | TBC | TBC | DATA NOT AVAILABLE | DATA NOT AVAILABLE | DATA NOT AVAILABLE | DATA NOT AVAILABLE | DATA NOT AVAILABLE | DATA NOT AVAILABLE | DATA NOT AVAILABLE | DATA NOT AVAILABLE | DATA NOT AVAILABLE | DATA NOT AVAILABLE | DATA NOT AVAILABLE | DATA NOT AVAILABLE | No | CONNECTED | 1.9 | 1.9 | 2 | TBC | TBC | TBC | N/A | N/A | N/A | N/A | N/A | N/A | N/A | N | DATA NOT AVAILABLE | N/A | TBC | N/A | DATA NOT AVAILABLE | 2020-10-01
2000054139393 | DATA NOT AVAILABLE | SOUTHERN WATER SERVICES LIMITED | DATA NOT AVAILABLE | MILLBROOK SEWAGE WRK | WESTERN AVENUE | SOUTHAMPTON | SOUTHAMPTON | SO15 0HH | ENGLAND | 438970 | 112581 | NURS | SAMP 33kV | REGENTS PARK | 11 | SOUTHERN ELECTRIC POWER DISTRIBUTION PLC | DATA NOT AVAILABLE | DATA NOT AVAILABLE | NO | TBC | TBC | TBC | DATA NOT AVAILABLE | DATA NOT AVAILABLE | DATA NOT AVAILABLE | DATA NOT AVAILABLE | DATA NOT AVAILABLE | DATA NOT AVAILABLE | DATA NOT AVAILABLE | DATA NOT AVAILABLE | DATA NOT AVAILABLE | DATA NOT AVAILABLE | DATA NOT AVAILABLE | DATA NOT AVAILABLE | No | CONNECTED | 1.425 | 1.425 | 1.5 | TBC | TBC | TBC | N/A | N/A | N/A | N/A | N/A | N/A | N/A | N | DATA NOT AVAILABLE | N/A | TBC | N/A | DATA NOT AVAILABLE | 2020-10-01
2000054285058 | DATA NOT AVAILABLE | AMEY LG LIMITED | IMP EXP SUPPLY | DATA NOT AVAILABLE | FOREST ROAD | NEWPORT | ISLE OF WIGHT | PO30 5HX | ENGLAND | 449270 | 90099 | FAWL | WOOC 33kV | NEWPORT | 11 | SOUTHERN ELECTRIC POWER DISTRIBUTION PLC | DATA NOT AVAILABLE | DATA NOT AVAILABLE | NO | TBC | TBC | TBC | DATA NOT AVAILABLE | DATA NOT AVAILABLE | DATA NOT AVAILABLE | DATA NOT AVAILABLE | DATA NOT AVAILABLE | DATA NOT AVAILABLE | DATA NOT AVAILABLE | DATA NOT AVAILABLE | DATA NOT AVAILABLE | DATA NOT AVAILABLE | DATA NOT AVAILABLE | DATA NOT AVAILABLE | No | CONNECTED | 2.375 | 2.375 | 2.5 | TBC | TBC | TBC | N/A | N/A | N/A | N/A | N/A | N/A | N/A | N | DATA NOT AVAILABLE | N/A | TBC | N/A | DATA NOT AVAILABLE | 2020-10-01
2000054691999 | DATA NOT AVAILABLE | SEVERN TRENT GREEN POWER LIMITED | AGRIVERT LIMITED | WORTON FARM | DATA NOT AVAILABLE | WITNEY | OXFORDSHIRE | OX29 4FL | ENGLAND | 447160 | 211285 | COWL | YARN 33kV | CHIPPING NORTON | 11 | SOUTHERN ELECTRIC POWER DISTRIBUTION PLC | DATA NOT AVAILABLE | DATA NOT AVAILABLE | NO | TBC | TBC | TBC | DATA NOT AVAILABLE | DATA NOT AVAILABLE | DATA NOT AVAILABLE | DATA NOT AVAILABLE | DATA NOT AVAILABLE | DATA NOT AVAILABLE | DATA NOT AVAILABLE | DATA NOT AVAILABLE | DATA NOT AVAILABLE | DATA NOT AVAILABLE | DATA NOT AVAILABLE | DATA NOT AVAILABLE | No | CONNECTED | 1.9 | 1.9 | 2 | TBC | TBC | TBC | N/A | N/A | N/A | N/A | N/A | N/A | N/A | N | DATA NOT AVAILABLE | N/A | TBC | N/A | DATA NOT AVAILABLE | 2020-10-01
2000056762142 | DATA NOT AVAILABLE | LONG ASH LANE | SOUTHERN COUNTIES COMPLEX | SOUTHERN COUNTIES COMPLEX | WARDEN HILL | DORCHESTER | DORSET | DT2 9PW | ENGLAND | 360894 | 102882 | CHIC | CHIC 33kV | MAIDEN NEWTON | 11 | SOUTHERN ELECTRIC POWER DISTRIBUTION PLC | SOLAR | PHOTOVOLTAIC | NO | TBC | TBC | TBC | DATA NOT AVAILABLE | DATA NOT AVAILABLE | DATA NOT AVAILABLE | DATA NOT AVAILABLE | DATA NOT AVAILABLE | DATA NOT AVAILABLE | DATA NOT AVAILABLE | DATA NOT AVAILABLE | DATA NOT AVAILABLE | DATA NOT AVAILABLE | DATA NOT AVAILABLE | DATA NOT AVAILABLE | No | CONNECTED | 3.99 | 3.99 | 4.2 | TBC | TBC | TBC | N/A | N/A | N/A | N/A | N/A | N/A | N/A | N | DATA NOT AVAILABLE | N/A | TBC | N/A | DATA NOT AVAILABLE | 2020-07-22
2000055190949 | DATA NOT AVAILABLE | DATA NOT AVAILABLE | DATA NOT AVAILABLE | HERRIARD SOLAR PARK | DATA NOT AVAILABLE | BASINGSTOKE | HAMPSHIRE | RG25 2NS | ENGLAND | 465720 | 146745 | FLEE | ALTO 33kV | HERRIARD | 11 | SOUTHERN ELECTRIC POWER DISTRIBUTION PLC | SOLAR | PHOTOVOLTAIC | NO | TBC | TBC | TBC | DATA NOT AVAILABLE | DATA NOT AVAILABLE | DATA NOT AVAILABLE | DATA NOT AVAILABLE | DATA NOT AVAILABLE | DATA NOT AVAILABLE | DATA NOT AVAILABLE | DATA NOT AVAILABLE | DATA NOT AVAILABLE | DATA NOT AVAILABLE | DATA NOT AVAILABLE | DATA NOT AVAILABLE | No | CONNECTED | 4.75 | 4.75 | 5 | TBC | TBC | TBC | N/A | N/A | N/A | N/A | N/A | N/A | N/A | N | DATA NOT AVAILABLE | N/A | TBC | N/A | DATA NOT AVAILABLE | 2020-10-01
2000055449977 | DATA NOT AVAILABLE | CHILTON CANTELLO SOLAR PARK LTD | CHILTERN CANTELLO | SOLAR FARM | DATA NOT AVAILABLE | YEOVIL | SOMERSET | BA22 8BQ | ENGLAND | 357507 | 121718 | AXMI | YEOV 33kV | CHILTON CANTELO | 11 | SOUTHERN ELECTRIC POWER DISTRIBUTION PLC | SOLAR | PHOTOVOLTAIC | NO | TBC | TBC | TBC | DATA NOT AVAILABLE | DATA NOT AVAILABLE | DATA NOT AVAILABLE | DATA NOT AVAILABLE | DATA NOT AVAILABLE | DATA NOT AVAILABLE | DATA NOT AVAILABLE | DATA NOT AVAILABLE | DATA NOT AVAILABLE | DATA NOT AVAILABLE | DATA NOT AVAILABLE | DATA NOT AVAILABLE | No | CONNECTED | 4.75 | 4.75 | 5 | TBC | TBC | TBC | N/A | N/A | N/A | N/A | N/A | N/A | N/A | N | DATA NOT AVAILABLE | N/A | TBC | N/A | DATA NOT AVAILABLE | 2020-10-01
2000055461974 | DATA NOT AVAILABLE | GPP BIG FIELD LLP | HAMPTWORTH SOLAR | HOME FARM | DATA NOT AVAILABLE | SALISBURY | WILTSHIRE | SP5 2DS | ENGLAND | 423790 | 119228 | MANN | SALI 33kV | REDLYNCH | 11 | SOUTHERN ELECTRIC POWER DISTRIBUTION PLC | SOLAR | PHOTOVOLTAIC | NO | TBC | TBC | TBC | DATA NOT AVAILABLE | DATA NOT AVAILABLE | DATA NOT AVAILABLE | DATA NOT AVAILABLE | DATA NOT AVAILABLE | DATA NOT AVAILABLE | DATA NOT AVAILABLE | DATA NOT AVAILABLE | DATA NOT AVAILABLE | DATA NOT AVAILABLE | DATA NOT AVAILABLE | DATA NOT AVAILABLE | No | CONNECTED | 5.7 | 5.7 | 6 | TBC | TBC | TBC | N/A | N/A | N/A | N/A | N/A | N/A | N/A | N | DATA NOT AVAILABLE | N/A | TBC | N/A | DATA NOT AVAILABLE | 2020-10-01
2000055578130 | DATA NOT AVAILABLE | SLAUGHTERGATE LIMITED | DATA NOT AVAILABLE | SLAUGHTERGATE FARM | DATA NOT AVAILABLE | GILLINGHAM | DORSET | SP8 5NH | ENGLAND | 379266 | 126883 | MANN | SHAF 33kV | BOURTON | 11 | SOUTHERN ELECTRIC POWER DISTRIBUTION PLC | SOLAR | PHOTOVOLTAIC | NO | TBC | TBC | TBC | DATA NOT AVAILABLE | DATA NOT AVAILABLE | DATA NOT AVAILABLE | DATA NOT AVAILABLE | DATA NOT AVAILABLE | DATA NOT AVAILABLE | DATA NOT AVAILABLE | DATA NOT AVAILABLE | DATA NOT AVAILABLE | DATA NOT AVAILABLE | DATA NOT AVAILABLE | DATA NOT AVAILABLE | No | CONNECTED | 1.425 | 1.425 | 1.5 | TBC | TBC | TBC | N/A | N/A | N/A | N/A | N/A | N/A | N/A | N | DATA NOT AVAILABLE | N/A | TBC | N/A | DATA NOT AVAILABLE | 2020-10-01
2000055415277 | DATA NOT AVAILABLE | LORA SOLAR LIMITED C/O LIGHTSOURCE ASSET MANAGEMENT LIMITED | DATA NOT AVAILABLE | LANGLEY SOLAR PARK | DATA NOT AVAILABLE | SOUTHAMPTON | HAMPSHIRE | SO45 1YH | ENGLAND | 445474 | 101558 | FAWL | LANG 33kV | LANGLEY | 11 | SOUTHERN ELECTRIC POWER DISTRIBUTION PLC | SOLAR | PHOTOVOLTAIC | NO | TBC | TBC | TBC | DATA NOT AVAILABLE | DATA NOT AVAILABLE | DATA NOT AVAILABLE | DATA NOT AVAILABLE | DATA NOT AVAILABLE | DATA NOT AVAILABLE | DATA NOT AVAILABLE | DATA NOT AVAILABLE | DATA NOT AVAILABLE | DATA NOT AVAILABLE | DATA NOT AVAILABLE | DATA NOT AVAILABLE | No | CONNECTED | 4.75 | 4.75 | 5 | TBC | TBC | TBC | N/A | N/A | N/A | N/A | N/A | N/A | N/A | N | DATA NOT AVAILABLE | N/A | TBC | N/A | DATA NOT AVAILABLE | 2020-10-01
2000055446559 | DATA NOT AVAILABLE | CROSSWAYS SOLAR PARK LTD | CROSSWAYS SOLAR FARM | CROSSWAYS PIT, HEATH FARM | REDBRIDGE ROAD | DORCHESTER | DORSET | DT2 8DX | ENGLAND | 377513 | 88181 | MANN | TBC | WINFRITH HEATH | 11 | SOUTHERN ELECTRIC POWER DISTRIBUTION PLC | SOLAR | PHOTOVOLTAIC | NO | TBC | TBC | TBC | DATA NOT AVAILABLE | DATA NOT AVAILABLE | DATA NOT AVAILABLE | DATA NOT AVAILABLE | DATA NOT AVAILABLE | DATA NOT AVAILABLE | DATA NOT AVAILABLE | DATA NOT AVAILABLE | DATA NOT AVAILABLE | DATA NOT AVAILABLE | DATA NOT AVAILABLE | DATA NOT AVAILABLE | No | CONNECTED | 4.75 | 4.75 | 5 | TBC | TBC | TBC | N/A | N/A | N/A | N/A | N/A | N/A | N/A | N | DATA NOT AVAILABLE | N/A | TBC | N/A | DATA NOT AVAILABLE | 2020-10-01
2000055449959 | DATA NOT AVAILABLE | THE BECKLEY PARTNERSHIP | DATA NOT AVAILABLE | BECKLEY SOLAR PARK | DATA NOT AVAILABLE | NEW MILTON | HAMPSHIRE | BH23 7EJ | ENGLAND | 421913 | 95348 | MANN | ARNE 33kV | NEW MILTON | 11 | SOUTHERN ELECTRIC POWER DISTRIBUTION PLC | SOLAR | PHOTOVOLTAIC | NO | TBC | TBC | TBC | DATA NOT AVAILABLE | DATA NOT AVAILABLE | DATA NOT AVAILABLE | DATA NOT AVAILABLE | DATA NOT AVAILABLE | DATA NOT AVAILABLE | DATA NOT AVAILABLE | DATA NOT AVAILABLE | DATA NOT AVAILABLE | DATA NOT AVAILABLE | DATA NOT AVAILABLE | DATA NOT AVAILABLE | No | CONNECTED | 1.425 | 1.425 | 1.5 | TBC | TBC | TBC | N/A | N/A | N/A | N/A | N/A | N/A | N/A | N | DATA NOT AVAILABLE | N/A | TBC | N/A | DATA NOT AVAILABLE | 2020-10-01
2000055452437 | DATA NOT AVAILABLE | DATA NOT AVAILABLE | DATA NOT AVAILABLE | STABLES FARM PV | DATA NOT AVAILABLE | NEWPORT | ISLE OF WIGHT | PO30 4NH | ENGLAND | 440596 | 88664 | FAWL | COWE 33kV | SHALFLEET | 11 | SOUTHERN ELECTRIC POWER DISTRIBUTION PLC | DATA NOT AVAILABLE | DATA NOT AVAILABLE | NO | TBC | TBC | TBC | DATA NOT AVAILABLE | DATA NOT AVAILABLE | DATA NOT AVAILABLE | DATA NOT AVAILABLE | DATA NOT AVAILABLE | DATA NOT AVAILABLE | DATA NOT AVAILABLE | DATA NOT AVAILABLE | DATA NOT AVAILABLE | DATA NOT AVAILABLE | DATA NOT AVAILABLE | DATA NOT AVAILABLE | No | CONNECTED | 1.425 | 1.425 | 1.5 | TBC | TBC | TBC | N/A | N/A | N/A | N/A | N/A | N/A | N/A | N | DATA NOT AVAILABLE | N/A | TBC | N/A | DATA NOT AVAILABLE | 2020-10-01
2000055626857 | DATA NOT AVAILABLE | NEXTPOWER LIMITED | DATA NOT AVAILABLE | HIGHER HATHERLEIGH FARM | DATA NOT AVAILABLE | WINCANTON | SOMERSET | BA9 8AE | ENGLAND | 369751 | 127414 | MANN | SHAF 33kV | WINCANTON | 11 | SOUTHERN ELECTRIC POWER DISTRIBUTION PLC | SOLAR | PHOTOVOLTAIC | NO | TBC | TBC | TBC | DATA NOT AVAILABLE | DATA NOT AVAILABLE | DATA NOT AVAILABLE | DATA NOT AVAILABLE | DATA NOT AVAILABLE | DATA NOT AVAILABLE | DATA NOT AVAILABLE | DATA NOT AVAILABLE | DATA NOT AVAILABLE | DATA NOT AVAILABLE | DATA NOT AVAILABLE | DATA NOT AVAILABLE | No | CONNECTED | 4.75 | 4.75 | 5 | TBC | TBC | TBC | N/A | N/A | N/A | N/A | N/A | N/A | N/A | N | DATA NOT AVAILABLE | N/A | TBC | N/A | DATA NOT AVAILABLE | 2020-10-01
2000055532845 | DATA NOT AVAILABLE | VEOLIA ENERGY & UTILITY SERVICES UK PLC | SOUTHAMPTON UNIVERSITY HOSPITAL NHS TRUS | DATA NOT AVAILABLE | TREMONA ROAD | SOUTHAMPTON | SOUTHAMPTON | SO16 6YD | ENGLAND | 439793 | 114993 | NURS | ROWN 33kV | MAYBUSH | 11 | SOUTHERN ELECTRIC POWER DISTRIBUTION PLC | FOSSIL GAS | ENGINE (COMBUSTION / RECIPROCATING) | NO | TBC | TBC | TBC | DATA NOT AVAILABLE | DATA NOT AVAILABLE | DATA NOT AVAILABLE | DATA NOT AVAILABLE | DATA NOT AVAILABLE | DATA NOT AVAILABLE | DATA NOT AVAILABLE | DATA NOT AVAILABLE | DATA NOT AVAILABLE | DATA NOT AVAILABLE | DATA NOT AVAILABLE | DATA NOT AVAILABLE | No | CONNECTED | 4.37 | 4.37 | 4.6 | TBC | TBC | TBC | N/A | N/A | N/A | N/A | N/A | N/A | N/A | N | DATA NOT AVAILABLE | N/A | TBC | N/A | DATA NOT AVAILABLE | 2020-10-01
2000055546884 | DATA NOT AVAILABLE | CRAYMARSH | SOLAR PV | CRAYMARSH FARM | DATA NOT AVAILABLE | MELKSHAM | WILTSHIRE | SN12 6RG | ENGLAND | 393584 | 162229 | MELK | NORR 33kV | MELKSHAM TOWN | 11 | SOUTHERN ELECTRIC POWER DISTRIBUTION PLC | SOLAR | PHOTOVOLTAIC | NO | TBC | TBC | TBC | DATA NOT AVAILABLE | DATA NOT AVAILABLE | DATA NOT AVAILABLE | DATA NOT AVAILABLE | DATA NOT AVAILABLE | DATA NOT AVAILABLE | DATA NOT AVAILABLE | DATA NOT AVAILABLE | DATA NOT AVAILABLE | DATA NOT AVAILABLE | DATA NOT AVAILABLE | DATA NOT AVAILABLE | No | CONNECTED | 1.9 | 1.9 | 2 | TBC | TBC | TBC | N/A | N/A | N/A | N/A | N/A | N/A | N/A | N | DATA NOT AVAILABLE | N/A | TBC | N/A | DATA NOT AVAILABLE | 2020-10-01
2000055549495 | DATA NOT AVAILABLE | SEVERN TRENT GREEN POWER LIMITED | DATA NOT AVAILABLE | CROWMARSH AD FACILTY | OFF BENSON LANE | WALLINGFORD | OXFORDSHIRE | OX10 6SL | ENGLAND | 461566 | 190948 | COWL | COLO 33kV | WALLINGFORD | 11 | SOUTHERN ELECTRIC POWER DISTRIBUTION PLC | DATA NOT AVAILABLE | DATA NOT AVAILABLE | NO | TBC | TBC | TBC | DATA NOT AVAILABLE | DATA NOT AVAILABLE | DATA NOT AVAILABLE | DATA NOT AVAILABLE | DATA NOT AVAILABLE | DATA NOT AVAILABLE | DATA NOT AVAILABLE | DATA NOT AVAILABLE | DATA NOT AVAILABLE | DATA NOT AVAILABLE | DATA NOT AVAILABLE | DATA NOT AVAILABLE | No | CONNECTED | 2.28 | 2.28 | 2.4 | TBC | TBC | TBC | N/A | N/A | N/A | N/A | N/A | N/A | N/A | N | DATA NOT AVAILABLE | N/A | TBC | N/A | DATA NOT AVAILABLE | 2020-10-01
2000051328815 | DATA NOT AVAILABLE | CARL DAVIES SOUTHERN | DATA NOT AVAILABLE | BUDDS FM SEWAGE STN | SOUTHMOOR LANE | HAVANT | HAMPSHIRE | PO9 1JW | ENGLAND | 471010 | 105589 | LOVE | HAVA 33kV | BROCKHAMPTON | 11 | SOUTHERN ELECTRIC POWER DISTRIBUTION PLC | DATA NOT AVAILABLE | ENGINE (COMBUSTION / RECIPROCATING) | YES | TBC | TBC | TBC | DATA NOT AVAILABLE | DATA NOT AVAILABLE | DATA NOT AVAILABLE | DATA NOT AVAILABLE | DATA NOT AVAILABLE | DATA NOT AVAILABLE | DATA NOT AVAILABLE | DATA NOT AVAILABLE | DATA NOT AVAILABLE | DATA NOT AVAILABLE | DATA NOT AVAILABLE | DATA NOT AVAILABLE | No | CONNECTED | 3.135 | 3.135 | 3.3 | TBC | TBC | TBC | N/A | N/A | N/A | N/A | N/A | N/A | N/A | N | DATA NOT AVAILABLE | N/A | TBC | N/A | DATA NOT AVAILABLE | 2020-10-01
2000055581202 | DATA NOT AVAILABLE | HELLUMS FIELD SOLAR PARK | HELLUMS FIELD SOLAR PARK | PARK FARM | DATA NOT AVAILABLE | BLANDFORD FORUM | DORSET | DT11 8TP | ENGLAND | 385566 | 113706 | MANN | SHAF 33kV | SHROTON | 11 | SOUTHERN ELECTRIC POWER DISTRIBUTION PLC | SOLAR | PHOTOVOLTAIC | NO | TBC | TBC | TBC | DATA NOT AVAILABLE | DATA NOT AVAILABLE | DATA NOT AVAILABLE | DATA NOT AVAILABLE | DATA NOT AVAILABLE | DATA NOT AVAILABLE | DATA NOT AVAILABLE | DATA NOT AVAILABLE | DATA NOT AVAILABLE | DATA NOT AVAILABLE | DATA NOT AVAILABLE | DATA NOT AVAILABLE | No | CONNECTED | 6.27 | 6.27 | 6.6 | TBC | TBC | TBC | N/A | N/A | N/A | N/A | N/A | N/A | N/A | N | DATA NOT AVAILABLE | N/A | TBC | N/A | DATA NOT AVAILABLE | 2020-10-01
2000055582057 | DATA NOT AVAILABLE | LIMBERLOST SOLAR PARK LIMITED | LIMBERLOST FARM | SOLAR PARK | COMMON ROAD | THATCHAM | BERKSHIRE | RG19 8DH | ENGLAND | 453023 | 164763 | BRLE | THAT 33kV | THATCHAM | 11 | SOUTHERN ELECTRIC POWER DISTRIBUTION PLC | SOLAR | PHOTOVOLTAIC | NO | TBC | TBC | TBC | DATA NOT AVAILABLE | DATA NOT AVAILABLE | DATA NOT AVAILABLE | DATA NOT AVAILABLE | DATA NOT AVAILABLE | DATA NOT AVAILABLE | DATA NOT AVAILABLE | DATA NOT AVAILABLE | DATA NOT AVAILABLE | DATA NOT AVAILABLE | DATA NOT AVAILABLE | DATA NOT AVAILABLE | No | CONNECTED | 1.615 | 1.615 | 1.7 | TBC | TBC | TBC | N/A | N/A | N/A | N/A | N/A | N/A | N/A | N | DATA NOT AVAILABLE | N/A | TBC | N/A | DATA NOT AVAILABLE | 2020-10-01
2000055590011 | DATA NOT AVAILABLE | AFFINITY WATER LIMITED | DATA NOT AVAILABLE | IVER WTW | THORNEY LANE NORTH | IVER | BUCKINGHAMSHIRE | SL0 9HF | ENGLAND | 503098 | 179981 | IVER | UPTO 22kV | SUTTON LANE | 11 | SOUTHERN ELECTRIC POWER DISTRIBUTION PLC | DATA NOT AVAILABLE | DATA NOT AVAILABLE | NO | TBC | TBC | TBC | DATA NOT AVAILABLE | DATA NOT AVAILABLE | DATA NOT AVAILABLE | DATA NOT AVAILABLE | DATA NOT AVAILABLE | DATA NOT AVAILABLE | DATA NOT AVAILABLE | DATA NOT AVAILABLE | DATA NOT AVAILABLE | DATA NOT AVAILABLE | DATA NOT AVAILABLE | DATA NOT AVAILABLE | No | CONNECTED | 4.703 | 4.703 | 4.95 | TBC | TBC | TBC | N/A | N/A | N/A | N/A | N/A | N/A | N/A | N | DATA NOT AVAILABLE | N/A | TBC | N/A | DATA NOT AVAILABLE | 2020-10-01
2000055600584 | DATA NOT AVAILABLE | VICTORIA SOLAR LTD | DATA NOT AVAILABLE | CHAWTON FARM BARNS PV | CHAWTON LANE | COWES | ISLE OF WIGHT | PO31 8QT | ENGLAND | 449368 | 92936 | FAWL | COWE 33kV | COWES | 11 | SOUTHERN ELECTRIC POWER DISTRIBUTION PLC | SOLAR | PHOTOVOLTAIC | NO | TBC | TBC | TBC | DATA NOT AVAILABLE | DATA NOT AVAILABLE | DATA NOT AVAILABLE | DATA NOT AVAILABLE | DATA NOT AVAILABLE | DATA NOT AVAILABLE | DATA NOT AVAILABLE | DATA NOT AVAILABLE | DATA NOT AVAILABLE | DATA NOT AVAILABLE | DATA NOT AVAILABLE | DATA NOT AVAILABLE | No | CONNECTED | 3.325 | 3.325 | 3.5 | TBC | TBC | TBC | N/A | N/A | N/A | N/A | N/A | N/A | N/A | N | DATA NOT AVAILABLE | N/A | TBC | N/A | DATA NOT AVAILABLE | 2020-10-01
2000056762505 | DATA NOT AVAILABLE | DATA NOT AVAILABLE | BASIS1ZZ | BASINGSTOKE STW | DATA NOT AVAILABLE | BASINGSTOKE | HAMPSHIRE | RG24 8LL | ENGLAND | 467283 | 155304 | BRLE | BASI 33kV | CHINEHAM | 11 | SOUTHERN ELECTRIC POWER DISTRIBUTION PLC | DATA NOT AVAILABLE | ENGINE (COMBUSTION / RECIPROCATING) | YES | TBC | TBC | TBC | DATA NOT AVAILABLE | DATA NOT AVAILABLE | DATA NOT AVAILABLE | DATA NOT AVAILABLE | DATA NOT AVAILABLE | DATA NOT AVAILABLE | DATA NOT AVAILABLE | DATA NOT AVAILABLE | DATA NOT AVAILABLE | DATA NOT AVAILABLE | DATA NOT AVAILABLE | DATA NOT AVAILABLE | No | CONNECTED | 1.3 | 1.3 | 1.368 | TBC | TBC | TBC | N/A | N/A | N/A | N/A | N/A | N/A | N/A | N | DATA NOT AVAILABLE | N/A | TBC | N/A | DATA NOT AVAILABLE | 2020-10-01
2000055608486 | DATA NOT AVAILABLE | BNRG IOW LTD | DATA NOT AVAILABLE | APSE NEW BARN FARM | VENTOR ROAD | SHANKLIN | ISLE OF WIGHT | PO37 7PP | ENGLAND | 456523 | 82911 | FAWL | WOOC 33kV | SHANKLIN | 11 | SOUTHERN ELECTRIC POWER DISTRIBUTION PLC | DATA NOT AVAILABLE | DATA NOT AVAILABLE | NO | TBC | TBC | TBC | DATA NOT AVAILABLE | DATA NOT AVAILABLE | DATA NOT AVAILABLE | DATA NOT AVAILABLE | DATA NOT AVAILABLE | DATA NOT AVAILABLE | DATA NOT AVAILABLE | DATA NOT AVAILABLE | DATA NOT AVAILABLE | DATA NOT AVAILABLE | DATA NOT AVAILABLE | DATA NOT AVAILABLE | No | CONNECTED | 2.66 | 2.66 | 2.8 | TBC | TBC | TBC | N/A | N/A | N/A | N/A | N/A | N/A | N/A | N | DATA NOT AVAILABLE | N/A | TBC | N/A | DATA NOT AVAILABLE | 2020-10-01
2000055613236 | DATA NOT AVAILABLE | LOVEDEAN LIMITED | DATA NOT AVAILABLE | LOVEDEAN FARM | OFF DAY LANE | WATERLOOVILLE | HAMPSHIRE | PO8 9RY | ENGLAND | 468430 | 113155 | LOVE | HAVA 33kV | HORNDEAN | 11 | SOUTHERN ELECTRIC POWER DISTRIBUTION PLC | DATA NOT AVAILABLE | DATA NOT AVAILABLE | NO | TBC | TBC | TBC | DATA NOT AVAILABLE | DATA NOT AVAILABLE | DATA NOT AVAILABLE | DATA NOT AVAILABLE | DATA NOT AVAILABLE | DATA NOT AVAILABLE | DATA NOT AVAILABLE | DATA NOT AVAILABLE | DATA NOT AVAILABLE | DATA NOT AVAILABLE | DATA NOT AVAILABLE | DATA NOT AVAILABLE | No | CONNECTED | 3.8 | 3.8 | 4 | TBC | TBC | TBC | N/A | N/A | N/A | N/A | N/A | N/A | N/A | N | DATA NOT AVAILABLE | N/A | TBC | N/A | DATA NOT AVAILABLE | 2020-10-01
2000053759174 | DATA NOT AVAILABLE | NFPA (APRIL 2020) | LAKESIDE ENERGY FROM WASTE LIMITED | LAKESIDE ENERGY FROM WASTE LIMITED | LAKESIDE ROAD | SLOUGH | BUCKINGHAMSHIRE | SL3 0FE | ENGLAND | 503863 | 177288 | IVES | LOFO 33kV | LAKESIDE | 33 | SOUTHERN ELECTRIC POWER DISTRIBUTION PLC | WASTE | DATA NOT AVAILABLE | NO | TBC | TBC | TBC | DATA NOT AVAILABLE | DATA NOT AVAILABLE | DATA NOT AVAILABLE | DATA NOT AVAILABLE | DATA NOT AVAILABLE | DATA NOT AVAILABLE | DATA NOT AVAILABLE | DATA NOT AVAILABLE | DATA NOT AVAILABLE | DATA NOT AVAILABLE | DATA NOT AVAILABLE | DATA NOT AVAILABLE | No | CONNECTED | 43.415 | 43.415 | 45.7 | TBC | TBC | TBC | N/A | N/A | N/A | N/A | N/A | N/A | N/A | N | DATA NOT AVAILABLE | N/A | TBC | N/A | DATA NOT AVAILABLE | 2020-07-22
2000055626884 | DATA NOT AVAILABLE | RAGLINGTON FARM SOLAR PARK LIMITED | RAGLINGTON FARM SOLAR PARK | RAGLINGTON FARM | DATA NOT AVAILABLE | SOUTHAMPTON | HAMPSHIRE | SO32 2HL | ENGLAND | 454304 | 113436 | BOTW | NETC 33kV | BISHOPS WALTHAM | 11 | SOUTHERN ELECTRIC POWER DISTRIBUTION PLC | SOLAR | PHOTOVOLTAIC | NO | TBC | TBC | TBC | DATA NOT AVAILABLE | DATA NOT AVAILABLE | DATA NOT AVAILABLE | DATA NOT AVAILABLE | DATA NOT AVAILABLE | DATA NOT AVAILABLE | DATA NOT AVAILABLE | DATA NOT AVAILABLE | DATA NOT AVAILABLE | DATA NOT AVAILABLE | DATA NOT AVAILABLE | DATA NOT AVAILABLE | No | CONNECTED | 4.75 | 4.75 | 5 | TBC | TBC | TBC | N/A | N/A | N/A | N/A | N/A | N/A | N/A | N | DATA NOT AVAILABLE | N/A | TBC | N/A | DATA NOT AVAILABLE | 2020-10-01
2000055630143 | DATA NOT AVAILABLE | STELLAR POWER LTD | DATA NOT AVAILABLE | TAVELLS LANE PV FARM | TAVELLS LANE | SOUTHAMPTON | HAMPSHIRE | TBC | ENGLAND | TBC | TBC | NURS | TBC | MARCHWOOD | 11 | SOUTHERN ELECTRIC POWER DISTRIBUTION PLC | DATA NOT AVAILABLE | DATA NOT AVAILABLE | NO | TBC | TBC | TBC | DATA NOT AVAILABLE | DATA NOT AVAILABLE | DATA NOT AVAILABLE | DATA NOT AVAILABLE | DATA NOT AVAILABLE | DATA NOT AVAILABLE | DATA NOT AVAILABLE | DATA NOT AVAILABLE | DATA NOT AVAILABLE | DATA NOT AVAILABLE | DATA NOT AVAILABLE | DATA NOT AVAILABLE | No | CONNECTED | 4.75 | 4.75 | 5 | TBC | TBC | TBC | N/A | N/A | N/A | N/A | N/A | N/A | N/A | N | DATA NOT AVAILABLE | N/A | TBC | N/A | DATA NOT AVAILABLE | 2020-10-01
2000055655031 | DATA NOT AVAILABLE | WYKE FARMS LTD | WYKE FARMS LTD | WHITE HOUSE FARM | DATA NOT AVAILABLE | BRUTON | SOMERSET | BA10 0PU | ENGLAND | 366362 | 134820 | MELK | FROM 33kV | BRUTON | 11 | SOUTHERN ELECTRIC POWER DISTRIBUTION PLC | BIOFUEL - LANDFILL GAS | ENGINE (COMBUSTION / RECIPROCATING) | NO | TBC | TBC | TBC | DATA NOT AVAILABLE | DATA NOT AVAILABLE | DATA NOT AVAILABLE | DATA NOT AVAILABLE | DATA NOT AVAILABLE | DATA NOT AVAILABLE | DATA NOT AVAILABLE | DATA NOT AVAILABLE | DATA NOT AVAILABLE | DATA NOT AVAILABLE | DATA NOT AVAILABLE | DATA NOT AVAILABLE | No | CONNECTED | 1.9 | 1.9 | 2 | TBC | TBC | TBC | N/A | N/A | N/A | N/A | N/A | N/A | N/A | N | DATA NOT AVAILABLE | N/A | TBC | N/A | DATA NOT AVAILABLE | 2020-10-01
2000055681867 | DATA NOT AVAILABLE | DATA NOT AVAILABLE | DATA NOT AVAILABLE | DATA NOT AVAILABLE | DATA NOT AVAILABLE | READING | BERKSHIRE | RG1 5LE | ENGLAND | 472626 | 172743 | FLEE | READ 33kV | SILVER STREET | 11 | SOUTHERN ELECTRIC POWER DISTRIBUTION PLC | DATA NOT AVAILABLE | DATA NOT AVAILABLE | NO | TBC | TBC | TBC | DATA NOT AVAILABLE | DATA NOT AVAILABLE | DATA NOT AVAILABLE | DATA NOT AVAILABLE | DATA NOT AVAILABLE | DATA NOT AVAILABLE | DATA NOT AVAILABLE | DATA NOT AVAILABLE | DATA NOT AVAILABLE | DATA NOT AVAILABLE | DATA NOT AVAILABLE | DATA NOT AVAILABLE | No | CONNECTED | 1.14 | 1.14 | 1.2 | TBC | TBC | TBC | N/A | N/A | N/A | N/A | N/A | N/A | N/A | N | DATA NOT AVAILABLE | N/A | TBC | N/A | DATA NOT AVAILABLE | 2020-10-01
2000052374194 | DATA NOT AVAILABLE | VEOLIA UK LIMITED | DATA NOT AVAILABLE | INTEGRA SOUTH WEST ENERGY RECOVERY FACIL | OCEANIC WAY | MARCHWOOD | HAMPSHIRE | SO40 4BD | ENGLAND | 439849 | 111157 | NURS | TBC | MARCHWOOD | 11 | SOUTHERN ELECTRIC POWER DISTRIBUTION PLC | WASTE | DATA NOT AVAILABLE | NO | TBC | TBC | TBC | DATA NOT AVAILABLE | DATA NOT AVAILABLE | DATA NOT AVAILABLE | DATA NOT AVAILABLE | DATA NOT AVAILABLE | DATA NOT AVAILABLE | DATA NOT AVAILABLE | DATA NOT AVAILABLE | DATA NOT AVAILABLE | DATA NOT AVAILABLE | DATA NOT AVAILABLE | DATA NOT AVAILABLE | No | CONNECTED | 14.345 | 14.345 | 15.1 | TBC | TBC | TBC | N/A | N/A | N/A | N/A | N/A | N/A | N/A | N | DATA NOT AVAILABLE | N/A | TBC | N/A | DATA NOT AVAILABLE | 2020-10-01
2000055707879 | DATA NOT AVAILABLE | REDCENTRIC SOLUTIONS | DATA NOT AVAILABLE | COMMENSUS HOUSE | WORTON DRIVE | READING | BERKSHIRE | RG2 0TG | ENGLAND | 471364 | 169669 | BRLE | BURG 33kV | COURAGES | 11 | SOUTHERN ELECTRIC POWER DISTRIBUTION PLC | DATA NOT AVAILABLE | DATA NOT AVAILABLE | NO | TBC | TBC | TBC | DATA NOT AVAILABLE | DATA NOT AVAILABLE | DATA NOT AVAILABLE | DATA NOT AVAILABLE | DATA NOT AVAILABLE | DATA NOT AVAILABLE | DATA NOT AVAILABLE | DATA NOT AVAILABLE | DATA NOT AVAILABLE | DATA NOT AVAILABLE | DATA NOT AVAILABLE | DATA NOT AVAILABLE | No | CONNECTED | 1.425 | 1.425 | 1.5 | TBC | TBC | TBC | N/A | N/A | N/A | N/A | N/A | N/A | N/A | N | DATA NOT AVAILABLE | N/A | TBC | N/A | DATA NOT AVAILABLE | 2020-10-01
2000053235162 | DATA NOT AVAILABLE | THAMES WATER UTILITIES LIMITED | IVERZ0ZZ | IVER SOUTH SLUDGE CENTRE | OPP UNIT 6-7 COLNBROOK BY PASS | SLOUGH | BUCKINGHAMSHIRE | SL3 0ED | ENGLAND | 504065 | 177633 | IVER | UPTO 22kV | SUTTON LANE | 11 | SOUTHERN ELECTRIC POWER DISTRIBUTION PLC | WASTE | DATA NOT AVAILABLE | NO | TBC | TBC | TBC | DATA NOT AVAILABLE | DATA NOT AVAILABLE | DATA NOT AVAILABLE | DATA NOT AVAILABLE | DATA NOT AVAILABLE | DATA NOT AVAILABLE | DATA NOT AVAILABLE | DATA NOT AVAILABLE | DATA NOT AVAILABLE | DATA NOT AVAILABLE | DATA NOT AVAILABLE | DATA NOT AVAILABLE | No | CONNECTED | 1.2 | 1.2 | 1.263 | TBC | TBC | TBC | N/A | N/A | N/A | N/A | N/A | N/A | N/A | N | DATA NOT AVAILABLE | N/A | TBC | N/A | DATA NOT AVAILABLE | 2020-10-01
2000055800258 | DATA NOT AVAILABLE | TAMAR RENEWABLE POWER (BASINGSTOKE) LTD | FARLEIGH WALLOP AD PLANT | MANOR FARM | FARLEIGH LANE | BASINGSTOKE | HAMPSHIRE | RG25 2HR | ENGLAND | 461162 | 146770 | BRLE | BASI 33kV | JAYS CLOSE | 11 | SOUTHERN ELECTRIC POWER DISTRIBUTION PLC | DATA NOT AVAILABLE | DATA NOT AVAILABLE | NO | TBC | TBC | TBC | DATA NOT AVAILABLE | DATA NOT AVAILABLE | DATA NOT AVAILABLE | DATA NOT AVAILABLE | DATA NOT AVAILABLE | DATA NOT AVAILABLE | DATA NOT AVAILABLE | DATA NOT AVAILABLE | DATA NOT AVAILABLE | DATA NOT AVAILABLE | DATA NOT AVAILABLE | DATA NOT AVAILABLE | No | CONNECTED | 1.482 | 1.482 | 1.56 | TBC | TBC | TBC | N/A | N/A | N/A | N/A | N/A | N/A | N/A | N | DATA NOT AVAILABLE | N/A | TBC | N/A | DATA NOT AVAILABLE | 2020-10-01
2000055821461 | DATA NOT AVAILABLE | MITZI SOLAR SPV1 LTD | STANSWOOD SOLAR FARM | CADLAND 2 | NEWHOUSE FIELD 2 | SOUTHAMPTON | HAMPSHIRE | SO45 1AB | ENGLAND | 446077 | 100135 | FAWL | LANG 33kV | LANGLEY | 11 | SOUTHERN ELECTRIC POWER DISTRIBUTION PLC | SOLAR | PHOTOVOLTAIC | NO | TBC | TBC | TBC | DATA NOT AVAILABLE | DATA NOT AVAILABLE | DATA NOT AVAILABLE | DATA NOT AVAILABLE | DATA NOT AVAILABLE | DATA NOT AVAILABLE | DATA NOT AVAILABLE | DATA NOT AVAILABLE | DATA NOT AVAILABLE | DATA NOT AVAILABLE | DATA NOT AVAILABLE | DATA NOT AVAILABLE | No | CONNECTED | 2.85 | 2.85 | 3 | TBC | TBC | TBC | N/A | N/A | N/A | N/A | N/A | N/A | N/A | N | DATA NOT AVAILABLE | N/A | TBC | N/A | DATA NOT AVAILABLE | 2020-10-01
2000056179680 | DATA NOT AVAILABLE | DATA NOT AVAILABLE | DATA NOT AVAILABLE | DATA NOT AVAILABLE | DATA NOT AVAILABLE | DATA NOT AVAILABLE | DATA NOT AVAILABLE | TBC | ENGLAND | TBC | TBC | TBC | TBC | TBC | TBC | SOUTHERN ELECTRIC POWER DISTRIBUTION PLC | DATA NOT AVAILABLE | DATA NOT AVAILABLE | NO | TBC | TBC | TBC | DATA NOT AVAILABLE | DATA NOT AVAILABLE | DATA NOT AVAILABLE | DATA NOT AVAILABLE | DATA NOT AVAILABLE | DATA NOT AVAILABLE | DATA NOT AVAILABLE | DATA NOT AVAILABLE | DATA NOT AVAILABLE | DATA NOT AVAILABLE | DATA NOT AVAILABLE | DATA NOT AVAILABLE | No | CONNECTED | 8.892 | 8.892 | 9.36 | TBC | TBC | TBC | N/A | N/A | N/A | N/A | N/A | N/A | N/A | N | DATA NOT AVAILABLE | N/A | TBC | N/A | DATA NOT AVAILABLE | 2020-10-01
2000056221854 | DATA NOT AVAILABLE | HALE FARM SOLAR LTD | DATA NOT AVAILABLE | HALE FARM PV GENERATION | DATA NOT AVAILABLE | SALISBURY | WILTSHIRE | SP4 0AW | ENGLAND | 419461 | 137939 | MELK | AMES 33kV | BOSCOMBE DOWN | 11 | SOUTHERN ELECTRIC POWER DISTRIBUTION PLC | SOLAR | PHOTOVOLTAIC | NO | TBC | TBC | TBC | DATA NOT AVAILABLE | DATA NOT AVAILABLE | DATA NOT AVAILABLE | DATA NOT AVAILABLE | DATA NOT AVAILABLE | DATA NOT AVAILABLE | DATA NOT AVAILABLE | DATA NOT AVAILABLE | DATA NOT AVAILABLE | DATA NOT AVAILABLE | DATA NOT AVAILABLE | DATA NOT AVAILABLE | No | CONNECTED | 4.75 | 4.75 | 5 | TBC | TBC | TBC | N/A | N/A | N/A | N/A | N/A | N/A | N/A | N | DATA NOT AVAILABLE | N/A | TBC | N/A | DATA NOT AVAILABLE | 2020-10-01
2000056235458 | DATA NOT AVAILABLE | DATA NOT AVAILABLE | DATA NOT AVAILABLE | DATA NOT AVAILABLE | DATA NOT AVAILABLE | DATA NOT AVAILABLE | DATA NOT AVAILABLE | TBC | ENGLAND | TBC | TBC | TBC | TBC | TBC | TBC | SOUTHERN ELECTRIC POWER DISTRIBUTION PLC | DATA NOT AVAILABLE | DATA NOT AVAILABLE | NO | TBC | TBC | TBC | DATA NOT AVAILABLE | DATA NOT AVAILABLE | DATA NOT AVAILABLE | DATA NOT AVAILABLE | DATA NOT AVAILABLE | DATA NOT AVAILABLE | DATA NOT AVAILABLE | DATA NOT AVAILABLE | DATA NOT AVAILABLE | DATA NOT AVAILABLE | DATA NOT AVAILABLE | DATA NOT AVAILABLE | No | CONNECTED | 10.26 | 10.26 | 10.8 | TBC | TBC | TBC | N/A | N/A | N/A | N/A | N/A | N/A | N/A | N | DATA NOT AVAILABLE | N/A | TBC | N/A | DATA NOT AVAILABLE | 2020-10-01
2000056536140 | DATA NOT AVAILABLE | MET OFFICE | SUBSTATION A | MET OFFICE HPC COMPLEX | UPPER RICHARDSON | EXETER | DEVON | TBC | ENGLAND | TBC | TBC | TBC | TBC | TBC | TBC | SOUTHERN ELECTRIC POWER DISTRIBUTION PLC | DATA NOT AVAILABLE | DATA NOT AVAILABLE | NO | TBC | TBC | TBC | DATA NOT AVAILABLE | DATA NOT AVAILABLE | DATA NOT AVAILABLE | DATA NOT AVAILABLE | DATA NOT AVAILABLE | DATA NOT AVAILABLE | DATA NOT AVAILABLE | DATA NOT AVAILABLE | DATA NOT AVAILABLE | DATA NOT AVAILABLE | DATA NOT AVAILABLE | DATA NOT AVAILABLE | No | CONNECTED | 4.75 | 4.75 | 5 | TBC | TBC | TBC | N/A | N/A | N/A | N/A | N/A | N/A | N/A | N | DATA NOT AVAILABLE | N/A | TBC | N/A | DATA NOT AVAILABLE | 2020-10-01
2000056542997 | DATA NOT AVAILABLE | MET OFFICE | SUBSTATION B | MET OFFICE HPC COMPLEX | UPPER RICHARDSON | EXETER | DEVON | TBC | ENGLAND | TBC | TBC | TBC | TBC | TBC | TBC | SOUTHERN ELECTRIC POWER DISTRIBUTION PLC | DATA NOT AVAILABLE | DATA NOT AVAILABLE | NO | TBC | TBC | TBC | DATA NOT AVAILABLE | DATA NOT AVAILABLE | DATA NOT AVAILABLE | DATA NOT AVAILABLE | DATA NOT AVAILABLE | DATA NOT AVAILABLE | DATA NOT AVAILABLE | DATA NOT AVAILABLE | DATA NOT AVAILABLE | DATA NOT AVAILABLE | DATA NOT AVAILABLE | DATA NOT AVAILABLE | No | CONNECTED | 4.75 | 4.75 | 5 | TBC | TBC | TBC | N/A | N/A | N/A | N/A | N/A | N/A | N/A | N | DATA NOT AVAILABLE | N/A | TBC | N/A | DATA NOT AVAILABLE | 2020-10-01
2000053564924 | DATA NOT AVAILABLE | BIFFA WASTE SERVICES LIMITED | DATA NOT AVAILABLE | STUDLEY GRANGE LANDFILL SITE | HAY LANE | SWINDON | WILTSHIRE | SN4 9QT | ENGLAND | 410714 | 182194 | MITY | TOOT 33kV | WROUGHTON | 11 | SOUTHERN ELECTRIC POWER DISTRIBUTION PLC | WASTE | DATA NOT AVAILABLE | NO | TBC | TBC | TBC | DATA NOT AVAILABLE | DATA NOT AVAILABLE | DATA NOT AVAILABLE | DATA NOT AVAILABLE | DATA NOT AVAILABLE | DATA NOT AVAILABLE | DATA NOT AVAILABLE | DATA NOT AVAILABLE | DATA NOT AVAILABLE | DATA NOT AVAILABLE | DATA NOT AVAILABLE | DATA NOT AVAILABLE | No | CONNECTED | 1.9 | 1.9 | 2 | TBC | TBC | TBC | N/A | N/A | N/A | N/A | N/A | N/A | N/A | N | DATA NOT AVAILABLE | N/A | TBC | N/A | DATA NOT AVAILABLE | 2020-10-01
2000056827890 | DATA NOT AVAILABLE | ASHTON SOLAR FARM | ASHTON COMMON PV | DATA NOT AVAILABLE | ASHTON LANE | TROWBRIDGE | WILTSHIRE | BA14 6DX | ENGLAND | 388976 | 158134 | MELK | NORR 33kV | ASHTON PARK | 11 | SOUTHERN ELECTRIC POWER DISTRIBUTION PLC | SOLAR | PHOTOVOLTAIC | NO | TBC | TBC | TBC | DATA NOT AVAILABLE | DATA NOT AVAILABLE | DATA NOT AVAILABLE | DATA NOT AVAILABLE | DATA NOT AVAILABLE | DATA NOT AVAILABLE | DATA NOT AVAILABLE | DATA NOT AVAILABLE | DATA NOT AVAILABLE | DATA NOT AVAILABLE | DATA NOT AVAILABLE | DATA NOT AVAILABLE | No | CONNECTED | 3.8 | 3.8 | 4 | TBC | TBC | TBC | N/A | N/A | N/A | N/A | N/A | N/A | N/A | N | DATA NOT AVAILABLE | N/A | TBC | N/A | DATA NOT AVAILABLE | 2020-10-01
2000056828004 | DATA NOT AVAILABLE | MANOR FARM PV | MANOR FARM PV | DATA NOT AVAILABLE | DATA NOT AVAILABLE | CASTLE CARY | SOMERSET | BA7 7BA | ENGLAND | 364072 | 132144 | AXMI | YEOV 33kV | CASTLE CARY | 11 | SOUTHERN ELECTRIC POWER DISTRIBUTION PLC | SOLAR | PHOTOVOLTAIC | NO | TBC | TBC | TBC | DATA NOT AVAILABLE | DATA NOT AVAILABLE | DATA NOT AVAILABLE | DATA NOT AVAILABLE | DATA NOT AVAILABLE | DATA NOT AVAILABLE | DATA NOT AVAILABLE | DATA NOT AVAILABLE | DATA NOT AVAILABLE | DATA NOT AVAILABLE | DATA NOT AVAILABLE | DATA NOT AVAILABLE | No | CONNECTED | 1.254 | 1.254 | 1.32 | TBC | TBC | TBC | N/A | N/A | N/A | N/A | N/A | N/A | N/A | N | DATA NOT AVAILABLE | N/A | TBC | N/A | DATA NOT AVAILABLE | 2020-10-01
2000057291630 | DATA NOT AVAILABLE | DATA NOT AVAILABLE | DATA NOT AVAILABLE | WATERSIDE PARK | DATA NOT AVAILABLE | SWINDON | SWINDON | SN2 2PJ | ENGLAND | 413636 | 185906 | MITY | SWIN 33kV | SWINDON | 11 | SOUTHERN ELECTRIC POWER DISTRIBUTION PLC | DATA NOT AVAILABLE | DATA NOT AVAILABLE | NO | TBC | TBC | TBC | DATA NOT AVAILABLE | DATA NOT AVAILABLE | DATA NOT AVAILABLE | DATA NOT AVAILABLE | DATA NOT AVAILABLE | DATA NOT AVAILABLE | DATA NOT AVAILABLE | DATA NOT AVAILABLE | DATA NOT AVAILABLE | DATA NOT AVAILABLE | DATA NOT AVAILABLE | DATA NOT AVAILABLE | No | CONNECTED | 2.375 | 2.375 | 2.5 | TBC | TBC | TBC | N/A | N/A | N/A | N/A | N/A | N/A | N/A | N | DATA NOT AVAILABLE | N/A | TBC | N/A | DATA NOT AVAILABLE | 2020-10-01
2000055815459 | DATA NOT AVAILABLE | CROUCHLAND BIOGAS LIMITED | DATA NOT AVAILABLE | CROUCHLAND FARM | RICKMANS LANE | BILLINGSHURST | WEST SUSSEX | RH14 0LE | ENGLAND | 501245 | 129673 | FLEE | FERN 33kV | PLAISTOW | 11 | SOUTHERN ELECTRIC POWER DISTRIBUTION PLC | SOLAR | PHOTOVOLTAIC | NO | TBC | TBC | 4.75 | DATA NOT AVAILABLE | DATA NOT AVAILABLE | DATA NOT AVAILABLE | DATA NOT AVAILABLE | DATA NOT AVAILABLE | DATA NOT AVAILABLE | DATA NOT AVAILABLE | DATA NOT AVAILABLE | DATA NOT AVAILABLE | DATA NOT AVAILABLE | DATA NOT AVAILABLE | DATA NOT AVAILABLE | No | CONNECTED | 4.75 | 4.75 | 5 | TBC | TBC | TBC | N/A | N/A | N/A | N/A | N/A | N/A | N/A | N | DATA NOT AVAILABLE | N/A | TBC | N/A | DATA NOT AVAILABLE | 2020-10-01
1700053257704 | DATA NOT AVAILABLE | BALMORAL ESTATES FAO RICHARD GLEDSON | DATA NOT AVAILABLE | DATA NOT AVAILABLE | DATA NOT AVAILABLE | BALLATER | ABERDEENSHIRE | AB35 5SU | SCOTLAND | 333551 | 789718 | TARL | N/A | BALLATER | 11 | SCOTTISH HYDRO ELECTRIC POWER DISTRIBUTION PLC | WATER (FLOWING WATER OR HEAD OF WATER) | HYDRO - OTHER | NO | TBC | TBC | 2 | DATA NOT AVAILABLE | DATA NOT AVAILABLE | DATA NOT AVAILABLE | DATA NOT AVAILABLE | DATA NOT AVAILABLE | DATA NOT AVAILABLE | DATA NOT AVAILABLE | DATA NOT AVAILABLE | DATA NOT AVAILABLE | DATA NOT AVAILABLE | DATA NOT AVAILABLE | DATA NOT AVAILABLE | No | CONNECTED | 1.9 | 1.9 | 2 | 0.095 | 0.1 | 2020-03-10 | N/A | N/A | N/A | N/A | N/A | N/A | N/A | N | DATA NOT AVAILABLE | N/A | TBC | N/A | DATA NOT AVAILABLE | 2020-11-02
1700051730590 | DATA NOT AVAILABLE | SSE GENERATION LTD | STORNOWAY PS G8 | BATTERY POINT | DATA NOT AVAILABLE | STORNOWAY | ISLE OF LEWIS | HS1 2RP | SCOTLAND | 143091 | 932383 | ARMO | N/A | BATTERY POINT | 11 | SCOTTISH HYDRO ELECTRIC POWER DISTRIBUTION PLC | DATA NOT AVAILABLE | DATA NOT AVAILABLE | NO | TBC | TBC | TBC | DATA NOT AVAILABLE | DATA NOT AVAILABLE | DATA NOT AVAILABLE | DATA NOT AVAILABLE | DATA NOT AVAILABLE | DATA NOT AVAILABLE | DATA NOT AVAILABLE | DATA NOT AVAILABLE | DATA NOT AVAILABLE | DATA NOT AVAILABLE | DATA NOT AVAILABLE | DATA NOT AVAILABLE | No | CONNECTED | 3.325 | 3.325 | 3.5 | TBC | TBC | TBC | N/A | N/A | N/A | N/A | N/A | N/A | N/A | N | DATA NOT AVAILABLE | N/A | TBC | N/A | DATA NOT AVAILABLE | 2020-11-02
1700051730605 | DATA NOT AVAILABLE | SSE GENERATION LTD | STORNOWAY PS G9 | BATTERY POINT | DATA NOT AVAILABLE | STORNOWAY | ISLE OF LEWIS | HS1 2RP | SCOTLAND | 143091 | 932383 | ARMO | N/A | BATTERY POINT | 11 | SCOTTISH HYDRO ELECTRIC POWER DISTRIBUTION PLC | DATA NOT AVAILABLE | DATA NOT AVAILABLE | NO | TBC | TBC | TBC | DATA NOT AVAILABLE | DATA NOT AVAILABLE | DATA NOT AVAILABLE | DATA NOT AVAILABLE | DATA NOT AVAILABLE | DATA NOT AVAILABLE | DATA NOT AVAILABLE | DATA NOT AVAILABLE | DATA NOT AVAILABLE | DATA NOT AVAILABLE | DATA NOT AVAILABLE | DATA NOT AVAILABLE | No | CONNECTED | 4.37 | 4.37 | 4.6 | TBC | TBC | TBC | N/A | N/A | N/A | N/A | N/A | N/A | N/A | N | DATA NOT AVAILABLE | N/A | TBC | N/A | DATA NOT AVAILABLE | 2020-11-02
1700051730730 | DATA NOT AVAILABLE | SSE GENERATION LTD | LOCH CARNON G5 | SOUTH UIST | DATA NOT AVAILABLE | ISLE OF SOUTH UIST | EILEAN SIAR | HS8 5PD | SCOTLAND | 82194 | 843433 | ARMO | N/A | LOCH CARNAN | 11 | SCOTTISH HYDRO ELECTRIC POWER DISTRIBUTION PLC | DATA NOT AVAILABLE | DATA NOT AVAILABLE | NO | TBC | TBC | TBC | DATA NOT AVAILABLE | DATA NOT AVAILABLE | DATA NOT AVAILABLE | DATA NOT AVAILABLE | DATA NOT AVAILABLE | DATA NOT AVAILABLE | DATA NOT AVAILABLE | DATA NOT AVAILABLE | DATA NOT AVAILABLE | DATA NOT AVAILABLE | DATA NOT AVAILABLE | DATA NOT AVAILABLE | No | CONNECTED | 2.28 | 2.28 | 2.4 | TBC | TBC | TBC | N/A | N/A | N/A | N/A | N/A | N/A | N/A | N | DATA NOT AVAILABLE | N/A | TBC | N/A | DATA NOT AVAILABLE | 2020-11-02
1700051730758 | DATA NOT AVAILABLE | SSE GENERATION LTD | KIRKWALL PS G4 | GREAT WESTERN ROAD | DATA NOT AVAILABLE | KIRKWALL | ORKNEY | KW15 1AN | SCOTLAND | 344676 | 1010893 | TBC | N/A | TBC | TBC | SCOTTISH HYDRO ELECTRIC POWER DISTRIBUTION PLC | DATA NOT AVAILABLE | DATA NOT AVAILABLE | NO | TBC | TBC | TBC | DATA NOT AVAILABLE | DATA NOT AVAILABLE | DATA NOT AVAILABLE | DATA NOT AVAILABLE | DATA NOT AVAILABLE | DATA NOT AVAILABLE | DATA NOT AVAILABLE | DATA NOT AVAILABLE | DATA NOT AVAILABLE | DATA NOT AVAILABLE | DATA NOT AVAILABLE | DATA NOT AVAILABLE | No | CONNECTED | 3.99 | 3.99 | 4.2 | TBC | TBC | TBC | N/A | N/A | N/A | N/A | N/A | N/A | N/A | N | DATA NOT AVAILABLE | N/A | TBC | N/A | DATA NOT AVAILABLE | 2020-11-02
1700051730785 | DATA NOT AVAILABLE | SSE GENERATION LTD | KIRKWALL PS G6 | GREAT WESTERN ROAD | DATA NOT AVAILABLE | KIRKWALL | ORKNEY | KW15 1AN | SCOTLAND | 344676 | 1010893 | TBC | N/A | TBC | TBC | SCOTTISH HYDRO ELECTRIC POWER DISTRIBUTION PLC | DATA NOT AVAILABLE | DATA NOT AVAILABLE | NO | TBC | TBC | TBC | DATA NOT AVAILABLE | DATA NOT AVAILABLE | DATA NOT AVAILABLE | DATA NOT AVAILABLE | DATA NOT AVAILABLE | DATA NOT AVAILABLE | DATA NOT AVAILABLE | DATA NOT AVAILABLE | DATA NOT AVAILABLE | DATA NOT AVAILABLE | DATA NOT AVAILABLE | DATA NOT AVAILABLE | No | CONNECTED | 3.99 | 3.99 | 4.2 | TBC | TBC | TBC | N/A | N/A | N/A | N/A | N/A | N/A | N/A | N | DATA NOT AVAILABLE | N/A | TBC | N/A | DATA NOT AVAILABLE | 2020-11-02
1700051730800 | DATA NOT AVAILABLE | SSE GENERATION LTD | KIRKWALL PS G8 | GREAT WESTERN ROAD | DATA NOT AVAILABLE | KIRKWALL | ORKNEY | KW15 1AN | SCOTLAND | 344676 | 1010893 | TBC | N/A | TBC | TBC | SCOTTISH HYDRO ELECTRIC POWER DISTRIBUTION PLC | DATA NOT AVAILABLE | DATA NOT AVAILABLE | NO | TBC | TBC | TBC | DATA NOT AVAILABLE | DATA NOT AVAILABLE | DATA NOT AVAILABLE | DATA NOT AVAILABLE | DATA NOT AVAILABLE | DATA NOT AVAILABLE | DATA NOT AVAILABLE | DATA NOT AVAILABLE | DATA NOT AVAILABLE | DATA NOT AVAILABLE | DATA NOT AVAILABLE | DATA NOT AVAILABLE | No | CONNECTED | 3.325 | 3.325 | 3.5 | TBC | TBC | TBC | N/A | N/A | N/A | N/A | N/A | N/A | N/A | N | DATA NOT AVAILABLE | N/A | TBC | N/A | DATA NOT AVAILABLE | 2020-11-02
1700051732160 | DATA NOT AVAILABLE | ARJO WIGGINS FINE PAPERS LIMITED | ARJO WIGGINS | STONEYWOOD PAPER | DATA NOT AVAILABLE | ABERDEEN | ABERDEEN | AB21 9AB | SCOTLAND | 389786 | 811049 | PERS | N/A | STONEYWOOD | TBC | SCOTTISH HYDRO ELECTRIC POWER DISTRIBUTION PLC | DATA NOT AVAILABLE | DATA NOT AVAILABLE | NO | TBC | TBC | TBC | DATA NOT AVAILABLE | DATA NOT AVAILABLE | DATA NOT AVAILABLE | DATA NOT AVAILABLE | DATA NOT AVAILABLE | DATA NOT AVAILABLE | DATA NOT AVAILABLE | DATA NOT AVAILABLE | DATA NOT AVAILABLE | DATA NOT AVAILABLE | DATA NOT AVAILABLE | DATA NOT AVAILABLE | No | CONNECTED | 4.75 | 4.75 | 5 | TBC | TBC | TBC | N/A | N/A | N/A | N/A | N/A | N/A | N/A | N | DATA NOT AVAILABLE | N/A | TBC | N/A | DATA NOT AVAILABLE | 2020-11-02
1700051732170 | DATA NOT AVAILABLE | ARJO WIGGINS FINE PAPERS LIMITED | ARJO WIGGINS | STONEYWOOD PAPER GEN444M | DATA NOT AVAILABLE | ABERDEEN | ABERDEEN | AB21 9AB | SCOTLAND | 389786 | 811049 | PERS | N/A | STONEYWOOD | TBC | SCOTTISH HYDRO ELECTRIC POWER DISTRIBUTION PLC | DATA NOT AVAILABLE | DATA NOT AVAILABLE | NO | TBC | TBC | TBC | DATA NOT AVAILABLE | DATA NOT AVAILABLE | DATA NOT AVAILABLE | DATA NOT AVAILABLE | DATA NOT AVAILABLE | DATA NOT AVAILABLE | DATA NOT AVAILABLE | DATA NOT AVAILABLE | DATA NOT AVAILABLE | DATA NOT AVAILABLE | DATA NOT AVAILABLE | DATA NOT AVAILABLE | No | CONNECTED | 4.75 | 4.75 | 5 | TBC | TBC | TBC | N/A | N/A | N/A | N/A | N/A | N/A | N/A | N | DATA NOT AVAILABLE | N/A | TBC | N/A | DATA NOT AVAILABLE | 2020-11-02
1700051732212 | DATA NOT AVAILABLE | ORKNEY WIND TURBINE NM1500 | THORFINN A WIND ENERGY PROJECT | THORFINN A WIND ENERGY PROJECT | DATA NOT AVAILABLE | ORKNEY | ORKNEY ISLANDS | KW17 2PJ | SCOTLAND | 336017 | 1026101 | THSO | N/A | BURGARHILL | 11 | SCOTTISH HYDRO ELECTRIC POWER DISTRIBUTION PLC | WIND | ONSHORE WIND TURBINES | NO | TBC | TBC | TBC | DATA NOT AVAILABLE | DATA NOT AVAILABLE | DATA NOT AVAILABLE | DATA NOT AVAILABLE | DATA NOT AVAILABLE | DATA NOT AVAILABLE | DATA NOT AVAILABLE | DATA NOT AVAILABLE | DATA NOT AVAILABLE | DATA NOT AVAILABLE | DATA NOT AVAILABLE | DATA NOT AVAILABLE | No | CONNECTED | 1.425 | 1.425 | 1.5 | TBC | TBC | TBC | N/A | N/A | N/A | N/A | N/A | N/A | N/A | N | DATA NOT AVAILABLE | N/A | TBC | N/A | DATA NOT AVAILABLE | 2020-11-02
1700051732240 | DATA NOT AVAILABLE | BURGAR HILL | BURGAR HILL | NORDEX SRO 3 | DATA NOT AVAILABLE | ORKNEY | ORKNEY ISLANDS | KW17 2PJ | SCOTLAND | 336017 | 1026101 | THSO | N/A | BURGARHILL | 11 | SCOTTISH HYDRO ELECTRIC POWER DISTRIBUTION PLC | WIND | ONSHORE WIND TURBINES | NO | TBC | TBC | TBC | DATA NOT AVAILABLE | DATA NOT AVAILABLE | DATA NOT AVAILABLE | DATA NOT AVAILABLE | DATA NOT AVAILABLE | DATA NOT AVAILABLE | DATA NOT AVAILABLE | DATA NOT AVAILABLE | DATA NOT AVAILABLE | DATA NOT AVAILABLE | DATA NOT AVAILABLE | DATA NOT AVAILABLE | No | CONNECTED | 1.425 | 1.425 | 1.5 | TBC | TBC | TBC | N/A | N/A | N/A | N/A | N/A | N/A | N/A | N | DATA NOT AVAILABLE | N/A | TBC | N/A | DATA NOT AVAILABLE | 2020-11-02
1700051734112 | DATA NOT AVAILABLE | SSE GENERATION LTD | MUCCOMER POWER STATION | GAIRLOCHY | DATA NOT AVAILABLE | INVERNESS | HIGHLAND | PH34 4EQ | SCOTLAND | 218256 | 783875 | FWIL | N/A | INVERLOCHY | 11 | SCOTTISH HYDRO ELECTRIC POWER DISTRIBUTION PLC | DATA NOT AVAILABLE | DATA NOT AVAILABLE | NO | TBC | TBC | TBC | DATA NOT AVAILABLE | DATA NOT AVAILABLE | DATA NOT AVAILABLE | DATA NOT AVAILABLE | DATA NOT AVAILABLE | DATA NOT AVAILABLE | DATA NOT AVAILABLE | DATA NOT AVAILABLE | DATA NOT AVAILABLE | DATA NOT AVAILABLE | DATA NOT AVAILABLE | DATA NOT AVAILABLE | No | CONNECTED | 1.71 | 1.71 | 1.8 | TBC | TBC | TBC | N/A | N/A | N/A | N/A | N/A | N/A | N/A | N | DATA NOT AVAILABLE | N/A | TBC | N/A | DATA NOT AVAILABLE | 2020-11-02
1700051734177 | DATA NOT AVAILABLE | SSE GENERATION LTD | KERRY FALLS POWER STATION | GENERATOR 3 IMPORT | DATA NOT AVAILABLE | GAIRLOCH | ROSS-SHIRE | IV22 2HP | SCOTLAND | 182807 | 872027 | GRUB | N/A | GRUDIE BRIDGE | TBC | SCOTTISH HYDRO ELECTRIC POWER DISTRIBUTION PLC | DATA NOT AVAILABLE | DATA NOT AVAILABLE | NO | TBC | TBC | TBC | DATA NOT AVAILABLE | DATA NOT AVAILABLE | DATA NOT AVAILABLE | DATA NOT AVAILABLE | DATA NOT AVAILABLE | DATA NOT AVAILABLE | DATA NOT AVAILABLE | DATA NOT AVAILABLE | DATA NOT AVAILABLE | DATA NOT AVAILABLE | DATA NOT AVAILABLE | DATA NOT AVAILABLE | Yes | CONNECTED | 1.235 | 1.235 | 1.3 | TBC | TBC | TBC | N/A | N/A | N/A | N/A | N/A | N/A | N/A | Y | DATA NOT AVAILABLE | CMZ-ISY-008 | TBC | N/A | DATA NOT AVAILABLE | 2020-11-02
1700051744849 | DATA NOT AVAILABLE | SSE GENERATION LTD | BOWMORE GEN233 | BOWMORE | DATA NOT AVAILABLE | ISLE OF ISLAY | ARGYLL AND BUTE | PA43 7JX | SCOTLAND | 131002 | 659677 | TBC | N/A | TBC | TBC | SCOTTISH HYDRO ELECTRIC POWER DISTRIBUTION PLC | FOSSIL OIL | ENGINE (COMBUSTION / RECIPROCATING) | NO | TBC | TBC | TBC | DATA NOT AVAILABLE | DATA NOT AVAILABLE | DATA NOT AVAILABLE | DATA NOT AVAILABLE | DATA NOT AVAILABLE | DATA NOT AVAILABLE | DATA NOT AVAILABLE | DATA NOT AVAILABLE | DATA NOT AVAILABLE | DATA NOT AVAILABLE | DATA NOT AVAILABLE | DATA NOT AVAILABLE | No | CONNECTED | 1.9 | 1.9 | 2 | TBC | TBC | TBC | N/A | N/A | N/A | N/A | N/A | N/A | N/A | N | DATA NOT AVAILABLE | N/A | TBC | N/A | DATA NOT AVAILABLE | 2020-11-02
1700051744867 | DATA NOT AVAILABLE | SSE GENERATION LTD | ARNISH POWER STATION | ARNISH POINT | DATA NOT AVAILABLE | STORNOWAY | ISLE OF LEWIS | HS2 9JY | SCOTLAND | 142943 | 930622 | ARMO | N/A | ARNISH | TBC | SCOTTISH HYDRO ELECTRIC POWER DISTRIBUTION PLC | DATA NOT AVAILABLE | DATA NOT AVAILABLE | NO | TBC | TBC | TBC | DATA NOT AVAILABLE | DATA NOT AVAILABLE | DATA NOT AVAILABLE | DATA NOT AVAILABLE | DATA NOT AVAILABLE | DATA NOT AVAILABLE | DATA NOT AVAILABLE | DATA NOT AVAILABLE | DATA NOT AVAILABLE | DATA NOT AVAILABLE | DATA NOT AVAILABLE | DATA NOT AVAILABLE | No | CONNECTED | 2.85 | 2.85 | 3 | TBC | TBC | TBC | N/A | N/A | N/A | N/A | N/A | N/A | N/A | N | DATA NOT AVAILABLE | N/A | TBC | N/A | DATA NOT AVAILABLE | 2020-11-02
1700051748160 | DATA NOT AVAILABLE | SIMEC KINLOCHLEVEN POWER LTD | KINLOCHLEVEN SMELTER | KINLOCHLEVEN HYDRO PS | DATA NOT AVAILABLE | KINLOCHLEVEN | ARGYLL | PH50 4SF | SCOTLAND | 218997 | 761866 | TBC | N/A | TBC | TBC | SCOTTISH HYDRO ELECTRIC POWER DISTRIBUTION PLC | WATER (FLOWING WATER OR HEAD OF WATER) | HYDRO - OTHER | NO | TBC | TBC | TBC | DATA NOT AVAILABLE | DATA NOT AVAILABLE | DATA NOT AVAILABLE | DATA NOT AVAILABLE | DATA NOT AVAILABLE | DATA NOT AVAILABLE | DATA NOT AVAILABLE | DATA NOT AVAILABLE | DATA NOT AVAILABLE | DATA NOT AVAILABLE | DATA NOT AVAILABLE | DATA NOT AVAILABLE | No | CONNECTED | 19 | 19 | 20 | TBC | TBC | TBC | N/A | N/A | N/A | N/A | N/A | N/A | N/A | N | DATA NOT AVAILABLE | N/A | TBC | N/A | DATA NOT AVAILABLE | 2020-11-02
1700051751590 | DATA NOT AVAILABLE | MELTON LG ENERGY LIMITED | AUCHINCARROCH GEN464G2 | LANDFILL GENERATION SITE | DATA NOT AVAILABLE | ALEXANDRIA | DUNBARTONSHIRE | G83 9EY | SCOTLAND | 239821 | 680730 | STHA | N/A | AUCHENCARROCH | TBC | SCOTTISH HYDRO ELECTRIC POWER DISTRIBUTION PLC | DATA NOT AVAILABLE | DATA NOT AVAILABLE | NO | TBC | TBC | TBC | DATA NOT AVAILABLE | DATA NOT AVAILABLE | DATA NOT AVAILABLE | DATA NOT AVAILABLE | DATA NOT AVAILABLE | DATA NOT AVAILABLE | DATA NOT AVAILABLE | DATA NOT AVAILABLE | DATA NOT AVAILABLE | DATA NOT AVAILABLE | DATA NOT AVAILABLE | DATA NOT AVAILABLE | No | CONNECTED | 1.012 | 1.012 | 1.065 | TBC | TBC | TBC | N/A | N/A | N/A | N/A | N/A | N/A | N/A | N | DATA NOT AVAILABLE | N/A | TBC | N/A | DATA NOT AVAILABLE | 2020-11-02
1700051768478 | DATA NOT AVAILABLE | SSE GENERATION LTD | ST FILLANS POWER STATION | GENERATOR 1 IMPORT | DATA NOT AVAILABLE | CRIEFF | PERTHSHIRE | PH6 2NG | SCOTLAND | 268417 | 724774 | SFIL | N/A | ST FILLANS P S | TBC | SCOTTISH HYDRO ELECTRIC POWER DISTRIBUTION PLC | HYDRO (TO BE CONFIRMED) | HYDRO - OTHER | NO | TBC | TBC | TBC | DATA NOT AVAILABLE | DATA NOT AVAILABLE | DATA NOT AVAILABLE | DATA NOT AVAILABLE | DATA NOT AVAILABLE | DATA NOT AVAILABLE | DATA NOT AVAILABLE | DATA NOT AVAILABLE | DATA NOT AVAILABLE | DATA NOT AVAILABLE | DATA NOT AVAILABLE | DATA NOT AVAILABLE | No | CONNECTED | 19.95 | 19.95 | 21 | TBC | TBC | TBC | N/A | N/A | N/A | N/A | N/A | N/A | N/A | N | DATA NOT AVAILABLE | N/A | TBC | N/A | DATA NOT AVAILABLE | 2020-11-02
1700051768566 | DATA NOT AVAILABLE | SSE GENERATION LTD | GRUDIE BRIDGE POWER STATION | GENERATOR 1 IMPORT | DATA NOT AVAILABLE | GARVE | ROSS-SHIRE | IV23 2QB | SCOTLAND | 230854 | 862135 | GRUB | N/A | GRUDIE BRIDGE | TBC | SCOTTISH HYDRO ELECTRIC POWER DISTRIBUTION PLC | HYDRO (TO BE CONFIRMED) | HYDRO - OTHER | NO | TBC | TBC | TBC | DATA NOT AVAILABLE | DATA NOT AVAILABLE | DATA NOT AVAILABLE | DATA NOT AVAILABLE | DATA NOT AVAILABLE | DATA NOT AVAILABLE | DATA NOT AVAILABLE | DATA NOT AVAILABLE | DATA NOT AVAILABLE | DATA NOT AVAILABLE | DATA NOT AVAILABLE | DATA NOT AVAILABLE | No | CONNECTED | 12.54 | 12.54 | 13.2 | TBC | TBC | TBC | N/A | N/A | N/A | N/A | N/A | N/A | N/A | N | DATA NOT AVAILABLE | N/A | TBC | N/A | DATA NOT AVAILABLE | 2020-11-02
1700051768618 | DATA NOT AVAILABLE | SSE GENERATION LTD | GRUDIE BRIDGE POWER STATION | GENERATOR 2 IMPORT | DATA NOT AVAILABLE | GARVE | ROSS-SHIRE | IV23 2QB | SCOTLAND | 230854 | 862135 | GRUB | N/A | GRUDIE BRIDGE | TBC | SCOTTISH HYDRO ELECTRIC POWER DISTRIBUTION PLC | HYDRO (TO BE CONFIRMED) | HYDRO - OTHER | NO | TBC | TBC | TBC | DATA NOT AVAILABLE | DATA NOT AVAILABLE | DATA NOT AVAILABLE | DATA NOT AVAILABLE | DATA NOT AVAILABLE | DATA NOT AVAILABLE | DATA NOT AVAILABLE | DATA NOT AVAILABLE | DATA NOT AVAILABLE | DATA NOT AVAILABLE | DATA NOT AVAILABLE | DATA NOT AVAILABLE | No | CONNECTED | 11.4 | 11.4 | 12 | TBC | TBC | TBC | N/A | N/A | N/A | N/A | N/A | N/A | N/A | N | DATA NOT AVAILABLE | N/A | TBC | N/A | DATA NOT AVAILABLE | 2020-11-02
1700051768663 | DATA NOT AVAILABLE | SSE GENERATION LTD | ACHANALT POWER STATION | GENERATOR 1 IMPORT | DATA NOT AVAILABLE | GARVE | ROSS-SHIRE | IV23 2QB | SCOTLAND | 230854 | 862135 | GRUB | N/A | GRUDIE BRIDGE | TBC | SCOTTISH HYDRO ELECTRIC POWER DISTRIBUTION PLC | DATA NOT AVAILABLE | DATA NOT AVAILABLE | NO | TBC | TBC | TBC | DATA NOT AVAILABLE | DATA NOT AVAILABLE | DATA NOT AVAILABLE | DATA NOT AVAILABLE | DATA NOT AVAILABLE | DATA NOT AVAILABLE | DATA NOT AVAILABLE | DATA NOT AVAILABLE | DATA NOT AVAILABLE | DATA NOT AVAILABLE | DATA NOT AVAILABLE | DATA NOT AVAILABLE | No | CONNECTED | 2.945 | 2.945 | 3.1 | TBC | TBC | TBC | N/A | N/A | N/A | N/A | N/A | N/A | N/A | N | DATA NOT AVAILABLE | N/A | TBC | N/A | DATA NOT AVAILABLE | 2020-11-02
1700051771578 | DATA NOT AVAILABLE | DATA NOT AVAILABLE | BEINN TURIC 2 WINDFARM | DATA NOT AVAILABLE | DATA NOT AVAILABLE | CAMPBELTOWN | ARGYLL | PA28 6QG | SCOTLAND | 179886 | 638063 | CAAD | N/A | CARRADALE GRID | TBC | SCOTTISH HYDRO ELECTRIC POWER DISTRIBUTION PLC | WIND | ONSHORE WIND TURBINES | NO | TBC | TBC | TBC | DATA NOT AVAILABLE | DATA NOT AVAILABLE | DATA NOT AVAILABLE | DATA NOT AVAILABLE | DATA NOT AVAILABLE | DATA NOT AVAILABLE | DATA NOT AVAILABLE | DATA NOT AVAILABLE | DATA NOT AVAILABLE | DATA NOT AVAILABLE | DATA NOT AVAILABLE | DATA NOT AVAILABLE | No | CONNECTED | 14.25 | 14.25 | 15 | TBC | TBC | TBC | N/A | N/A | N/A | N/A | N/A | N/A | N/A | N | DATA NOT AVAILABLE | N/A | TBC | N/A | DATA NOT AVAILABLE | 2020-11-02
1700051957655 | DATA NOT AVAILABLE | DATA NOT AVAILABLE | DOUGLAS WATER | HYDRO GENERATOR | DATA NOT AVAILABLE | INVERARAY | ARGYLL | TBC | SCOTLAND | TBC | TBC | PORA | N/A | PORT ANN GRID | TBC | SCOTTISH HYDRO ELECTRIC POWER DISTRIBUTION PLC | WATER (FLOWING WATER OR HEAD OF WATER) | HYDRO - OTHER | NO | TBC | TBC | TBC | DATA NOT AVAILABLE | DATA NOT AVAILABLE | DATA NOT AVAILABLE | DATA NOT AVAILABLE | DATA NOT AVAILABLE | DATA NOT AVAILABLE | DATA NOT AVAILABLE | DATA NOT AVAILABLE | DATA NOT AVAILABLE | DATA NOT AVAILABLE | DATA NOT AVAILABLE | DATA NOT AVAILABLE | No | CONNECTED | 2.85 | 2.85 | 3 | TBC | TBC | TBC | N/A | N/A | N/A | N/A | N/A | N/A | N/A | N | DATA NOT AVAILABLE | N/A | TBC | N/A | DATA NOT AVAILABLE | 2020-11-02
2000055680942 | DATA NOT AVAILABLE | HERRIARD BIO POWER LIMITED | HERRIARD AD PLANT | OFF BAGMORE LANE | DATA NOT AVAILABLE | BASINGSTOKE | HAMPSHIRE | RG25 2PZ | ENGLAND | 466101 | 144740 | FLEE | ALTO 33kV | HERRIARD | 11 | SOUTHERN ELECTRIC POWER DISTRIBUTION PLC | DATA NOT AVAILABLE | DATA NOT AVAILABLE | NO | TBC | TBC | TBC | DATA NOT AVAILABLE | DATA NOT AVAILABLE | DATA NOT AVAILABLE | DATA NOT AVAILABLE | DATA NOT AVAILABLE | DATA NOT AVAILABLE | DATA NOT AVAILABLE | DATA NOT AVAILABLE | DATA NOT AVAILABLE | DATA NOT AVAILABLE | DATA NOT AVAILABLE | DATA NOT AVAILABLE | No | CONNECTED | 1.9 | 1.9 | 2 | TBC | TBC | TBC | N/A | N/A | N/A | N/A | N/A | N/A | N/A | N | DATA NOT AVAILABLE | N/A | TBC | N/A | DATA NOT AVAILABLE | 2020-11-02
1700052878010 | 1700052878000 | SRONDOIRE RENEWABLES LTD | SRONDOIRE WIND AND HYDRO | STRONACHUILLIN FARM SRONDOIRE WIND & HYDRO | ARDRISHAIG | LOCHGILPHEAD | ARGYLL AND BUTE | PA30 8ET | SCOTLAND | 184973 | 679758 | PORA | N/A | LOCHGILPHEAD | 11 | SCOTTISH HYDRO ELECTRIC POWER DISTRIBUTION PLC | WIND | ONSHORE WIND TURBINES | NO | TBC | TBC | 5.9 | DATA NOT AVAILABLE | DATA NOT AVAILABLE | DATA NOT AVAILABLE | DATA NOT AVAILABLE | DATA NOT AVAILABLE | DATA NOT AVAILABLE | DATA NOT AVAILABLE | DATA NOT AVAILABLE | DATA NOT AVAILABLE | DATA NOT AVAILABLE | DATA NOT AVAILABLE | DATA NOT AVAILABLE | Yes | CONNECTED | 5.605 | 5.605 | 5.9 | 0.014 | 0.015 | 2015-08-26 | N/A | N/A | N/A | N/A | N/A | N/A | N/A | Y | DATA NOT AVAILABLE | CMZ-ISY-006 | TBC | N/A | DATA NOT AVAILABLE | 2020-11-25
1700051732541 | DATA NOT AVAILABLE | SSE GENERATION LTD | CASSLEY POWER STATION | GENERATOR 1 IMPORT | BY OVERSCRAIG | LAIRG | SUTHERLAND | IV27 4NY | SCOTLAND | 241385 | 923459 | CASS | N/A | CASSLEY GRID | TBC | SCOTTISH HYDRO ELECTRIC POWER DISTRIBUTION PLC | WATER (FLOWING WATER OR HEAD OF WATER) | HYDRO - OTHER | NO | TBC | TBC | TBC | DATA NOT AVAILABLE | DATA NOT AVAILABLE | DATA NOT AVAILABLE | DATA NOT AVAILABLE | DATA NOT AVAILABLE | DATA NOT AVAILABLE | DATA NOT AVAILABLE | DATA NOT AVAILABLE | DATA NOT AVAILABLE | DATA NOT AVAILABLE | DATA NOT AVAILABLE | DATA NOT AVAILABLE | Yes | CONNECTED | 2.964 | 2.964 | 3.12 | TBC | TBC | TBC | N/A | N/A | N/A | N/A | N/A | N/A | N/A | Y | DATA NOT AVAILABLE | CMZ-ISY-003 | TBC | N/A | DATA NOT AVAILABLE | 2020-11-25
1700051732550 | DATA NOT AVAILABLE | SSE GENERATION LTD | CASSLEY POWER STATION | GENERATOR 2 IMPORT | BY OVERSCRAIG | LAIRG | SUTHERLAND | IV27 4NY | SCOTLAND | 241385 | 923459 | CASS | N/A | CASSLEY GRID | TBC | SCOTTISH HYDRO ELECTRIC POWER DISTRIBUTION PLC | WATER (FLOWING WATER OR HEAD OF WATER) | HYDRO - OTHER | NO | TBC | TBC | TBC | DATA NOT AVAILABLE | DATA NOT AVAILABLE | DATA NOT AVAILABLE | DATA NOT AVAILABLE | DATA NOT AVAILABLE | DATA NOT AVAILABLE | DATA NOT AVAILABLE | DATA NOT AVAILABLE | DATA NOT AVAILABLE | DATA NOT AVAILABLE | DATA NOT AVAILABLE | DATA NOT AVAILABLE | Yes | CONNECTED | 7.914 | 7.914 | 8.33 | TBC | TBC | TBC | N/A | N/A | N/A | N/A | N/A | N/A | N/A | Y | DATA NOT AVAILABLE | CMZ-ISY-007 | TBC | N/A | DATA NOT AVAILABLE | 2020-11-25
1700051733944 | DATA NOT AVAILABLE | SSE GENERATION LTD | KILMELFORD POWER STATION | GENERATOR 1 IMPORT | KILMELFORD | OBAN | ARGYLL | PA34 4XA | SCOTLAND | 183862 | 712462 | TAYN | N/A | TAYNUILT GRID | TBC | SCOTTISH HYDRO ELECTRIC POWER DISTRIBUTION PLC | WATER (FLOWING WATER OR HEAD OF WATER) | HYDRO - OTHER | NO | TBC | TBC | TBC | DATA NOT AVAILABLE | DATA NOT AVAILABLE | DATA NOT AVAILABLE | DATA NOT AVAILABLE | DATA NOT AVAILABLE | DATA NOT AVAILABLE | DATA NOT AVAILABLE | DATA NOT AVAILABLE | DATA NOT AVAILABLE | DATA NOT AVAILABLE | DATA NOT AVAILABLE | DATA NOT AVAILABLE | Yes | CONNECTED | 1.9 | 1.9 | 2 | TBC | TBC | TBC | N/A | N/A | N/A | N/A | N/A | N/A | N/A | Y | DATA NOT AVAILABLE | CMZ-ISY-004 | TBC | N/A | DATA NOT AVAILABLE | 2020-11-25
1700051976560 | DATA NOT AVAILABLE | DATA NOT AVAILABLE | BEN AKETIL WINDFARM | BEN AKETIL WINDFARM | DUNVEGAN | ISLE OF SKYE | HIGHLAND | IV55 8GT | SCOTLAND | 125840 | 847513 | DUGR | N/A | DUNVEGAN GRID | 33 | SCOTTISH HYDRO ELECTRIC POWER DISTRIBUTION PLC | WIND | ONSHORE WIND TURBINES | NO | TBC | TBC | TBC | DATA NOT AVAILABLE | DATA NOT AVAILABLE | DATA NOT AVAILABLE | DATA NOT AVAILABLE | DATA NOT AVAILABLE | DATA NOT AVAILABLE | DATA NOT AVAILABLE | DATA NOT AVAILABLE | DATA NOT AVAILABLE | DATA NOT AVAILABLE | DATA NOT AVAILABLE | DATA NOT AVAILABLE | Yes | CONNECTED | 28.025 | 28.025 | 29.5 | TBC | TBC | TBC | N/A | N/A | N/A | N/A | N/A | N/A | N/A | Y | DATA NOT AVAILABLE | CMZ-ISY-002 | TBC | N/A | DATA NOT AVAILABLE | 2020-11-25
1700052524103 | DATA NOT AVAILABLE | ALLT DEARG WIND FARMERS LLP | WIND GENERATING STATION | WIND GENERATING STATION ALLT DEARG | STRONACHULLIN FARM | LOCHGILPHEAD | ARGYLL AND BUTE | PA30 8ET | SCOTLAND | 184973 | 679758 | PORA | N/A | LOCHGILPHEAD | 11 | SCOTTISH HYDRO ELECTRIC POWER DISTRIBUTION PLC | WIND | ONSHORE WIND TURBINES | NO | TBC | TBC | TBC | DATA NOT AVAILABLE | DATA NOT AVAILABLE | DATA NOT AVAILABLE | DATA NOT AVAILABLE | DATA NOT AVAILABLE | DATA NOT AVAILABLE | DATA NOT AVAILABLE | DATA NOT AVAILABLE | DATA NOT AVAILABLE | DATA NOT AVAILABLE | DATA NOT AVAILABLE | DATA NOT AVAILABLE | Yes | CONNECTED | 9.453 | 9.453 | 9.95 | TBC | TBC | TBC | N/A | N/A | N/A | N/A | N/A | N/A | N/A | Y | DATA NOT AVAILABLE | CMZ-ISY-005 | TBC | N/A | DATA NOT AVAILABLE | 2020-11-25
1700052525409 | 1700052525393 | INVER HYDRO LIMITED | INVER HYDRO | INVER ESTATE | DATA NOT AVAILABLE | ISLE OF JURA | ARGYLL AND BUTE | PA60 7XX | SCOTLAND | 149041 | 664013 | PORA | N/A | LOCHGILPHEAD | 11 | SCOTTISH HYDRO ELECTRIC POWER DISTRIBUTION PLC | WATER (FLOWING WATER OR HEAD OF WATER) | HYDRO - OTHER | NO | TBC | TBC | TBC | DATA NOT AVAILABLE | DATA NOT AVAILABLE | DATA NOT AVAILABLE | DATA NOT AVAILABLE | DATA NOT AVAILABLE | DATA NOT AVAILABLE | DATA NOT AVAILABLE | DATA NOT AVAILABLE | DATA NOT AVAILABLE | DATA NOT AVAILABLE | DATA NOT AVAILABLE | DATA NOT AVAILABLE | Yes | CONNECTED | 2 | 2 | 2.1 | TBC | TBC | 2019-11-15 | N/A | N/A | N/A | N/A | N/A | N/A | N/A | Y | DATA NOT AVAILABLE | CMZ-ISY-001 | TBC | N/A | DATA NOT AVAILABLE | 2020-11-25
1700053276200 | DATA NOT AVAILABLE | DATA NOT AVAILABLE | MID BACKHILL | BONNYKELLY | DATA NOT AVAILABLE | FRASERBURGH | ABERDEENSHIRE | AB43 6PN | SCOTLAND | 385357 | 853445 | STRI | N/A | STRICHEN GRID | TBC | SCOTTISH HYDRO ELECTRIC POWER DISTRIBUTION PLC | WIND | ONSHORE WIND TURBINES | NO | TBC | TBC | TBC | DATA NOT AVAILABLE | DATA NOT AVAILABLE | DATA NOT AVAILABLE | DATA NOT AVAILABLE | DATA NOT AVAILABLE | DATA NOT AVAILABLE | DATA NOT AVAILABLE | DATA NOT AVAILABLE | DATA NOT AVAILABLE | DATA NOT AVAILABLE | DATA NOT AVAILABLE | DATA NOT AVAILABLE | No | CONNECTED | 2.233 | 2.233 | 2.35 | TBC | TBC | TBC | N/A | N/A | N/A | N/A | N/A | N/A | N/A | N | DATA NOT AVAILABLE | N/A | TBC | N/A | DATA NOT AVAILABLE | 2020-12-21
1700053282134 | DATA NOT AVAILABLE | INVERBROOM HYDRO LTD | LOCH A BHRAOIN HYDRO 2 | DATA NOT AVAILABLE | DATA NOT AVAILABLE | GARVE | HIGHLAND | IV23 2RX | SCOTLAND | 219480 | 879413 | GRUB | N/A | GRUDIE BRIDGE | TBC | SCOTTISH HYDRO ELECTRIC POWER DISTRIBUTION PLC | WATER (FLOWING WATER OR HEAD OF WATER) | HYDRO - OTHER | NO | TBC | TBC | 2 | DATA NOT AVAILABLE | DATA NOT AVAILABLE | DATA NOT AVAILABLE | DATA NOT AVAILABLE | DATA NOT AVAILABLE | DATA NOT AVAILABLE | DATA NOT AVAILABLE | DATA NOT AVAILABLE | DATA NOT AVAILABLE | DATA NOT AVAILABLE | DATA NOT AVAILABLE | DATA NOT AVAILABLE | No | CONNECTED | 1.9 | 1.9 | 2 | 0.01 | 0.01 | 2020-09-17 | N/A | N/A | N/A | N/A | N/A | N/A | N/A | N | DATA NOT AVAILABLE | N/A | TBC | N/A | DATA NOT AVAILABLE | 2021-01-29
2000057629948 | DATA NOT AVAILABLE | CONRAD (MELKSHAM) LIMITED | ASDA | WESTERN WAY | DATA NOT AVAILABLE | MELKSHAM | WILTSHIRE | SN12 8LQ | ENGLAND | 389742 | 163948 | MELK | NORR 33kV | MELKSHAM TOWN | TBC | SOUTHERN ELECTRIC POWER DISTRIBUTION PLC | FOSSIL GAS | DATA NOT AVAILABLE | NO | TBC | TBC | 7.5 | DATA NOT AVAILABLE | DATA NOT AVAILABLE | DATA NOT AVAILABLE | DATA NOT AVAILABLE | DATA NOT AVAILABLE | DATA NOT AVAILABLE | DATA NOT AVAILABLE | DATA NOT AVAILABLE | DATA NOT AVAILABLE | DATA NOT AVAILABLE | DATA NOT AVAILABLE | DATA NOT AVAILABLE | No | CONNECTED | 6.84 | 6.84 | 7.2 | 0.19 | 0.2 | 2020-09-08 | N/A | N/A | N/A | N/A | N/A | N/A | N/A | N | DATA NOT AVAILABLE | N/A | TBC | N/A | DATA NOT AVAILABLE | 2021-01-29
1700052751340 | DATA NOT AVAILABLE | GLEN QUOICH HYDRO LTD | GLEN QUOICH HYDRO | DATA NOT AVAILABLE | DATA NOT AVAILABLE | FORT AUGUSTUS | INVERNESS-SHIRE | TBC | SCOTLAND | TBC | TBC | QUOI | N/A | QUIOCH PRIMARY | TBC | SCOTTISH HYDRO ELECTRIC POWER DISTRIBUTION PLC | WATER (FLOWING WATER OR HEAD OF WATER) | HYDRO - OTHER | NO | TBC | TBC | 3.45 | DATA NOT AVAILABLE | DATA NOT AVAILABLE | DATA NOT AVAILABLE | DATA NOT AVAILABLE | DATA NOT AVAILABLE | DATA NOT AVAILABLE | DATA NOT AVAILABLE | DATA NOT AVAILABLE | DATA NOT AVAILABLE | DATA NOT AVAILABLE | DATA NOT AVAILABLE | DATA NOT AVAILABLE | No | CONNECTED | 3.278 | 3.278 | 3.45 | TBC | TBC | 2014-04-15 | N/A | N/A | N/A | N/A | N/A | N/A | N/A | N | DATA NOT AVAILABLE | N/A | TBC | N/A | DATA NOT AVAILABLE | 2021-02-18
1700052976808 | DATA NOT AVAILABLE | GARBHAIG HYDROPOWER COMPANY LTD | GARBHAIG HYDRO AUXILIARY | DATA NOT AVAILABLE | LOCH GARBHAIG | ACHNASHEEN | ROSS-SHIRE | IV22 2HW | SCOTLAND | 188837 | 871961 | GRUB | N/A | GRUDIE BRIDGE | TBC | SCOTTISH HYDRO ELECTRIC POWER DISTRIBUTION PLC | WATER (FLOWING WATER OR HEAD OF WATER) | HYDRO - OTHER | NO | TBC | TBC | 1 | DATA NOT AVAILABLE | DATA NOT AVAILABLE | DATA NOT AVAILABLE | DATA NOT AVAILABLE | DATA NOT AVAILABLE | DATA NOT AVAILABLE | DATA NOT AVAILABLE | DATA NOT AVAILABLE | DATA NOT AVAILABLE | DATA NOT AVAILABLE | DATA NOT AVAILABLE | DATA NOT AVAILABLE | No | CONNECTED | 1.9 | 1.9 | 2 | 0.01 | 0.01 | 2016-09-05 | N/A | N/A | N/A | N/A | N/A | N/A | N/A | N | DATA NOT AVAILABLE | N/A | TBC | N/A | DATA NOT AVAILABLE | 2021-02-18
1700052983406 | DATA NOT AVAILABLE | INNOGY RENEWABLES UK LIMITED | GRUDIE HYDRO | DATA NOT AVAILABLE | DATA NOT AVAILABLE | ACHNASHEEN | ROSS-SHIRE | IV22 2PD | SCOTLAND | 202455 | 862971 | GRUB | N/A | GRUDIE BRIDGE | TBC | SCOTTISH HYDRO ELECTRIC POWER DISTRIBUTION PLC | WATER (FLOWING WATER OR HEAD OF WATER) | HYDRO - OTHER | NO | TBC | TBC | 2 | DATA NOT AVAILABLE | DATA NOT AVAILABLE | DATA NOT AVAILABLE | DATA NOT AVAILABLE | DATA NOT AVAILABLE | DATA NOT AVAILABLE | DATA NOT AVAILABLE | DATA NOT AVAILABLE | DATA NOT AVAILABLE | DATA NOT AVAILABLE | DATA NOT AVAILABLE | DATA NOT AVAILABLE | No | CONNECTED | 1.9 | 1.9 | 2 | 0.019 | 0.02 | 2017-03-22 | N/A | N/A | N/A | N/A | N/A | N/A | N/A | N | DATA NOT AVAILABLE | N/A | TBC | N/A | DATA NOT AVAILABLE | 2021-02-18
1700053065057 | DATA NOT AVAILABLE | BROADLAND ENERGY (KIACHNISH) LTD | KIACHNISH HYDRO GENERATING STATION | DATA NOT AVAILABLE | DATA NOT AVAILABLE | FORT WILLIAM | INVERNESS | TBC | SCOTLAND | TBC | TBC | FWIL | N/A | FORT WILLIAM GRID | TBC | SCOTTISH HYDRO ELECTRIC POWER DISTRIBUTION PLC | WATER (FLOWING WATER OR HEAD OF WATER) | HYDRO - OTHER | NO | TBC | TBC | 2 | DATA NOT AVAILABLE | DATA NOT AVAILABLE | DATA NOT AVAILABLE | DATA NOT AVAILABLE | DATA NOT AVAILABLE | DATA NOT AVAILABLE | DATA NOT AVAILABLE | DATA NOT AVAILABLE | DATA NOT AVAILABLE | DATA NOT AVAILABLE | DATA NOT AVAILABLE | DATA NOT AVAILABLE | No | CONNECTED | 1.9 | 1.9 | 2 | 0.01 | 0.01 | 2017-08-18 | N/A | N/A | N/A | N/A | N/A | N/A | N/A | N | DATA NOT AVAILABLE | N/A | TBC | N/A | DATA NOT AVAILABLE | 2021-02-18
1700052767137 | DATA NOT AVAILABLE | CHONAIS HYDRO LTD | CHONAIS HYDRO | DATA NOT AVAILABLE | DATA NOT AVAILABLE | ACHNASHEEN | ROSS-SHIRE | TBC | SCOTLAND | TBC | TBC | GRUB | N/A | GRUDIE BRIDGE | TBC | SCOTTISH HYDRO ELECTRIC POWER DISTRIBUTION PLC | WATER (FLOWING WATER OR HEAD OF WATER) | HYDRO - OTHER | NO | TBC | TBC | 1.999 | DATA NOT AVAILABLE | DATA NOT AVAILABLE | DATA NOT AVAILABLE | DATA NOT AVAILABLE | DATA NOT AVAILABLE | DATA NOT AVAILABLE | DATA NOT AVAILABLE | DATA NOT AVAILABLE | DATA NOT AVAILABLE | DATA NOT AVAILABLE | DATA NOT AVAILABLE | DATA NOT AVAILABLE | No | CONNECTED | 1.899 | 1.899 | 1.999 | TBC | TBC | 2014-11-20 | N/A | N/A | N/A | N/A | N/A | N/A | N/A | N | DATA NOT AVAILABLE | N/A | TBC | N/A | DATA NOT AVAILABLE | 2021-02-18
1700052967974 | 1700052967965 | BADACHRO HYDRO LIMITED | BADACHRO HYDRO | DATA NOT AVAILABLE | CAMMASSIE WOOD | STRATHCARRON | ROSS-SHIRE | IV21 2AN | SCOTLAND | 180338 | 872669 | GRUB | N/A | KERRY FALLS | 11 | SCOTTISH HYDRO ELECTRIC POWER DISTRIBUTION PLC | WATER (FLOWING WATER OR HEAD OF WATER) | HYDRO - OTHER | NO | TBC | TBC | 1.5 | DATA NOT AVAILABLE | DATA NOT AVAILABLE | DATA NOT AVAILABLE | DATA NOT AVAILABLE | DATA NOT AVAILABLE | DATA NOT AVAILABLE | DATA NOT AVAILABLE | DATA NOT AVAILABLE | DATA NOT AVAILABLE | DATA NOT AVAILABLE | DATA NOT AVAILABLE | DATA NOT AVAILABLE | Yes | CONNECTED | 1.425 | 1.425 | 1.5 | 0.048 | 0.05 | 2016-08-31 | N/A | N/A | N/A | N/A | N/A | N/A | N/A | Y | DATA NOT AVAILABLE | CMZ-ISY-009 | TBC | N/A | DATA NOT AVAILABLE | 2021-02-18
1700052968870 | DATA NOT AVAILABLE | BROADLAND ENERGY (DONICH) LIMITED | DONICH HYDRO SCHEME | DATA NOT AVAILABLE | DATA NOT AVAILABLE | LOCHGILPHEAD | ARGYLL | PA24 8AL | SCOTLAND | 220344 | 702168 | CLAC | N/A | LOCHGOILHEAD | 11 | SCOTTISH HYDRO ELECTRIC POWER DISTRIBUTION PLC | WATER (FLOWING WATER OR HEAD OF WATER) | HYDRO - OTHER | NO | TBC | TBC | 1.35 | DATA NOT AVAILABLE | DATA NOT AVAILABLE | DATA NOT AVAILABLE | DATA NOT AVAILABLE | DATA NOT AVAILABLE | DATA NOT AVAILABLE | DATA NOT AVAILABLE | DATA NOT AVAILABLE | DATA NOT AVAILABLE | DATA NOT AVAILABLE | DATA NOT AVAILABLE | DATA NOT AVAILABLE | No | CONNECTED | 1.283 | 1.283 | 1.35 | 0.01 | 0.01 | 2016-08-12 | N/A | N/A | N/A | N/A | N/A | N/A | N/A | N | DATA NOT AVAILABLE | N/A | TBC | N/A | DATA NOT AVAILABLE | 2021-02-18
1700052330284 | DATA NOT AVAILABLE | HILL OF TRAMAUD LANDFILL | HILL OF TRAMAUD LANDFILL | DATA NOT AVAILABLE | GAS GENERATOR | ABERDEEN | ABERDEEN | TBC | SCOTLAND | TBC | TBC | PERS | N/A | BRIDGE OF DON | 11 | SCOTTISH HYDRO ELECTRIC POWER DISTRIBUTION PLC | BIOFUEL - SEWAGE GAS | DATA NOT AVAILABLE | NO | TBC | TBC | 1.065 | DATA NOT AVAILABLE | DATA NOT AVAILABLE | DATA NOT AVAILABLE | DATA NOT AVAILABLE | DATA NOT AVAILABLE | DATA NOT AVAILABLE | DATA NOT AVAILABLE | DATA NOT AVAILABLE | DATA NOT AVAILABLE | DATA NOT AVAILABLE | DATA NOT AVAILABLE | DATA NOT AVAILABLE | No | CONNECTED | 1.292 | 1.292 | 1.36 | 0.038 | 0.04 | 2017-07-13 | N/A | N/A | N/A | N/A | N/A | N/A | N/A | N | DATA NOT AVAILABLE | N/A | TBC | N/A | DATA NOT AVAILABLE | 2021-02-18
1700052765496 | DATA NOT AVAILABLE | DATA NOT AVAILABLE | YONDERTON WIND | YONDERTON WIND | DATA NOT AVAILABLE | TURRIFF | ABERDEENSHIRE | AB53 5PT | SCOTLAND | 375598 | 855176 | MACD | N/A | MACDUFF GRID | TBC | SCOTTISH HYDRO ELECTRIC POWER DISTRIBUTION PLC | WIND | ONSHORE WIND TURBINES | NO | TBC | TBC | 4.6 | DATA NOT AVAILABLE | DATA NOT AVAILABLE | DATA NOT AVAILABLE | DATA NOT AVAILABLE | DATA NOT AVAILABLE | DATA NOT AVAILABLE | DATA NOT AVAILABLE | DATA NOT AVAILABLE | DATA NOT AVAILABLE | DATA NOT AVAILABLE | DATA NOT AVAILABLE | DATA NOT AVAILABLE | No | CONNECTED | 4.37 | 4.37 | 4.6 | 0.019 | 0.02 | 2014-12-04 | N/A | N/A | N/A | N/A | N/A | N/A | N/A | N | DATA NOT AVAILABLE | N/A | TBC | N/A | DATA NOT AVAILABLE | 2021-02-18
1700052772795 | DATA NOT AVAILABLE | AUCHINDERRAN WIND CLUSTER LLP | AUCHINDERRAN WIND FARM | DATA NOT AVAILABLE | DATA NOT AVAILABLE | HUNTLY | ABERDEENSHIRE | TBC | SCOTLAND | TBC | TBC | KEIT | N/A | MARNOCH | 11 | SCOTTISH HYDRO ELECTRIC POWER DISTRIBUTION PLC | WIND | ONSHORE WIND TURBINES | NO | TBC | TBC | 2.4 | DATA NOT AVAILABLE | DATA NOT AVAILABLE | DATA NOT AVAILABLE | DATA NOT AVAILABLE | DATA NOT AVAILABLE | DATA NOT AVAILABLE | DATA NOT AVAILABLE | DATA NOT AVAILABLE | DATA NOT AVAILABLE | DATA NOT AVAILABLE | DATA NOT AVAILABLE | DATA NOT AVAILABLE | No | CONNECTED | 2.28 | 2.28 | 2.4 | TBC | TBC | 2014-10-09 | N/A | N/A | N/A | N/A | N/A | N/A | N/A | N | DATA NOT AVAILABLE | N/A | TBC | N/A | DATA NOT AVAILABLE | 2021-02-18
1700052616925 | DATA NOT AVAILABLE | GREENCOAT CAPITAL | STROUPSTER WIND FARM | DATA NOT AVAILABLE | DATA NOT AVAILABLE | LYBSTER | CAITHNESS | KW1 4UG | SCOTLAND | 329037 | 965055 | THUS1 | N/A | THURSO SOUTH GRID | TBC | SCOTTISH HYDRO ELECTRIC POWER DISTRIBUTION PLC | WIND | ONSHORE WIND TURBINES | NO | TBC | TBC | TBC | DATA NOT AVAILABLE | DATA NOT AVAILABLE | DATA NOT AVAILABLE | DATA NOT AVAILABLE | DATA NOT AVAILABLE | DATA NOT AVAILABLE | DATA NOT AVAILABLE | DATA NOT AVAILABLE | DATA NOT AVAILABLE | DATA NOT AVAILABLE | DATA NOT AVAILABLE | DATA NOT AVAILABLE | No | CONNECTED | 28.5 | 28.5 | 30 | TBC | TBC | TBC | N/A | N/A | N/A | N/A | N/A | N/A | N/A | N | DATA NOT AVAILABLE | N/A | TBC | N/A | DATA NOT AVAILABLE | 2021-02-18
1700052464759 | DATA NOT AVAILABLE | MORNING FOODS LIMITED | GRAMPIAN OATS | HAMLYN'S OF SCOTLAND | CAIRNTON ROAD | BANFF | ABERDEENSHIRE | AB45 2LR | SCOTLAND | 361646 | 863712 | MACD | N/A | MACDUFF GRID | TBC | SCOTTISH HYDRO ELECTRIC POWER DISTRIBUTION PLC | DATA NOT AVAILABLE | DATA NOT AVAILABLE | NO | TBC | TBC | TBC | DATA NOT AVAILABLE | DATA NOT AVAILABLE | DATA NOT AVAILABLE | DATA NOT AVAILABLE | DATA NOT AVAILABLE | DATA NOT AVAILABLE | DATA NOT AVAILABLE | DATA NOT AVAILABLE | DATA NOT AVAILABLE | DATA NOT AVAILABLE | DATA NOT AVAILABLE | DATA NOT AVAILABLE | No | CONNECTED | 21.85 | 21.85 | 23 | TBC | TBC | TBC | N/A | N/A | N/A | N/A | N/A | N/A | N/A | N | DATA NOT AVAILABLE | N/A | TBC | N/A | DATA NOT AVAILABLE | 2021-02-18
1700052348263 | DATA NOT AVAILABLE | KINGSBURN WIND ENERGY LTD | GENERATING STATION | KINGSBURN WIND | DATA NOT AVAILABLE | KILSYTH | STIRLING | G63 0XH | SCOTLAND | 266717 | 686040 | STHA | N/A | STRATHLEVEN | TBC | SCOTTISH HYDRO ELECTRIC POWER DISTRIBUTION PLC | WIND | ONSHORE WIND TURBINES | NO | TBC | TBC | TBC | DATA NOT AVAILABLE | DATA NOT AVAILABLE | DATA NOT AVAILABLE | DATA NOT AVAILABLE | DATA NOT AVAILABLE | DATA NOT AVAILABLE | DATA NOT AVAILABLE | DATA NOT AVAILABLE | DATA NOT AVAILABLE | DATA NOT AVAILABLE | DATA NOT AVAILABLE | DATA NOT AVAILABLE | No | CONNECTED | 21.375 | 21.375 | 22.5 | TBC | TBC | TBC | N/A | N/A | N/A | N/A | N/A | N/A | N/A | N | DATA NOT AVAILABLE | N/A | TBC | N/A | DATA NOT AVAILABLE | 2021-02-18
1700052632350 | DATA NOT AVAILABLE | KILDRUMMY WIND FARM LIMITED | KILDRUMMY WINDFARM | DATA NOT AVAILABLE | DATA NOT AVAILABLE | STRATHDON | ABERDEENSHIRE | AB54 4LA | SCOTLAND | 345139 | 819455 | TARL | N/A | TARLAND GRID | TBC | SCOTTISH HYDRO ELECTRIC POWER DISTRIBUTION PLC | WIND | ONSHORE WIND TURBINES | NO | TBC | TBC | TBC | DATA NOT AVAILABLE | DATA NOT AVAILABLE | DATA NOT AVAILABLE | DATA NOT AVAILABLE | DATA NOT AVAILABLE | DATA NOT AVAILABLE | DATA NOT AVAILABLE | DATA NOT AVAILABLE | DATA NOT AVAILABLE | DATA NOT AVAILABLE | DATA NOT AVAILABLE | DATA NOT AVAILABLE | No | CONNECTED | 17.48 | 17.48 | 18.4 | TBC | TBC | TBC | N/A | N/A | N/A | N/A | N/A | N/A | N/A | N | DATA NOT AVAILABLE | N/A | TBC | N/A | DATA NOT AVAILABLE | 2021-02-18
1700051780216 | DATA NOT AVAILABLE | BOULFRUICH LTD | BOULFRUICH WINDFARM | BOULFRUICH LIMITED | HOUSTRY | DUNBEATH | CAITHNESS | KW6 6EN | SCOTLAND | 315491 | 934291 | DUDH | N/A | DUNBEATH GRID | TBC | SCOTTISH HYDRO ELECTRIC POWER DISTRIBUTION PLC | WIND | ONSHORE WIND TURBINES | NO | TBC | TBC | TBC | DATA NOT AVAILABLE | DATA NOT AVAILABLE | DATA NOT AVAILABLE | DATA NOT AVAILABLE | DATA NOT AVAILABLE | DATA NOT AVAILABLE | DATA NOT AVAILABLE | DATA NOT AVAILABLE | DATA NOT AVAILABLE | DATA NOT AVAILABLE | DATA NOT AVAILABLE | DATA NOT AVAILABLE | No | CONNECTED | 14.25 | 14.25 | 15 | TBC | TBC | TBC | N/A | N/A | N/A | N/A | N/A | N/A | N/A | N | DATA NOT AVAILABLE | N/A | TBC | N/A | DATA NOT AVAILABLE | 2021-02-18
1714583931002 | DATA NOT AVAILABLE | ARJOWIGGINS SCOTLAND LIMITED | STONEYWOOD WORKS | DATA NOT AVAILABLE | DATA NOT AVAILABLE | ABERDEEN | ABERDEEN | AB21 9AB | SCOTLAND | 389786 | 811049 | PERS | N/A | STONEYWOOD | TBC | SCOTTISH HYDRO ELECTRIC POWER DISTRIBUTION PLC | DATA NOT AVAILABLE | DATA NOT AVAILABLE | NO | TBC | TBC | TBC | DATA NOT AVAILABLE | DATA NOT AVAILABLE | DATA NOT AVAILABLE | DATA NOT AVAILABLE | DATA NOT AVAILABLE | DATA NOT AVAILABLE | DATA NOT AVAILABLE | DATA NOT AVAILABLE | DATA NOT AVAILABLE | DATA NOT AVAILABLE | DATA NOT AVAILABLE | DATA NOT AVAILABLE | No | CONNECTED | 11.78 | 11.78 | 12.4 | TBC | TBC | TBC | N/A | N/A | N/A | N/A | N/A | N/A | N/A | N | DATA NOT AVAILABLE | N/A | TBC | N/A | DATA NOT AVAILABLE | 2021-02-18
2000055969265 | DATA NOT AVAILABLE | STEVENTON SOLAR LIMITED | STEVENTON FIELDS | STEVENTON PV GENERATION | HANNEY ROAD | ABINGDON | OXFORDSHIRE | OX13 6DJ | ENGLAND | 444864 | 191748 | TBC | TBC | STEVENTON PV | 33 | SOUTHERN ELECTRIC POWER DISTRIBUTION PLC | SOLAR | PHOTOVOLTAIC | NO | TBC | TBC | TBC | DATA NOT AVAILABLE | DATA NOT AVAILABLE | DATA NOT AVAILABLE | DATA NOT AVAILABLE | DATA NOT AVAILABLE | DATA NOT AVAILABLE | DATA NOT AVAILABLE | DATA NOT AVAILABLE | DATA NOT AVAILABLE | DATA NOT AVAILABLE | DATA NOT AVAILABLE | DATA NOT AVAILABLE | No | CONNECTED | 9.5 | 9.5 | 10 | TBC | TBC | TBC | N/A | N/A | N/A | N/A | N/A | N/A | N/A | N | DATA NOT AVAILABLE | N/A | TBC | N/A | DATA NOT AVAILABLE | 2021-02-18
1700052333977 | DATA NOT AVAILABLE | SKELMONAE WINDFARM LTD | SKELMONAE WINDFARM | DATA NOT AVAILABLE | DATA NOT AVAILABLE | ELLON | ABERDEENSHIRE | AB41 7JR | SCOTLAND | 388680 | 839340 | DYCE | N/A | DYCE GRID | TBC | SCOTTISH HYDRO ELECTRIC POWER DISTRIBUTION PLC | WIND | ONSHORE WIND TURBINES | NO | TBC | TBC | TBC | DATA NOT AVAILABLE | DATA NOT AVAILABLE | DATA NOT AVAILABLE | DATA NOT AVAILABLE | DATA NOT AVAILABLE | DATA NOT AVAILABLE | DATA NOT AVAILABLE | DATA NOT AVAILABLE | DATA NOT AVAILABLE | DATA NOT AVAILABLE | DATA NOT AVAILABLE | DATA NOT AVAILABLE | No | CONNECTED | 9.405 | 9.405 | 9.9 | TBC | TBC | TBC | N/A | N/A | N/A | N/A | N/A | N/A | N/A | N | DATA NOT AVAILABLE | N/A | TBC | N/A | DATA NOT AVAILABLE | 2021-02-18
1700052636008 | DATA NOT AVAILABLE | ST. JOHNS HILL WIND LTD | WINDFARM | ST JOHN HILL | DATA NOT AVAILABLE | STONEHAVEN | KINCARDINESHIRE | AB39 2UE | SCOTLAND | 383502 | 778054 | FIDD | N/A | FIDDES | TBC | SCOTTISH HYDRO ELECTRIC POWER DISTRIBUTION PLC | WIND | ONSHORE WIND TURBINES | NO | TBC | TBC | TBC | DATA NOT AVAILABLE | DATA NOT AVAILABLE | DATA NOT AVAILABLE | DATA NOT AVAILABLE | DATA NOT AVAILABLE | DATA NOT AVAILABLE | DATA NOT AVAILABLE | DATA NOT AVAILABLE | DATA NOT AVAILABLE | DATA NOT AVAILABLE | DATA NOT AVAILABLE | DATA NOT AVAILABLE | No | CONNECTED | 9.405 | 9.405 | 9.9 | TBC | TBC | TBC | N/A | N/A | N/A | N/A | N/A | N/A | N/A | N | DATA NOT AVAILABLE | N/A | TBC | N/A | DATA NOT AVAILABLE | 2021-02-18
1700052588296 | DATA NOT AVAILABLE | HELIUS CORDE LIMITED | GENERATING STATION | ROTHES BIOMASS | NORTH STREET | ABERLOUR | BANFFSHIRE | AB38 7BW | SCOTLAND | 327779 | 849726 | KEIT | N/A | KEITH GRID | TBC | SCOTTISH HYDRO ELECTRIC POWER DISTRIBUTION PLC | BIOMASS | GAS TURBINE (OCGT) | NO | TBC | TBC | TBC | DATA NOT AVAILABLE | DATA NOT AVAILABLE | DATA NOT AVAILABLE | DATA NOT AVAILABLE | DATA NOT AVAILABLE | DATA NOT AVAILABLE | DATA NOT AVAILABLE | DATA NOT AVAILABLE | DATA NOT AVAILABLE | DATA NOT AVAILABLE | DATA NOT AVAILABLE | DATA NOT AVAILABLE | No | CONNECTED | 7.6 | 7.6 | 8 | TBC | TBC | TBC | N/A | N/A | N/A | N/A | N/A | N/A | N/A | N | DATA NOT AVAILABLE | N/A | TBC | N/A | DATA NOT AVAILABLE | 2021-02-18
1700052250025 | DATA NOT AVAILABLE | HILL OF FIDDES WIND FARM LIMITED | HILL OF FIDDES WINDFARM | PRIVATE GENERATOR | DATA NOT AVAILABLE | ABERDEEN | ABERDEEN | AB41 6QR | SCOTLAND | 393457 | 824136 | DYCE | N/A | DYCE GRID | TBC | SCOTTISH HYDRO ELECTRIC POWER DISTRIBUTION PLC | WIND | ONSHORE WIND TURBINES | NO | TBC | TBC | TBC | DATA NOT AVAILABLE | DATA NOT AVAILABLE | DATA NOT AVAILABLE | DATA NOT AVAILABLE | DATA NOT AVAILABLE | DATA NOT AVAILABLE | DATA NOT AVAILABLE | DATA NOT AVAILABLE | DATA NOT AVAILABLE | DATA NOT AVAILABLE | DATA NOT AVAILABLE | DATA NOT AVAILABLE | No | CONNECTED | 7.125 | 7.125 | 7.5 | TBC | TBC | TBC | N/A | N/A | N/A | N/A | N/A | N/A | N/A | N | DATA NOT AVAILABLE | N/A | TBC | N/A | DATA NOT AVAILABLE | 2021-02-18
1700052634311 | DATA NOT AVAILABLE | GREENSPAN ELECTRIC ST FERGUS LTD | BLACKHILLS FARM | ST FERGUS MOSS WINDFARM | DATA NOT AVAILABLE | PETERHEAD | ABERDEENSHIRE | AB42 3LP | SCOTLAND | 408187 | 843184 | SFEG | N/A | ST FERGUS GAS TERM | 11 | SCOTTISH HYDRO ELECTRIC POWER DISTRIBUTION PLC | WIND | ONSHORE WIND TURBINES | NO | TBC | TBC | TBC | DATA NOT AVAILABLE | DATA NOT AVAILABLE | DATA NOT AVAILABLE | DATA NOT AVAILABLE | DATA NOT AVAILABLE | DATA NOT AVAILABLE | DATA NOT AVAILABLE | DATA NOT AVAILABLE | DATA NOT AVAILABLE | DATA NOT AVAILABLE | DATA NOT AVAILABLE | DATA NOT AVAILABLE | No | CONNECTED | 6.555 | 6.555 | 6.9 | TBC | TBC | TBC | N/A | N/A | N/A | N/A | N/A | N/A | N/A | N | DATA NOT AVAILABLE | N/A | TBC | N/A | DATA NOT AVAILABLE | 2021-02-18
1700052478877 | DATA NOT AVAILABLE | HADDO ENERGY LIMITED | HADDO WINDFARM | DATA NOT AVAILABLE | METHLICK | ELLON | ABERDEENSHIRE | AB41 7DX | SCOTLAND | 383410 | 837660 | KINT | N/A | KINTORE GRID | TBC | SCOTTISH HYDRO ELECTRIC POWER DISTRIBUTION PLC | WIND | ONSHORE WIND TURBINES | NO | TBC | TBC | TBC | DATA NOT AVAILABLE | DATA NOT AVAILABLE | DATA NOT AVAILABLE | DATA NOT AVAILABLE | DATA NOT AVAILABLE | DATA NOT AVAILABLE | DATA NOT AVAILABLE | DATA NOT AVAILABLE | DATA NOT AVAILABLE | DATA NOT AVAILABLE | DATA NOT AVAILABLE | DATA NOT AVAILABLE | No | CONNECTED | 4.37 | 4.37 | 4.6 | TBC | TBC | TBC | N/A | N/A | N/A | N/A | N/A | N/A | N/A | N | DATA NOT AVAILABLE | N/A | TBC | N/A | DATA NOT AVAILABLE | 2021-02-18
1700052707963 | DATA NOT AVAILABLE | MACPHIE LIMITED | MACPHIES OF GLENBERVIE WIND | DATA NOT AVAILABLE | DATA NOT AVAILABLE | STONEHAVEN | KINCARDINESHIRE | AB39 3YG | SCOTLAND | 376611 | 780613 | FIDD | N/A | FIDDES | TBC | SCOTTISH HYDRO ELECTRIC POWER DISTRIBUTION PLC | WIND | ONSHORE WIND TURBINES | NO | TBC | TBC | TBC | DATA NOT AVAILABLE | DATA NOT AVAILABLE | DATA NOT AVAILABLE | DATA NOT AVAILABLE | DATA NOT AVAILABLE | DATA NOT AVAILABLE | DATA NOT AVAILABLE | DATA NOT AVAILABLE | DATA NOT AVAILABLE | DATA NOT AVAILABLE | DATA NOT AVAILABLE | DATA NOT AVAILABLE | No | CONNECTED | 4.37 | 4.37 | 4.6 | TBC | TBC | TBC | N/A | N/A | N/A | N/A | N/A | N/A | N/A | N | DATA NOT AVAILABLE | N/A | TBC | N/A | DATA NOT AVAILABLE | 2021-02-18
1700052867523 | DATA NOT AVAILABLE | OSPREY GREEN POWER LTD | EAS A' GHAILL HYDRO | DATA NOT AVAILABLE | DATA NOT AVAILABLE | DALMALLY | ARGYLL | PA33 1AY | SCOTLAND | 216724 | 727280 | TAYN | N/A | TAYNUILT GRID | TBC | SCOTTISH HYDRO ELECTRIC POWER DISTRIBUTION PLC | HYDRO (TO BE CONFIRMED) | HYDRO - OTHER | NO | TBC | TBC | TBC | DATA NOT AVAILABLE | DATA NOT AVAILABLE | DATA NOT AVAILABLE | DATA NOT AVAILABLE | DATA NOT AVAILABLE | DATA NOT AVAILABLE | DATA NOT AVAILABLE | DATA NOT AVAILABLE | DATA NOT AVAILABLE | DATA NOT AVAILABLE | DATA NOT AVAILABLE | DATA NOT AVAILABLE | No | CONNECTED | 4.275 | 4.275 | 4.5 | TBC | TBC | TBC | N/A | N/A | N/A | N/A | N/A | N/A | N/A | N | DATA NOT AVAILABLE | N/A | TBC | N/A | DATA NOT AVAILABLE | 2021-02-18
1700052427330 | DATA NOT AVAILABLE | INNOGY RENEWABLES UK LIMITED | GENERATING STATION | BLACKROCK HYDRO | DATA NOT AVAILABLE | DINGWALL | ROSS-SHIRE | IV16 9XW | SCOTLAND | 256926 | 867221 | ALNE | N/A | ALNESS GRID | TBC | SCOTTISH HYDRO ELECTRIC POWER DISTRIBUTION PLC | HYDRO (TO BE CONFIRMED) | HYDRO - OTHER | NO | TBC | TBC | TBC | DATA NOT AVAILABLE | DATA NOT AVAILABLE | DATA NOT AVAILABLE | DATA NOT AVAILABLE | DATA NOT AVAILABLE | DATA NOT AVAILABLE | DATA NOT AVAILABLE | DATA NOT AVAILABLE | DATA NOT AVAILABLE | DATA NOT AVAILABLE | DATA NOT AVAILABLE | DATA NOT AVAILABLE | No | CONNECTED | 3.8 | 3.8 | 4 | TBC | TBC | TBC | N/A | N/A | N/A | N/A | N/A | N/A | N/A | N | DATA NOT AVAILABLE | N/A | TBC | N/A | DATA NOT AVAILABLE | 2021-02-18
1700052445738 | DATA NOT AVAILABLE | RWE INNOGY UK LIMITED | MALDIE HYDRO SCHEME | DATA NOT AVAILABLE | DATA NOT AVAILABLE | LAIRG | SUTHERLAND | TBC | SCOTLAND | TBC | TBC | CASS | N/A | CASSLEY GRID | TBC | SCOTTISH HYDRO ELECTRIC POWER DISTRIBUTION PLC | DATA NOT AVAILABLE | DATA NOT AVAILABLE | NO | TBC | TBC | TBC | DATA NOT AVAILABLE | DATA NOT AVAILABLE | DATA NOT AVAILABLE | DATA NOT AVAILABLE | DATA NOT AVAILABLE | DATA NOT AVAILABLE | DATA NOT AVAILABLE | DATA NOT AVAILABLE | DATA NOT AVAILABLE | DATA NOT AVAILABLE | DATA NOT AVAILABLE | DATA NOT AVAILABLE | No | CONNECTED | 3.8 | 3.8 | 4 | TBC | TBC | TBC | N/A | N/A | N/A | N/A | N/A | N/A | N/A | N | DATA NOT AVAILABLE | N/A | TBC | N/A | DATA NOT AVAILABLE | 2021-02-18
1700053280182 | DATA NOT AVAILABLE | MVV ENVIRONMENT BALDOVIE LIMITED | BALDOVIE EFW LINE 3 | DATA NOT AVAILABLE | FORTIES ROAD | DUNDEE | ANGUS | DD4 0NS | SCOTLAND | 344498 | 733038 | MILC | N/A | MILTON OF CRAIGIE GRID | TBC | SCOTTISH HYDRO ELECTRIC POWER DISTRIBUTION PLC | DATA NOT AVAILABLE | DATA NOT AVAILABLE | NO | TBC | TBC | TBC | DATA NOT AVAILABLE | DATA NOT AVAILABLE | DATA NOT AVAILABLE | DATA NOT AVAILABLE | DATA NOT AVAILABLE | DATA NOT AVAILABLE | DATA NOT AVAILABLE | DATA NOT AVAILABLE | DATA NOT AVAILABLE | DATA NOT AVAILABLE | DATA NOT AVAILABLE | DATA NOT AVAILABLE | No | CONNECTED | 3.325 | 3.325 | 3.5 | TBC | TBC | TBC | N/A | N/A | N/A | N/A | N/A | N/A | N/A | N | DATA NOT AVAILABLE | N/A | TBC | N/A | DATA NOT AVAILABLE | 2021-02-18
1714367162008 | DATA NOT AVAILABLE | SCOTTISH WATER | NIGG SEA OUTFALL | DATA NOT AVAILABLE | DATA NOT AVAILABLE | ABERDEEN | ABERDEEN | AB12 3LT | SCOTLAND | 396427 | 804562 | CLAY | N/A | BALNAGASK | 11 | SCOTTISH HYDRO ELECTRIC POWER DISTRIBUTION PLC | BIOFUEL SEWAGE GAS | DATA NOT AVAILABLE | NO | TBC | TBC | TBC | DATA NOT AVAILABLE | DATA NOT AVAILABLE | DATA NOT AVAILABLE | DATA NOT AVAILABLE | DATA NOT AVAILABLE | DATA NOT AVAILABLE | DATA NOT AVAILABLE | DATA NOT AVAILABLE | DATA NOT AVAILABLE | DATA NOT AVAILABLE | DATA NOT AVAILABLE | DATA NOT AVAILABLE | No | CONNECTED | 3.04 | 3.04 | 3.2 | TBC | TBC | TBC | N/A | N/A | N/A | N/A | N/A | N/A | N/A | N | DATA NOT AVAILABLE | N/A | TBC | N/A | DATA NOT AVAILABLE | 2021-02-18
1715046755009 | DATA NOT AVAILABLE | THISTLE SEAFOODS LTD | THE HARBOUR | DATA NOT AVAILABLE | DATA NOT AVAILABLE | PETERHEAD | ABERDEENSHIRE | AB42 3AU | SCOTLAND | 413417 | 842536 | STRI | N/A | BODDAM | 11 | SCOTTISH HYDRO ELECTRIC POWER DISTRIBUTION PLC | DATA NOT AVAILABLE | DATA NOT AVAILABLE | NO | TBC | TBC | TBC | DATA NOT AVAILABLE | DATA NOT AVAILABLE | DATA NOT AVAILABLE | DATA NOT AVAILABLE | DATA NOT AVAILABLE | DATA NOT AVAILABLE | DATA NOT AVAILABLE | DATA NOT AVAILABLE | DATA NOT AVAILABLE | DATA NOT AVAILABLE | DATA NOT AVAILABLE | DATA NOT AVAILABLE | No | CONNECTED | 2.565 | 2.565 | 2.7 | TBC | TBC | TBC | N/A | N/A | N/A | N/A | N/A | N/A | N/A | N | DATA NOT AVAILABLE | N/A | TBC | N/A | DATA NOT AVAILABLE | 2021-02-18
1700052479221 | DATA NOT AVAILABLE | WIND ENERGY RENEWABLES LLP | MAINS OF HATTON WINDFARM | DATA NOT AVAILABLE | DATA NOT AVAILABLE | TURRIFF | ABERDEENSHIRE | AB53 8AP | SCOTLAND | 369466 | 843565 | MACD | N/A | MACDUFF GRID | TBC | SCOTTISH HYDRO ELECTRIC POWER DISTRIBUTION PLC | WIND | ONSHORE WIND TURBINES | NO | TBC | TBC | TBC | DATA NOT AVAILABLE | DATA NOT AVAILABLE | DATA NOT AVAILABLE | DATA NOT AVAILABLE | DATA NOT AVAILABLE | DATA NOT AVAILABLE | DATA NOT AVAILABLE | DATA NOT AVAILABLE | DATA NOT AVAILABLE | DATA NOT AVAILABLE | DATA NOT AVAILABLE | DATA NOT AVAILABLE | No | CONNECTED | 2.4 | 2.4 | 2.526 | TBC | TBC | TBC | N/A | N/A | N/A | N/A | N/A | N/A | N/A | N | DATA NOT AVAILABLE | N/A | TBC | N/A | DATA NOT AVAILABLE | 2021-02-18
1700052604576 | DATA NOT AVAILABLE | HILL OF BLAIRFOWL WIND FARM LIMITED | PHASE 2 WINDFARM | ST JOHNS WELLS FARM | DATA NOT AVAILABLE | TURRIFF | ABERDEENSHIRE | AB53 8PX | SCOTLAND | 379880 | 836435 | KINT | N/A | KINTORE GRID | TBC | SCOTTISH HYDRO ELECTRIC POWER DISTRIBUTION PLC | WIND | ONSHORE WIND TURBINES | NO | TBC | TBC | TBC | DATA NOT AVAILABLE | DATA NOT AVAILABLE | DATA NOT AVAILABLE | DATA NOT AVAILABLE | DATA NOT AVAILABLE | DATA NOT AVAILABLE | DATA NOT AVAILABLE | DATA NOT AVAILABLE | DATA NOT AVAILABLE | DATA NOT AVAILABLE | DATA NOT AVAILABLE | DATA NOT AVAILABLE | No | CONNECTED | 2.28 | 2.28 | 2.4 | TBC | TBC | TBC | N/A | N/A | N/A | N/A | N/A | N/A | N/A | N | DATA NOT AVAILABLE | N/A | TBC | N/A | DATA NOT AVAILABLE | 2021-02-18
1700052667432 | DATA NOT AVAILABLE | RUBISLAW (XXXI) LIMITED | WIND GENERATING STATION | CASTLE OF AUCHRY | DATA NOT AVAILABLE | TURRIFF | ABERDEENSHIRE | TBC | SCOTLAND | TBC | TBC | STRI | N/A | STRICHEN GRID | TBC | SCOTTISH HYDRO ELECTRIC POWER DISTRIBUTION PLC | WIND | ONSHORE WIND TURBINES | NO | TBC | TBC | TBC | DATA NOT AVAILABLE | DATA NOT AVAILABLE | DATA NOT AVAILABLE | DATA NOT AVAILABLE | DATA NOT AVAILABLE | DATA NOT AVAILABLE | DATA NOT AVAILABLE | DATA NOT AVAILABLE | DATA NOT AVAILABLE | DATA NOT AVAILABLE | DATA NOT AVAILABLE | DATA NOT AVAILABLE | No | CONNECTED | 2.28 | 2.28 | 2.4 | TBC | TBC | TBC | N/A | N/A | N/A | N/A | N/A | N/A | N/A | N | DATA NOT AVAILABLE | N/A | TBC | N/A | DATA NOT AVAILABLE | 2021-02-18
1717396944502 | DATA NOT AVAILABLE | 2 SISTERS FOOD GROUP LIMITED | 2 SISTERS FOOD GROUP LIMITED | GRAMPIAN COUNTRY FOODS LTD | GEORGE STREET | BLAIRGOWRIE | PERTHSHIRE | PH13 9LU | SCOTLAND | 321903 | 739767 | COUA | N/A | COUPAR ANGUS | 11 | SCOTTISH HYDRO ELECTRIC POWER DISTRIBUTION PLC | DATA NOT AVAILABLE | DATA NOT AVAILABLE | NO | TBC | TBC | TBC | DATA NOT AVAILABLE | DATA NOT AVAILABLE | DATA NOT AVAILABLE | DATA NOT AVAILABLE | DATA NOT AVAILABLE | DATA NOT AVAILABLE | DATA NOT AVAILABLE | DATA NOT AVAILABLE | DATA NOT AVAILABLE | DATA NOT AVAILABLE | DATA NOT AVAILABLE | DATA NOT AVAILABLE | No | CONNECTED | 2.271 | 2.271 | 2.391 | TBC | TBC | TBC | N/A | N/A | N/A | N/A | N/A | N/A | N/A | N | DATA NOT AVAILABLE | N/A | TBC | N/A | DATA NOT AVAILABLE | 2021-02-18
1700052478821 | DATA NOT AVAILABLE | KEITHFIELD ENERGY LIMITED | DENHILL WIND TURBINE | DATA NOT AVAILABLE | DATA NOT AVAILABLE | ST KATHERINES | ABERDEENSHIRE | AB51 8SU | SCOTLAND | 379946 | 835509 | KINT | N/A | KINTORE GRID | TBC | SCOTTISH HYDRO ELECTRIC POWER DISTRIBUTION PLC | WIND | ONSHORE WIND TURBINES | NO | TBC | TBC | TBC | DATA NOT AVAILABLE | DATA NOT AVAILABLE | DATA NOT AVAILABLE | DATA NOT AVAILABLE | DATA NOT AVAILABLE | DATA NOT AVAILABLE | DATA NOT AVAILABLE | DATA NOT AVAILABLE | DATA NOT AVAILABLE | DATA NOT AVAILABLE | DATA NOT AVAILABLE | DATA NOT AVAILABLE | No | CONNECTED | 2.185 | 2.185 | 2.3 | TBC | TBC | TBC | N/A | N/A | N/A | N/A | N/A | N/A | N/A | N | DATA NOT AVAILABLE | N/A | TBC | N/A | DATA NOT AVAILABLE | 2021-02-18
1700052478840 | DATA NOT AVAILABLE | KEITHFIELD ENERGY LIMITED | COURTSTONE WINDFARM | DATA NOT AVAILABLE | METHLICK | ELLON | ABERDEENSHIRE | AB41 7HH | SCOTLAND | 384414 | 833545 | KINT | N/A | KINTORE GRID | TBC | SCOTTISH HYDRO ELECTRIC POWER DISTRIBUTION PLC | WIND | ONSHORE WIND TURBINES | NO | TBC | TBC | TBC | DATA NOT AVAILABLE | DATA NOT AVAILABLE | DATA NOT AVAILABLE | DATA NOT AVAILABLE | DATA NOT AVAILABLE | DATA NOT AVAILABLE | DATA NOT AVAILABLE | DATA NOT AVAILABLE | DATA NOT AVAILABLE | DATA NOT AVAILABLE | DATA NOT AVAILABLE | DATA NOT AVAILABLE | No | CONNECTED | 2.185 | 2.185 | 2.3 | TBC | TBC | TBC | N/A | N/A | N/A | N/A | N/A | N/A | N/A | N | DATA NOT AVAILABLE | N/A | TBC | N/A | DATA NOT AVAILABLE | 2021-02-18
1700052588250 | DATA NOT AVAILABLE | HELIUS CORDE LIMITED | GENERATING STATION | ROTHES BIOMASS | NORTH STREET | ABERLOUR | BANFFSHIRE | AB38 7BW | SCOTLAND | 327779 | 849726 | KEIT | N/A | KEITH GRID | TBC | SCOTTISH HYDRO ELECTRIC POWER DISTRIBUTION PLC | BIOMASS | GAS TURBINE (OCGT) | NO | TBC | TBC | TBC | DATA NOT AVAILABLE | DATA NOT AVAILABLE | DATA NOT AVAILABLE | DATA NOT AVAILABLE | DATA NOT AVAILABLE | DATA NOT AVAILABLE | DATA NOT AVAILABLE | DATA NOT AVAILABLE | DATA NOT AVAILABLE | DATA NOT AVAILABLE | DATA NOT AVAILABLE | DATA NOT AVAILABLE | No | CONNECTED | 2.09 | 2.09 | 2.2 | TBC | TBC | TBC | N/A | N/A | N/A | N/A | N/A | N/A | N/A | N | DATA NOT AVAILABLE | N/A | TBC | N/A | DATA NOT AVAILABLE | 2021-02-18
1700051737424 | DATA NOT AVAILABLE | SCOTTISH WATER | LOCH TURRET WTW-EXP | DATA NOT AVAILABLE | DATA NOT AVAILABLE | CRIEFF | PERTHSHIRE | TBC | SCOTLAND | TBC | TBC | TBC | N/A | TBC | TBC | SCOTTISH HYDRO ELECTRIC POWER DISTRIBUTION PLC | DATA NOT AVAILABLE | DATA NOT AVAILABLE | NO | TBC | TBC | TBC | DATA NOT AVAILABLE | DATA NOT AVAILABLE | DATA NOT AVAILABLE | DATA NOT AVAILABLE | DATA NOT AVAILABLE | DATA NOT AVAILABLE | DATA NOT AVAILABLE | DATA NOT AVAILABLE | DATA NOT AVAILABLE | DATA NOT AVAILABLE | DATA NOT AVAILABLE | DATA NOT AVAILABLE | No | CONNECTED | 1.9 | 1.9 | 2 | TBC | TBC | TBC | N/A | N/A | N/A | N/A | N/A | N/A | N/A | N | DATA NOT AVAILABLE | N/A | TBC | N/A | DATA NOT AVAILABLE | 2021-02-18
2000056202425 | DATA NOT AVAILABLE | FIELD HOUSE SOLAR LIMITED | FIELD HOUSE PV GENERATION | DATA NOT AVAILABLE | LANDWELL HURSLEY | WINCHESTER | HAMPSHIRE | SO21 2LE | ENGLAND | 442784 | 123897 | TBC | TBC | FIELD HOUSE HURSLEY PV | 33 | SOUTHERN ELECTRIC POWER DISTRIBUTION PLC | SOLAR | PHOTOVOLTAIC | NO | TBC | TBC | 5 | DATA NOT AVAILABLE | DATA NOT AVAILABLE | DATA NOT AVAILABLE | DATA NOT AVAILABLE | DATA NOT AVAILABLE | DATA NOT AVAILABLE | DATA NOT AVAILABLE | DATA NOT AVAILABLE | DATA NOT AVAILABLE | DATA NOT AVAILABLE | DATA NOT AVAILABLE | DATA NOT AVAILABLE | No | CONNECTED | 4.75 | 4.75 | 5 | TBC | TBC | 2015-03-12 | N/A | N/A | N/A | N/A | N/A | N/A | N/A | N | DATA NOT AVAILABLE | N/A | TBC | N/A | DATA NOT AVAILABLE | 2021-02-18
2000056666629 | DATA NOT AVAILABLE | SOUTHILL SOLAR LIMITED | SOUTHILL PV | DATA NOT AVAILABLE | FAWLER ROAD | CHIPPING NORTON | OXFORDSHIRE | OX7 3EW | ENGLAND | 435833 | 217915 | COWL | YARN 33kV | CHARLBURY | 11 | SOUTHERN ELECTRIC POWER DISTRIBUTION PLC | SOLAR | PHOTOVOLTAIC | NO | TBC | TBC | 4.3 | DATA NOT AVAILABLE | DATA NOT AVAILABLE | DATA NOT AVAILABLE | DATA NOT AVAILABLE | DATA NOT AVAILABLE | DATA NOT AVAILABLE | DATA NOT AVAILABLE | DATA NOT AVAILABLE | DATA NOT AVAILABLE | DATA NOT AVAILABLE | DATA NOT AVAILABLE | DATA NOT AVAILABLE | No | CONNECTED | 4.085 | 4.085 | 4.3 | TBC | TBC | TBC | N/A | N/A | N/A | N/A | N/A | N/A | N/A | N | DATA NOT AVAILABLE | N/A | TBC | N/A | DATA NOT AVAILABLE | 2021-02-18
1717206003702 | DATA NOT AVAILABLE | VECTOR AEROSPACE INTERNATIONAL LIMITED | FACILITIES MANAGERS OFFICE | DATA NOT AVAILABLE | ALMONDBANK | PERTH | PERTHSHIRE AND KINROSS | PH1 3NQ | SCOTLAND | 306126 | 726716 | BUMU | N/A | REDGORTON | 11 | SCOTTISH HYDRO ELECTRIC POWER DISTRIBUTION PLC | DATA NOT AVAILABLE | DATA NOT AVAILABLE | NO | TBC | TBC | TBC | DATA NOT AVAILABLE | DATA NOT AVAILABLE | DATA NOT AVAILABLE | DATA NOT AVAILABLE | DATA NOT AVAILABLE | DATA NOT AVAILABLE | DATA NOT AVAILABLE | DATA NOT AVAILABLE | DATA NOT AVAILABLE | DATA NOT AVAILABLE | DATA NOT AVAILABLE | DATA NOT AVAILABLE | No | CONNECTED | 1.9 | 1.9 | 2 | TBC | TBC | TBC | N/A | N/A | N/A | N/A | N/A | N/A | N/A | N | DATA NOT AVAILABLE | N/A | TBC | N/A | DATA NOT AVAILABLE | 2021-02-18
2000056420348 | DATA NOT AVAILABLE | SHEEPBRIDGE SOLAR LIMITED | SHEEPBRIDGE COURT FARM | SHEEPBRIDGE PV | DATA NOT AVAILABLE | BASINGSTOKE | HAMPSHIRE | RG7 1PX | ENGLAND | 472091 | 165553 | TBC | TBC | SHEEPBRIDGE PV | 33 | SOUTHERN ELECTRIC POWER DISTRIBUTION PLC | SOLAR | PHOTOVOLTAIC | NO | TBC | TBC | 9 | DATA NOT AVAILABLE | DATA NOT AVAILABLE | DATA NOT AVAILABLE | DATA NOT AVAILABLE | DATA NOT AVAILABLE | DATA NOT AVAILABLE | DATA NOT AVAILABLE | DATA NOT AVAILABLE | DATA NOT AVAILABLE | DATA NOT AVAILABLE | DATA NOT AVAILABLE | DATA NOT AVAILABLE | No | CONNECTED | 3.876 | 3.876 | 4.08 | TBC | TBC | 2015-12-04 | N/A | N/A | N/A | N/A | N/A | N/A | N/A | N | DATA NOT AVAILABLE | N/A | TBC | N/A | DATA NOT AVAILABLE | 2021-02-18
1700051732286 | DATA NOT AVAILABLE | SHETLAND AEROGENERATORS LTD | BURRADALE HILL WINDFARM | DATA NOT AVAILABLE | DATA NOT AVAILABLE | SHETLAND | SHETLAND ISLANDS | ZE2 9SR | SCOTLAND | 435967 | 1168443 | GREM | N/A | GREMISTA | TBC | SCOTTISH HYDRO ELECTRIC POWER DISTRIBUTION PLC | WIND | ONSHORE WIND TURBINES | NO | TBC | TBC | TBC | DATA NOT AVAILABLE | DATA NOT AVAILABLE | DATA NOT AVAILABLE | DATA NOT AVAILABLE | DATA NOT AVAILABLE | DATA NOT AVAILABLE | DATA NOT AVAILABLE | DATA NOT AVAILABLE | DATA NOT AVAILABLE | DATA NOT AVAILABLE | DATA NOT AVAILABLE | DATA NOT AVAILABLE | No | CONNECTED | 1.748 | 1.748 | 1.84 | TBC | TBC | TBC | N/A | N/A | N/A | N/A | N/A | N/A | N/A | N | DATA NOT AVAILABLE | N/A | TBC | N/A | DATA NOT AVAILABLE | 2021-02-18
1700051732374 | DATA NOT AVAILABLE | DATA NOT AVAILABLE | BURRADALE HILL 2 | DATA NOT AVAILABLE | BURRADALE | SHETLAND | SHETLAND ISLANDS | ZE2 9SR | SCOTLAND | 435967 | 1168443 | GREM | N/A | GREMISTA | TBC | SCOTTISH HYDRO ELECTRIC POWER DISTRIBUTION PLC | DATA NOT AVAILABLE | DATA NOT AVAILABLE | NO | TBC | TBC | TBC | DATA NOT AVAILABLE | DATA NOT AVAILABLE | DATA NOT AVAILABLE | DATA NOT AVAILABLE | DATA NOT AVAILABLE | DATA NOT AVAILABLE | DATA NOT AVAILABLE | DATA NOT AVAILABLE | DATA NOT AVAILABLE | DATA NOT AVAILABLE | DATA NOT AVAILABLE | DATA NOT AVAILABLE | No | CONNECTED | 1.748 | 1.748 | 1.84 | TBC | TBC | TBC | N/A | N/A | N/A | N/A | N/A | N/A | N/A | N | DATA NOT AVAILABLE | N/A | TBC | N/A | DATA NOT AVAILABLE | 2021-02-18
1700052730865 | DATA NOT AVAILABLE | BLARGHOUR POWER COMPANY LTD | BLARGHOUR FARM | BLARGHOUR HYDRO GEN STN | DATA NOT AVAILABLE | DALMALLY | ARGYLL | PA33 1BW | SCOTLAND | 199707 | 713537 | TAYN | N/A | TAYNUILT GRID | TBC | SCOTTISH HYDRO ELECTRIC POWER DISTRIBUTION PLC | HYDRO (TO BE CONFIRMED) | HYDRO - OTHER | NO | TBC | TBC | TBC | DATA NOT AVAILABLE | DATA NOT AVAILABLE | DATA NOT AVAILABLE | DATA NOT AVAILABLE | DATA NOT AVAILABLE | DATA NOT AVAILABLE | DATA NOT AVAILABLE | DATA NOT AVAILABLE | DATA NOT AVAILABLE | DATA NOT AVAILABLE | DATA NOT AVAILABLE | DATA NOT AVAILABLE | No | CONNECTED | 1.686 | 1.686 | 1.775 | TBC | TBC | TBC | N/A | N/A | N/A | N/A | N/A | N/A | N/A | N | DATA NOT AVAILABLE | N/A | TBC | N/A | DATA NOT AVAILABLE | 2021-02-18
1715293021134 | DATA NOT AVAILABLE | WM MORRISON SUPERMARKETS PLC | MARKETHILL | DATA NOT AVAILABLE | DATA NOT AVAILABLE | TURRIFF | ABERDEENSHIRE | AB53 4PA | SCOTLAND | 372609 | 850292 | MACD | N/A | TURRIFF | 11 | SCOTTISH HYDRO ELECTRIC POWER DISTRIBUTION PLC | DATA NOT AVAILABLE | DATA NOT AVAILABLE | NO | TBC | TBC | TBC | DATA NOT AVAILABLE | DATA NOT AVAILABLE | DATA NOT AVAILABLE | DATA NOT AVAILABLE | DATA NOT AVAILABLE | DATA NOT AVAILABLE | DATA NOT AVAILABLE | DATA NOT AVAILABLE | DATA NOT AVAILABLE | DATA NOT AVAILABLE | DATA NOT AVAILABLE | DATA NOT AVAILABLE | No | CONNECTED | 1.628 | 1.628 | 1.714 | TBC | TBC | TBC | N/A | N/A | N/A | N/A | N/A | N/A | N/A | N | DATA NOT AVAILABLE | N/A | TBC | N/A | DATA NOT AVAILABLE | 2021-02-18
1700052295995 | DATA NOT AVAILABLE | SCOTTISH WATER | NIGG SEA OUTFALL | DATA NOT AVAILABLE | DATA NOT AVAILABLE | ABERDEEN | ABERDEEN | AB12 3LT | SCOTLAND | 396427 | 804562 | CLAY | N/A | BALNAGASK | 11 | SCOTTISH HYDRO ELECTRIC POWER DISTRIBUTION PLC | DATA NOT AVAILABLE | DATA NOT AVAILABLE | NO | TBC | TBC | TBC | DATA NOT AVAILABLE | DATA NOT AVAILABLE | DATA NOT AVAILABLE | DATA NOT AVAILABLE | DATA NOT AVAILABLE | DATA NOT AVAILABLE | DATA NOT AVAILABLE | DATA NOT AVAILABLE | DATA NOT AVAILABLE | DATA NOT AVAILABLE | DATA NOT AVAILABLE | DATA NOT AVAILABLE | No | CONNECTED | 1.615 | 1.615 | 1.7 | TBC | TBC | TBC | N/A | N/A | N/A | N/A | N/A | N/A | N/A | N | DATA NOT AVAILABLE | N/A | TBC | N/A | DATA NOT AVAILABLE | 2021-02-18
1714775243054 | DATA NOT AVAILABLE | SCOTTISH WATER | MANNOFIELD PUMPING STATION | DATA NOT AVAILABLE | MORNINGSIDE ROAD | ABERDEEN | ABERDEEN | AB10 7NA | SCOTLAND | 391816 | 804153 | CRAI | N/A | CRAIGIEBUCKLER | 11 | SCOTTISH HYDRO ELECTRIC POWER DISTRIBUTION PLC | DATA NOT AVAILABLE | DATA NOT AVAILABLE | NO | TBC | TBC | TBC | DATA NOT AVAILABLE | DATA NOT AVAILABLE | DATA NOT AVAILABLE | DATA NOT AVAILABLE | DATA NOT AVAILABLE | DATA NOT AVAILABLE | DATA NOT AVAILABLE | DATA NOT AVAILABLE | DATA NOT AVAILABLE | DATA NOT AVAILABLE | DATA NOT AVAILABLE | DATA NOT AVAILABLE | No | CONNECTED | 1.524 | 1.524 | 1.604 | TBC | TBC | TBC | N/A | N/A | N/A | N/A | N/A | N/A | N/A | N | DATA NOT AVAILABLE | N/A | TBC | N/A | DATA NOT AVAILABLE | 2021-02-18
1700052636160 | DATA NOT AVAILABLE | REDBOG RENEWABLES LTD | REDBOG WINDFARM | DATA NOT AVAILABLE | DATA NOT AVAILABLE | FRASERBURGH | ABERDEENSHIRE | AB43 6RP | SCOTLAND | 398363 | 854311 | STRI | N/A | STRICHEN GRID | TBC | SCOTTISH HYDRO ELECTRIC POWER DISTRIBUTION PLC | WIND | ONSHORE WIND TURBINES | NO | TBC | TBC | TBC | DATA NOT AVAILABLE | DATA NOT AVAILABLE | DATA NOT AVAILABLE | DATA NOT AVAILABLE | DATA NOT AVAILABLE | DATA NOT AVAILABLE | DATA NOT AVAILABLE | DATA NOT AVAILABLE | DATA NOT AVAILABLE | DATA NOT AVAILABLE | DATA NOT AVAILABLE | DATA NOT AVAILABLE | No | CONNECTED | 1.52 | 1.52 | 1.6 | TBC | TBC | TBC | N/A | N/A | N/A | N/A | N/A | N/A | N/A | N | DATA NOT AVAILABLE | N/A | TBC | N/A | DATA NOT AVAILABLE | 2021-02-18
1716128707506 | DATA NOT AVAILABLE | BONAR YARNS LIMITED | BONAR YARNS LIMITED | BONAR YARNS & FABRICS LTD | ST. SALVADOR STREET | DUNDEE | DUNDEE | DD3 7EU | SCOTLAND | 340277 | 731442 | DUDH | N/A | ROSEBANK STREET | 11 | SCOTTISH HYDRO ELECTRIC POWER DISTRIBUTION PLC | DATA NOT AVAILABLE | DATA NOT AVAILABLE | NO | TBC | TBC | TBC | DATA NOT AVAILABLE | DATA NOT AVAILABLE | DATA NOT AVAILABLE | DATA NOT AVAILABLE | DATA NOT AVAILABLE | DATA NOT AVAILABLE | DATA NOT AVAILABLE | DATA NOT AVAILABLE | DATA NOT AVAILABLE | DATA NOT AVAILABLE | DATA NOT AVAILABLE | DATA NOT AVAILABLE | No | CONNECTED | 1.449 | 1.449 | 1.525 | TBC | TBC | TBC | N/A | N/A | N/A | N/A | N/A | N/A | N/A | N | DATA NOT AVAILABLE | N/A | TBC | N/A | DATA NOT AVAILABLE | 2021-02-18
1714371582508 | DATA NOT AVAILABLE | KEPAK GROUP LIMITED | KEPAK GROUP LIMITED | KEPAK GROUP LIMITED | COOKSTON ROAD | ABERDEEN | ABERDEEN | AB12 4QB | SCOTLAND | 392027 | 797197 | REDM | N/A | NEWTONHILL | 11 | SCOTTISH HYDRO ELECTRIC POWER DISTRIBUTION PLC | DATA NOT AVAILABLE | DATA NOT AVAILABLE | NO | TBC | TBC | TBC | DATA NOT AVAILABLE | DATA NOT AVAILABLE | DATA NOT AVAILABLE | DATA NOT AVAILABLE | DATA NOT AVAILABLE | DATA NOT AVAILABLE | DATA NOT AVAILABLE | DATA NOT AVAILABLE | DATA NOT AVAILABLE | DATA NOT AVAILABLE | DATA NOT AVAILABLE | DATA NOT AVAILABLE | No | CONNECTED | 1.378 | 1.378 | 1.45 | TBC | TBC | TBC | N/A | N/A | N/A | N/A | N/A | N/A | N/A | N | DATA NOT AVAILABLE | N/A | TBC | N/A | DATA NOT AVAILABLE | 2021-02-18
1700052621999 | DATA NOT AVAILABLE | MEWSTEAD (FRASERBURGH) LLP | GOWANFOLD WINDFARM | DATA NOT AVAILABLE | DATA NOT AVAILABLE | FRASERBURGH | ABERDEENSHIRE | AB43 8TR | SCOTLAND | 402179 | 863035 | FRAS | N/A | FRASERBURGH | 11 | SCOTTISH HYDRO ELECTRIC POWER DISTRIBUTION PLC | WIND | ONSHORE WIND TURBINES | NO | TBC | TBC | TBC | DATA NOT AVAILABLE | DATA NOT AVAILABLE | DATA NOT AVAILABLE | DATA NOT AVAILABLE | DATA NOT AVAILABLE | DATA NOT AVAILABLE | DATA NOT AVAILABLE | DATA NOT AVAILABLE | DATA NOT AVAILABLE | DATA NOT AVAILABLE | DATA NOT AVAILABLE | DATA NOT AVAILABLE | No | CONNECTED | 1.235 | 1.235 | 1.3 | TBC | TBC | TBC | N/A | N/A | N/A | N/A | N/A | N/A | N/A | N | DATA NOT AVAILABLE | N/A | TBC | N/A | DATA NOT AVAILABLE | 2021-02-18
1700052999061 | DATA NOT AVAILABLE | RECYCLING & RESOURCE FACILITY | RECYCLING & RESOURCE FACILITY | ALTENS EAST | HARENESS PLACE | ABERDEEN | ABERDEEN | AB12 3GX | SCOTLAND | 396221 | 802964 | REDM | N/A | REDMOSS | 11 | SCOTTISH HYDRO ELECTRIC POWER DISTRIBUTION PLC | DATA NOT AVAILABLE | DATA NOT AVAILABLE | NO | TBC | TBC | TBC | DATA NOT AVAILABLE | DATA NOT AVAILABLE | DATA NOT AVAILABLE | DATA NOT AVAILABLE | DATA NOT AVAILABLE | DATA NOT AVAILABLE | DATA NOT AVAILABLE | DATA NOT AVAILABLE | DATA NOT AVAILABLE | DATA NOT AVAILABLE | DATA NOT AVAILABLE | DATA NOT AVAILABLE | No | CONNECTED | 1.14 | 1.14 | 1.2 | TBC | TBC | TBC | N/A | N/A | N/A | N/A | N/A | N/A | N/A | N | DATA NOT AVAILABLE | N/A | TBC | N/A | DATA NOT AVAILABLE | 2021-02-18
1714342655003 | DATA NOT AVAILABLE | SCOTTISH WATER | INCHGARTH PUMPING STATION | DATA NOT AVAILABLE | INCHGARTH ROAD | ABERDEEN | ABERDEEN | AB15 9NT | SCOTLAND | 390065 | 802874 | CRAI | N/A | CRAIGTON | 11 | SCOTTISH HYDRO ELECTRIC POWER DISTRIBUTION PLC | DATA NOT AVAILABLE | DATA NOT AVAILABLE | NO | TBC | TBC | TBC | DATA NOT AVAILABLE | DATA NOT AVAILABLE | DATA NOT AVAILABLE | DATA NOT AVAILABLE | DATA NOT AVAILABLE | DATA NOT AVAILABLE | DATA NOT AVAILABLE | DATA NOT AVAILABLE | DATA NOT AVAILABLE | DATA NOT AVAILABLE | DATA NOT AVAILABLE | DATA NOT AVAILABLE | No | CONNECTED | 1.059 | 1.059 | 1.115 | TBC | TBC | TBC | N/A | N/A | N/A | N/A | N/A | N/A | N/A | N | DATA NOT AVAILABLE | N/A | TBC | N/A | DATA NOT AVAILABLE | 2021-02-18
1700052487621 | DATA NOT AVAILABLE | ANGUS CEREALS LTD | ANGUS CEREALS | DATA NOT AVAILABLE | MONTROSE HARBOUR | MONTROSE | ANGUS | DD10 9SL | SCOTLAND | 371375 | 756693 | BRID | N/A | MILL RD MONTROSE | 11 | SCOTTISH HYDRO ELECTRIC POWER DISTRIBUTION PLC | DATA NOT AVAILABLE | DATA NOT AVAILABLE | NO | TBC | TBC | TBC | DATA NOT AVAILABLE | DATA NOT AVAILABLE | DATA NOT AVAILABLE | DATA NOT AVAILABLE | DATA NOT AVAILABLE | DATA NOT AVAILABLE | DATA NOT AVAILABLE | DATA NOT AVAILABLE | DATA NOT AVAILABLE | DATA NOT AVAILABLE | DATA NOT AVAILABLE | DATA NOT AVAILABLE | No | CONNECTED | 1.045 | 1.045 | 1.1 | TBC | TBC | TBC | N/A | N/A | N/A | N/A | N/A | N/A | N/A | N | DATA NOT AVAILABLE | N/A | TBC | N/A | DATA NOT AVAILABLE | 2021-02-18
1700053280191 | DATA NOT AVAILABLE | MVV ENVIRONMENT BALDOVIE LIMITED | BALDOVIE EFW LINE 3 | DATA NOT AVAILABLE | FORTIES ROAD | DUNDEE | ANGUS | DD4 0NS | SCOTLAND | 344498 | 733038 | MILC | N/A | MILTON OF CRAIGIE GRID | TBC | SCOTTISH HYDRO ELECTRIC POWER DISTRIBUTION PLC | WASTE | DATA NOT AVAILABLE | NO | TBC | TBC | 10.95 | DATA NOT AVAILABLE | DATA NOT AVAILABLE | DATA NOT AVAILABLE | DATA NOT AVAILABLE | DATA NOT AVAILABLE | DATA NOT AVAILABLE | DATA NOT AVAILABLE | DATA NOT AVAILABLE | DATA NOT AVAILABLE | DATA NOT AVAILABLE | DATA NOT AVAILABLE | DATA NOT AVAILABLE | No | CONNECTED | 9.499 | 9.499 | 9.999 | 3.325 | 3.5 | 2020-06-19 | N/A | N/A | N/A | N/A | N/A | N/A | N/A | N | DATA NOT AVAILABLE | N/A | TBC | N/A | DATA NOT AVAILABLE | 2021-02-18
1700051822559 | DATA NOT AVAILABLE | DATA NOT AVAILABLE | DATA NOT AVAILABLE | DATA NOT AVAILABLE | DATA NOT AVAILABLE | DATA NOT AVAILABLE | DATA NOT AVAILABLE | TBC | SCOTLAND | TBC | TBC | TBC | N/A | TBC | TBC | SCOTTISH HYDRO ELECTRIC POWER DISTRIBUTION PLC | DATA NOT AVAILABLE | DATA NOT AVAILABLE | NO | TBC | TBC | TBC | DATA NOT AVAILABLE | DATA NOT AVAILABLE | DATA NOT AVAILABLE | DATA NOT AVAILABLE | DATA NOT AVAILABLE | DATA NOT AVAILABLE | DATA NOT AVAILABLE | DATA NOT AVAILABLE | DATA NOT AVAILABLE | DATA NOT AVAILABLE | DATA NOT AVAILABLE | DATA NOT AVAILABLE | No | CONNECTED | 19.95 | 19.95 | 21 | TBC | TBC | TBC | N/A | N/A | N/A | N/A | N/A | N/A | N/A | N | DATA NOT AVAILABLE | N/A | TBC | N/A | DATA NOT AVAILABLE | 2021-04-08
1700053292285 | DATA NOT AVAILABLE | RWE GENERATION UK PLC | EXPORT | DATA NOT AVAILABLE | GLEN NOE HYDRO | TAYNUILT | ARGYLL AND BUTE | PA35 1JT | SCOTLAND | 206775 | 735875 | TBC | N/A | TBC | TBC | SCOTTISH HYDRO ELECTRIC POWER DISTRIBUTION PLC | WATER (FLOWING WATER OR HEAD OF WATER) | HYDRO - OTHER | NO | TBC | TBC | 2 | DATA NOT AVAILABLE | DATA NOT AVAILABLE | DATA NOT AVAILABLE | DATA NOT AVAILABLE | DATA NOT AVAILABLE | DATA NOT AVAILABLE | DATA NOT AVAILABLE | DATA NOT AVAILABLE | DATA NOT AVAILABLE | DATA NOT AVAILABLE | DATA NOT AVAILABLE | DATA NOT AVAILABLE | No | CONNECTED | 1.9 | 1.9 | 2 | 0.029 | 0.03 | 2021-02-05 | N/A | N/A | N/A | N/A | N/A | N/A | N/A | N | DATA NOT AVAILABLE | N/A | TBC | N/A | DATA NOT AVAILABLE | 2021-04-08
2000050437959 | DATA NOT AVAILABLE | NATIONAL GRID GAS PLC COMPRESSORS | LOCKERLEY COMPRESSOR STATION | NATIONAL GRID | ROMSEY ROAD | ROMSEY | HAMPSHIRE | SO51 0JA | ENGLAND | 430298 | 125555 | NURS | TBC | LOCKERLY | 11 | SOUTHERN ELECTRIC POWER DISTRIBUTION PLC | DATA NOT AVAILABLE | DATA NOT AVAILABLE | NO | TBC | TBC | TBC | DATA NOT AVAILABLE | DATA NOT AVAILABLE | DATA NOT AVAILABLE | DATA NOT AVAILABLE | DATA NOT AVAILABLE | DATA NOT AVAILABLE | DATA NOT AVAILABLE | DATA NOT AVAILABLE | DATA NOT AVAILABLE | DATA NOT AVAILABLE | DATA NOT AVAILABLE | DATA NOT AVAILABLE | No | CONNECTED | 8.075 | 8.075 | 8.5 | TBC | TBC | TBC | N/A | N/A | N/A | N/A | N/A | N/A | N/A | N | DATA NOT AVAILABLE | N/A | TBC | N/A | DATA NOT AVAILABLE | 2021-04-08
2000057172278 | DATA NOT AVAILABLE | INFINIS | TRUMPS FARM GENERATION PROJECT | DATA NOT AVAILABLE | DATA NOT AVAILABLE | CHERTSEY | SURREY | KT16 0EF | ENGLAND | 499646 | 166095 | FLEE | BRKN 33kV | MVEE | 11 | SOUTHERN ELECTRIC POWER DISTRIBUTION PLC | BIOFUEL - LANDFILL GAS | ENGINE (COMBUSTION / RECIPROCATING) | NO | TBC | TBC | TBC | DATA NOT AVAILABLE | DATA NOT AVAILABLE | DATA NOT AVAILABLE | DATA NOT AVAILABLE | DATA NOT AVAILABLE | DATA NOT AVAILABLE | DATA NOT AVAILABLE | DATA NOT AVAILABLE | DATA NOT AVAILABLE | DATA NOT AVAILABLE | DATA NOT AVAILABLE | DATA NOT AVAILABLE | No | CONNECTED | 2.09 | 2.09 | 2.2 | TBC | TBC | TBC | N/A | N/A | N/A | N/A | N/A | N/A | N/A | N | DATA NOT AVAILABLE | N/A | TBC | N/A | DATA NOT AVAILABLE | 2021-04-08
2000057337337 | DATA NOT AVAILABLE | ALIGN JV - TTFX | CHALFONT LANE | HS2 - CHALFONT LANE | ADJACENT TO M25 | RICKMANSWORTH | HERTFORDSHIRE | WD3 9XN | ENGLAND | 502918 | 191572 | TBC | TBC | TBC | TBC | SOUTHERN ELECTRIC POWER DISTRIBUTION PLC | DATA NOT AVAILABLE | DATA NOT AVAILABLE | NO | TBC | TBC | TBC | DATA NOT AVAILABLE | DATA NOT AVAILABLE | DATA NOT AVAILABLE | DATA NOT AVAILABLE | DATA NOT AVAILABLE | DATA NOT AVAILABLE | DATA NOT AVAILABLE | DATA NOT AVAILABLE | DATA NOT AVAILABLE | DATA NOT AVAILABLE | DATA NOT AVAILABLE | DATA NOT AVAILABLE | No | CONNECTED | 28.5 | 28.5 | 30 | TBC | TBC | TBC | N/A | N/A | N/A | N/A | N/A | N/A | N/A | N | DATA NOT AVAILABLE | N/A | TBC | N/A | DATA NOT AVAILABLE | 2021-04-08
1700053292090 | DATA NOT AVAILABLE | AVIVA CENTRAL SERVICES UK LIMITED | PITHEAVLIS | DATA NOT AVAILABLE | DATA NOT AVAILABLE | PERTH | PERTHSHIRE AND KINROSS | PH2 0NH | SCOTLAND | 309820 | 722215 | TBC | N/A | TBC | TBC | SCOTTISH HYDRO ELECTRIC POWER DISTRIBUTION PLC | DATA NOT AVAILABLE | DATA NOT AVAILABLE | NO | TBC | TBC | TBC | DATA NOT AVAILABLE | DATA NOT AVAILABLE | DATA NOT AVAILABLE | DATA NOT AVAILABLE | DATA NOT AVAILABLE | DATA NOT AVAILABLE | DATA NOT AVAILABLE | DATA NOT AVAILABLE | DATA NOT AVAILABLE | DATA NOT AVAILABLE | DATA NOT AVAILABLE | DATA NOT AVAILABLE | No | CONNECTED | 1.393 | 1.393 | 1.466 | TBC | TBC | TBC | N/A | N/A | N/A | N/A | N/A | N/A | N/A | N | DATA NOT AVAILABLE | N/A | TBC | N/A | DATA NOT AVAILABLE | 2021-06-30
2000055923020 | DATA NOT AVAILABLE | DATA NOT AVAILABLE | DATA NOT AVAILABLE | DATA NOT AVAILABLE | DATA NOT AVAILABLE | DATA NOT AVAILABLE | TBC | TBC | ENGLAND | TBC | TBC | TBC | TBC | TBC | TBC | SOUTHERN ELECTRIC POWER DISTRIBUTION PLC | DATA NOT AVAILABLE | DATA NOT AVAILABLE | NO | TBC | TBC | TBC | DATA NOT AVAILABLE | DATA NOT AVAILABLE | DATA NOT AVAILABLE | DATA NOT AVAILABLE | DATA NOT AVAILABLE | DATA NOT AVAILABLE | DATA NOT AVAILABLE | DATA NOT AVAILABLE | DATA NOT AVAILABLE | DATA NOT AVAILABLE | DATA NOT AVAILABLE | DATA NOT AVAILABLE | No | CONNECTED | 4.75 | 4.75 | 5 | TBC | TBC | TBC | N/A | N/A | N/A | N/A | N/A | N/A | N/A | N | DATA NOT AVAILABLE | N/A | TBC | N/A | DATA NOT AVAILABLE | 2021-06-30
2000055927238 | DATA NOT AVAILABLE | TUSC LTD | WEST SOLENT PV | ILEY LANE | LOWER PENNINGTON | LYMINGTON | HAMPSHIRE | SO41 8AL | ENGLAND | 431705 | 93624 | MANN | ARNE 33kV | LYMINGTON | 11 | SOUTHERN ELECTRIC POWER DISTRIBUTION PLC | SOLAR | PHOTOVOLTAIC | NO | TBC | TBC | 2.5 | DATA NOT AVAILABLE | DATA NOT AVAILABLE | DATA NOT AVAILABLE | DATA NOT AVAILABLE | DATA NOT AVAILABLE | DATA NOT AVAILABLE | DATA NOT AVAILABLE | DATA NOT AVAILABLE | DATA NOT AVAILABLE | DATA NOT AVAILABLE | DATA NOT AVAILABLE | DATA NOT AVAILABLE | No | CONNECTED | 1.9 | 1.9 | 2 | TBC | TBC | TBC | N/A | N/A | N/A | N/A | N/A | N/A | N/A | N | DATA NOT AVAILABLE | N/A | TBC | N/A | DATA NOT AVAILABLE | 2021-06-30
2000056598002 | DATA NOT AVAILABLE | MINISTRY OF DEFENCE | QUEEN ELIZABETH CARRIER S/S | DATA NOT AVAILABLE | DATA NOT AVAILABLE | PORTSMOUTH | PORTSMOUTH | TBC | ENGLAND | TBC | TBC | LOVE | PORP 33kV | QUEEN ELIZABETH CARRIER | TBC | SOUTHERN ELECTRIC POWER DISTRIBUTION PLC | DATA NOT AVAILABLE | DATA NOT AVAILABLE | NO | TBC | TBC | TBC | DATA NOT AVAILABLE | DATA NOT AVAILABLE | DATA NOT AVAILABLE | DATA NOT AVAILABLE | DATA NOT AVAILABLE | DATA NOT AVAILABLE | DATA NOT AVAILABLE | DATA NOT AVAILABLE | DATA NOT AVAILABLE | DATA NOT AVAILABLE | DATA NOT AVAILABLE | DATA NOT AVAILABLE | No | CONNECTED | 40.945 | 40.945 | 43.1 | TBC | TBC | TBC | N/A | N/A | N/A | N/A | N/A | N/A | N/A | N | DATA NOT AVAILABLE | N/A | TBC | N/A | DATA NOT AVAILABLE | 2021-09-01
2000057829825 | DATA NOT AVAILABLE | VELOX POWER LIMITED | ALLINGTON LANE | ITCHEN PW DIESEL | DATA NOT AVAILABLE | EASTLEIGH | SOUTHAMPTON | SO18 3NE | ENGLAND | 445724 | 115396 | TBC | TBC | TBC | TBC | SOUTHERN ELECTRIC POWER DISTRIBUTION PLC | FOSSIL - OIL | ENGINE (COMBUSTION / RECIPROCATING) | NO | TBC | TBC | TBC | DATA NOT AVAILABLE | DATA NOT AVAILABLE | DATA NOT AVAILABLE | DATA NOT AVAILABLE | DATA NOT AVAILABLE | DATA NOT AVAILABLE | DATA NOT AVAILABLE | DATA NOT AVAILABLE | DATA NOT AVAILABLE | DATA NOT AVAILABLE | DATA NOT AVAILABLE | DATA NOT AVAILABLE | No | CONNECTED | 19 | 19 | 20 | TBC | TBC | TBC | N/A | N/A | N/A | N/A | N/A | N/A | N/A | N | DATA NOT AVAILABLE | N/A | TBC | N/A | DATA NOT AVAILABLE | 2021-09-01
1700053298905 | DATA NOT AVAILABLE | MORVOLTS LIMITED | BARR RIVER HYDRO | BARR RIVER HYDRO | DATA NOT AVAILABLE | MORVERN | HIGHLAND | PA80 5XT | SCOTLAND | 167738 | 744912 | FWIL | N/A | FORT WILLIAM GRID | TBC | SCOTTISH HYDRO ELECTRIC POWER DISTRIBUTION PLC | HYDRO (TO BE CONFIRMED) | HYDRO POWER SYSTEM | NO | TBC | TBC | 0.012 | DATA NOT AVAILABLE | DATA NOT AVAILABLE | DATA NOT AVAILABLE | DATA NOT AVAILABLE | DATA NOT AVAILABLE | DATA NOT AVAILABLE | DATA NOT AVAILABLE | DATA NOT AVAILABLE | DATA NOT AVAILABLE | DATA NOT AVAILABLE | DATA NOT AVAILABLE | DATA NOT AVAILABLE | No | CONNECTED | 0 | 1.045 | 1.1 | 0 | 0 | 2021-07-26 | N/A | N/A | N/A | N/A | N/A | N/A | N/A | N | DATA NOT AVAILABLE | N/A | TBC | N/A | DATA NOT AVAILABLE | 2021-12-02
1700053289877 | DATA NOT AVAILABLE | EVITE GRIDCO LTD | LOCH ETIVE HYDRO | DATA NOT AVAILABLE | DATA NOT AVAILABLE | TAYNUILT | ARGYLL | PA35 1JT | SCOTLAND | 206775 | 735875 | TBC | N/A | TBC | TBC | SCOTTISH HYDRO ELECTRIC POWER DISTRIBUTION PLC | HYDRO (TO BE CONFIRMED) | HYDRO POWER SYSTEM | NO | TBC | TBC | 2 | DATA NOT AVAILABLE | DATA NOT AVAILABLE | DATA NOT AVAILABLE | DATA NOT AVAILABLE | DATA NOT AVAILABLE | DATA NOT AVAILABLE | DATA NOT AVAILABLE | DATA NOT AVAILABLE | DATA NOT AVAILABLE | DATA NOT AVAILABLE | DATA NOT AVAILABLE | DATA NOT AVAILABLE | No | CONNECTED | 2.105 | 6.46 | 6.8 | 0.029 | 0.03 | TBC | N/A | N/A | N/A | N/A | N/A | N/A | N/A | N | DATA NOT AVAILABLE | N/A | TBC | N/A | DATA NOT AVAILABLE | 2022-01-27
2000057985409 | DATA NOT AVAILABLE | DATA NOT AVAILABLE | DATA NOT AVAILABLE | FAREHAM BATTERY STORAGE | TANNERS LANE | FAREHAM | HAMPSHIRE | PO14 2HS | ENGLAND | 455854 | 104351 | TBC | TBC | TBC | TBC | SOUTHERN ELECTRIC POWER DISTRIBUTION PLC | DATA NOT AVAILABLE | DATA NOT AVAILABLE | NO | TBC | TBC | TBC | DATA NOT AVAILABLE | DATA NOT AVAILABLE | DATA NOT AVAILABLE | DATA NOT AVAILABLE | DATA NOT AVAILABLE | DATA NOT AVAILABLE | DATA NOT AVAILABLE | DATA NOT AVAILABLE | DATA NOT AVAILABLE | DATA NOT AVAILABLE | DATA NOT AVAILABLE | DATA NOT AVAILABLE | To Be Confirmed | CONNECTED | TBC | 38 | 40 | TBC | TBC | TBC | N/A | N/A | N/A | N/A | N/A | N/A | N/A | N | DATA NOT AVAILABLE | N/A | TBC | N/A | DATA NOT AVAILABLE | 2022-02-25
DATA NOT AVAILABLE | DATA NOT AVAILABLE | BSR APPLICATIONS LIMITED | RY PRESTON FARM - SOLAR PV | PRESTON FARM | PRESTON CANDOVER BASINGSTOKE | BASINGSTOKE | HAMPSHIRE | RG25 2DS | ENGLAND | 460809 | 142169 | FLEE | ALTO 33kV | PRESTON CANDOVER | 11 | SOUTHERN ELECTRIC POWER DISTRIBUTION PLC | SOLAR | PHOTOVOLTAIC | NO | TBC | TBC | 20 | DATA NOT AVAILABLE | DATA NOT AVAILABLE | DATA NOT AVAILABLE | DATA NOT AVAILABLE | DATA NOT AVAILABLE | DATA NOT AVAILABLE | DATA NOT AVAILABLE | DATA NOT AVAILABLE | DATA NOT AVAILABLE | DATA NOT AVAILABLE | DATA NOT AVAILABLE | DATA NOT AVAILABLE | To Be Confirmed | ACCEPTED TO CONNECT | DATA NOT AVAILABLE | DATA NOT AVAILABLE | DATA NOT AVAILABLE | DATA NOT AVAILABLE | DATA NOT AVAILABLE | DATA NOT AVAILABLE | 20 | 20 | 21.053 | 1.425 | 1.5 | 2020-03-20 | TBC | N | DATA NOT AVAILABLE | N/A | TBC | SSEN_Rein_054 | DATA NOT AVAILABLE | 2020-07-22
DATA NOT AVAILABLE | DATA NOT AVAILABLE | SUNCREDIT POWER BALANCING LTD | PINSTONE FARM - GAS | PINSTONE FARM | OXFORD ROAD TATLING END | GERRARDS CROSS | BUCKINGHAMSHIRE | SL9 7AL | ENGLAND | 501721 | 187197 | AMEM | AMEM | TBC | 11 | SOUTHERN ELECTRIC POWER DISTRIBUTION PLC | ADVANCED FUEL (PRODUCED VIA GASIFICATION OR PYROLYSIS OF BIOFUEL OR WASTE) | GAS TURBINE (OCGT) | NO | TBC | TBC | 20 | DATA NOT AVAILABLE | DATA NOT AVAILABLE | DATA NOT AVAILABLE | DATA NOT AVAILABLE | DATA NOT AVAILABLE | DATA NOT AVAILABLE | DATA NOT AVAILABLE | DATA NOT AVAILABLE | DATA NOT AVAILABLE | DATA NOT AVAILABLE | DATA NOT AVAILABLE | DATA NOT AVAILABLE | To Be Confirmed | ACCEPTED TO CONNECT | DATA NOT AVAILABLE | DATA NOT AVAILABLE | DATA NOT AVAILABLE | DATA NOT AVAILABLE | DATA NOT AVAILABLE | DATA NOT AVAILABLE | 20 | 20 | 21.053 | 0.171 | 0.18 | 2019-04-23 | TBC | N | DATA NOT AVAILABLE | N/A | TBC | SSEN_Rein_018 | DATA NOT AVAILABLE | 2020-07-22
DATA NOT AVAILABLE | DATA NOT AVAILABLE | LIGHTSOURCE RENEWABLE DEVELOPMENT LIMITED | DOWN BARN FARM PV SOLAR PARK | DOWN BARN FARM PV SOLAR PARK | DOWN BARN FARM CHOLDERTON | SALISBURY | WILTSHIRE | SP4 0DR | ENGLAND | 423288 | 142895 | MELK | AMES 33kV | TBC | TBC | SOUTHERN ELECTRIC POWER DISTRIBUTION PLC | SOLAR | PHOTOVOLTAIC | NO | TBC | TBC | 40 | DATA NOT AVAILABLE | DATA NOT AVAILABLE | DATA NOT AVAILABLE | DATA NOT AVAILABLE | DATA NOT AVAILABLE | DATA NOT AVAILABLE | DATA NOT AVAILABLE | DATA NOT AVAILABLE | DATA NOT AVAILABLE | DATA NOT AVAILABLE | DATA NOT AVAILABLE | DATA NOT AVAILABLE | To Be Confirmed | ACCEPTED TO CONNECT | DATA NOT AVAILABLE | DATA NOT AVAILABLE | DATA NOT AVAILABLE | DATA NOT AVAILABLE | DATA NOT AVAILABLE | DATA NOT AVAILABLE | 40 | 40 | 42.105 | 0.361 | 0.38 | 2019-08-21 | TBC | N | DATA NOT AVAILABLE | N/A | TBC | N/A | DATA NOT AVAILABLE | 2020-07-22
DATA NOT AVAILABLE | DATA NOT AVAILABLE | DNO CONSULTING | WOODINGTON FARM PV | WOODINGTON FARM PV | WOODINGTON ROAD EAST WELLOW | ROMSEY | HAMPSHIRE | SO51 6DQ | ENGLAND | 431082 | 120455 | BRLE | ANDO 33kV | TBC | TBC | SOUTHERN ELECTRIC POWER DISTRIBUTION PLC | SOLAR | PHOTOVOLTAIC | NO | TBC | TBC | 40 | DATA NOT AVAILABLE | DATA NOT AVAILABLE | DATA NOT AVAILABLE | DATA NOT AVAILABLE | DATA NOT AVAILABLE | DATA NOT AVAILABLE | DATA NOT AVAILABLE | DATA NOT AVAILABLE | DATA NOT AVAILABLE | DATA NOT AVAILABLE | DATA NOT AVAILABLE | DATA NOT AVAILABLE | No | ACCEPTED TO CONNECT | DATA NOT AVAILABLE | DATA NOT AVAILABLE | DATA NOT AVAILABLE | DATA NOT AVAILABLE | DATA NOT AVAILABLE | DATA NOT AVAILABLE | 40 | 40 | 42.105 | 0 | 0 | 2014-03-05 | TBC | N | DATA NOT AVAILABLE | N/A | TBC | N/A | DATA NOT AVAILABLE | 2020-07-22
DATA NOT AVAILABLE | DATA NOT AVAILABLE | AMP ENERGY SERVICES LTD | ANDOVER BUSINESS PARK - GAS | UNIT 2 | ANDOVER BUSINESS PARK | ANDOVER | HAMPSHIRE | SP11 8BF | ENGLAND | 433670 | 145745 | BRLE | ANDO 33kV | PORTWAY | 11 | SOUTHERN ELECTRIC POWER DISTRIBUTION PLC | HYDROGEN | ENGINE (COMBUSTION / RECIPROCATING) | YES | TBC | TBC | 4 | DATA NOT AVAILABLE | DATA NOT AVAILABLE | DATA NOT AVAILABLE | DATA NOT AVAILABLE | DATA NOT AVAILABLE | DATA NOT AVAILABLE | DATA NOT AVAILABLE | DATA NOT AVAILABLE | DATA NOT AVAILABLE | DATA NOT AVAILABLE | DATA NOT AVAILABLE | DATA NOT AVAILABLE | To Be Confirmed | ACCEPTED TO CONNECT | DATA NOT AVAILABLE | DATA NOT AVAILABLE | DATA NOT AVAILABLE | DATA NOT AVAILABLE | DATA NOT AVAILABLE | DATA NOT AVAILABLE | 4 | 4 | 4.211 | 0.422 | 0.444 | 2018-10-30 | TBC | N | DATA NOT AVAILABLE | N/A | TBC | SSEN_Rein_013 | DATA NOT AVAILABLE | 2020-07-22
DATA NOT AVAILABLE | DATA NOT AVAILABLE | BSR APPLICATIONS LTD | LOWER WYKE FARM - PV | DATA NOT AVAILABLE | LAND AT LOWER WYKE FARM ST MARY BOURNE | ANDOVER | HAMPSHIRE | SP11 6AQ | ENGLAND | 439012 | 148400 | BRLE | ANDO 33kV | ANDOVER EAST | 11 | SOUTHERN ELECTRIC POWER DISTRIBUTION PLC | SOLAR | PHOTOVOLTAIC | NO | TBC | TBC | 20 | DATA NOT AVAILABLE | DATA NOT AVAILABLE | DATA NOT AVAILABLE | DATA NOT AVAILABLE | DATA NOT AVAILABLE | DATA NOT AVAILABLE | DATA NOT AVAILABLE | DATA NOT AVAILABLE | DATA NOT AVAILABLE | DATA NOT AVAILABLE | DATA NOT AVAILABLE | DATA NOT AVAILABLE | To Be Confirmed | ACCEPTED TO CONNECT | DATA NOT AVAILABLE | DATA NOT AVAILABLE | DATA NOT AVAILABLE | DATA NOT AVAILABLE | DATA NOT AVAILABLE | DATA NOT AVAILABLE | 20 | 20 | 21.053 | 0.157 | 0.165 | 2020-03-13 | TBC | N | DATA NOT AVAILABLE | N/A | TBC | SSEN_Rein_048 | DATA NOT AVAILABLE | 2020-07-22
DATA NOT AVAILABLE | DATA NOT AVAILABLE | MARTIFER SOLAR UK LTD | CLIFTON FARM PV | CLIFTON FARM PV | CLIFTON MAYBANK | YEOVIL | DORSET | BA22 9UZ | ENGLAND | 357576 | 113732 | FLEE | AXMI | TBC | TBC | SOUTHERN ELECTRIC POWER DISTRIBUTION PLC | SOLAR | PHOTOVOLTAIC | NO | TBC | TBC | 35 | DATA NOT AVAILABLE | DATA NOT AVAILABLE | DATA NOT AVAILABLE | DATA NOT AVAILABLE | DATA NOT AVAILABLE | DATA NOT AVAILABLE | DATA NOT AVAILABLE | DATA NOT AVAILABLE | DATA NOT AVAILABLE | DATA NOT AVAILABLE | DATA NOT AVAILABLE | DATA NOT AVAILABLE | To Be Confirmed | ACCEPTED TO CONNECT | DATA NOT AVAILABLE | DATA NOT AVAILABLE | DATA NOT AVAILABLE | DATA NOT AVAILABLE | DATA NOT AVAILABLE | DATA NOT AVAILABLE | 35 | 35 | 36.842 | 0.404 | 0.425 | 2019-09-13 | TBC | N | DATA NOT AVAILABLE | N/A | TBC | N/A | DATA NOT AVAILABLE | 2020-07-22
DATA NOT AVAILABLE | DATA NOT AVAILABLE | DNO CONSULTING LTD | PIPPLEPEN FARM SOLAR - PV | PIPPLEPEN FARM SOLAR PV | LANDS AT PIPPLEPEN FARM | BEAMINSTER | DORSET | DT8 3HS | ENGLAND | 347251 | 106840 | AXMI | AXMI | TBC | TBC | SOUTHERN ELECTRIC POWER DISTRIBUTION PLC | SOLAR | PHOTOVOLTAIC | NO | TBC | TBC | 32.6 | DATA NOT AVAILABLE | DATA NOT AVAILABLE | DATA NOT AVAILABLE | DATA NOT AVAILABLE | DATA NOT AVAILABLE | DATA NOT AVAILABLE | DATA NOT AVAILABLE | DATA NOT AVAILABLE | DATA NOT AVAILABLE | DATA NOT AVAILABLE | DATA NOT AVAILABLE | DATA NOT AVAILABLE | To Be Confirmed | ACCEPTED TO CONNECT | DATA NOT AVAILABLE | DATA NOT AVAILABLE | DATA NOT AVAILABLE | DATA NOT AVAILABLE | DATA NOT AVAILABLE | DATA NOT AVAILABLE | 32.6 | 30 | 31.579 | 0.086 | 0.09 | 2019-07-11 | TBC | N | DATA NOT AVAILABLE | N/A | TBC | SSEN_Rein_028 | DATA NOT AVAILABLE | 2020-07-22
DATA NOT AVAILABLE | DATA NOT AVAILABLE | NICK BOOTH LIMITED | OVERTON MILL - CHP ADDCAP | OVERTON MILL | STATION ROAD OVERTON | BASINGSTOKE | HAMPSHIRE | RG25 3JG | ENGLAND | 451737 | 150947 | BRLE | BASI 33kV | OVERTON | 11 | SOUTHERN ELECTRIC POWER DISTRIBUTION PLC | ADVANCED FUEL (PRODUCED VIA GASIFICATION OR PYROLYSIS OF BIOFUEL OR WASTE) | GAS TURBINE (OCGT) | YES | TBC | TBC | 3.362 | DATA NOT AVAILABLE | DATA NOT AVAILABLE | DATA NOT AVAILABLE | DATA NOT AVAILABLE | DATA NOT AVAILABLE | DATA NOT AVAILABLE | DATA NOT AVAILABLE | DATA NOT AVAILABLE | DATA NOT AVAILABLE | DATA NOT AVAILABLE | DATA NOT AVAILABLE | DATA NOT AVAILABLE | To Be Confirmed | ACCEPTED TO CONNECT | DATA NOT AVAILABLE | DATA NOT AVAILABLE | DATA NOT AVAILABLE | DATA NOT AVAILABLE | DATA NOT AVAILABLE | DATA NOT AVAILABLE | 3.362 | 1.2 | 1.263 | 11.59 | 12.2 | 2020-01-24 | TBC | N | DATA NOT AVAILABLE | N/A | TBC | N/A | DATA NOT AVAILABLE | 2020-07-22
DATA NOT AVAILABLE | DATA NOT AVAILABLE | DATA NOT AVAILABLE | 25MW BATTERY STORAGE | VYNE FARM | CROCKFORD LANE CHINEHAM | BASINGSTOKE | HAMPSHIRE | RG24 9AE | ENGLAND | 464511 | 154708 | BRLE | BASI 33kV | TBC | 11 | SOUTHERN ELECTRIC POWER DISTRIBUTION PLC | Stored Energy (all stored energy irrespective of the original energy source) | Storage - Electrochemical (Batteries) | NO | TBC | TBC | 26.4 | DATA NOT AVAILABLE | DATA NOT AVAILABLE | DATA NOT AVAILABLE | DATA NOT AVAILABLE | DATA NOT AVAILABLE | DATA NOT AVAILABLE | DATA NOT AVAILABLE | DATA NOT AVAILABLE | DATA NOT AVAILABLE | DATA NOT AVAILABLE | DATA NOT AVAILABLE | DATA NOT AVAILABLE | To Be Confirmed | ACCEPTED TO CONNECT | DATA NOT AVAILABLE | DATA NOT AVAILABLE | DATA NOT AVAILABLE | DATA NOT AVAILABLE | DATA NOT AVAILABLE | DATA NOT AVAILABLE | 26.4 | 25 | 26.316 | 23.75 | 25 | 2020-02-28 | TBC | N | DATA NOT AVAILABLE | N/A | TBC | N/A | DATA NOT AVAILABLE | 2020-07-22
DATA NOT AVAILABLE | DATA NOT AVAILABLE | AMBERSIDE ENERGY LTD | AH HORTON SOLAR B - 35.0MW PV + BATTERY | MARNEL DELL | CHINEHAM LANE SHERBORNE ST. JOHN BASINGSTOKE | BASINGSTOKE | HAMPSHIRE | RG24 9LR | ENGLAND | 463107 | 154611 | BRLE | BASI 33kV | BASINGSTOKE | 11 | SOUTHERN ELECTRIC POWER DISTRIBUTION PLC | SOLAR | PHOTOVOLTAIC | NO | TBC | TBC | 30 | STORED ENERGY (ALL STORED ENERGY IRRESPECTVE OF THE ORIGINAL ENERGY SOURCE) | STORAGE - ELECTROCHEMICAL (BATTERIES) | N/A | TBC | TBC | 10.526 | DATA NOT AVAILABLE | DATA NOT AVAILABLE | DATA NOT AVAILABLE | DATA NOT AVAILABLE | DATA NOT AVAILABLE | DATA NOT AVAILABLE | To Be Confirmed | ACCEPTED TO CONNECT | DATA NOT AVAILABLE | DATA NOT AVAILABLE | DATA NOT AVAILABLE | DATA NOT AVAILABLE | DATA NOT AVAILABLE | DATA NOT AVAILABLE | 30 | 30 | 31.579 | 9.5 | 10 | 2020-05-01 | TBC | N | DATA NOT AVAILABLE | N/A | TBC | SSEN_Rein_053 | DATA NOT AVAILABLE | 2020-07-22
DATA NOT AVAILABLE | DATA NOT AVAILABLE | ECLIPSE POWER NETWORKS | BICESTER 49.9MW - PV | BICESTER 49.9MW | LAND AT MARSH GIBBON | BUCKINGHAMSHIRE | BUCKINGHAMSHIRE | OX27 0AE | ENGLAND | 463989 | 222801 | ECLA | BICN 33KV | TBC | 11 | SOUTHERN ELECTRIC POWER DISTRIBUTION PLC | SOLAR | PHOTOVOLTAIC | NO | TBC | TBC | 44 | DATA NOT AVAILABLE | DATA NOT AVAILABLE | DATA NOT AVAILABLE | DATA NOT AVAILABLE | DATA NOT AVAILABLE | DATA NOT AVAILABLE | DATA NOT AVAILABLE | DATA NOT AVAILABLE | DATA NOT AVAILABLE | DATA NOT AVAILABLE | DATA NOT AVAILABLE | DATA NOT AVAILABLE | To Be Confirmed | ACCEPTED TO CONNECT | DATA NOT AVAILABLE | DATA NOT AVAILABLE | DATA NOT AVAILABLE | DATA NOT AVAILABLE | DATA NOT AVAILABLE | DATA NOT AVAILABLE | 44 | 44 | 46.316 | 0.19 | 0.2 | 2019-07-10 | TBC | N | DATA NOT AVAILABLE | N/A | TBC | SSEN_Rein_029 | DATA NOT AVAILABLE | 2020-07-22
DATA NOT AVAILABLE | DATA NOT AVAILABLE | TORUS ENVIRONMENTAL | FUNTLEY GENERATION | FUNTLEY GENERATION | TITCHFIELD LANE FUNTLEY | FAREHAM | HAMPSHIRE | PO17 5EQ | ENGLAND | 456152 | 108284 | BOTW | BOTW 33kV | TBC | TBC | SOUTHERN ELECTRIC POWER DISTRIBUTION PLC | OTHER | OTHER | NO | TBC | TBC | 14 | DATA NOT AVAILABLE | DATA NOT AVAILABLE | DATA NOT AVAILABLE | DATA NOT AVAILABLE | DATA NOT AVAILABLE | DATA NOT AVAILABLE | DATA NOT AVAILABLE | DATA NOT AVAILABLE | DATA NOT AVAILABLE | DATA NOT AVAILABLE | DATA NOT AVAILABLE | DATA NOT AVAILABLE | No | ACCEPTED TO CONNECT | DATA NOT AVAILABLE | DATA NOT AVAILABLE | DATA NOT AVAILABLE | DATA NOT AVAILABLE | DATA NOT AVAILABLE | DATA NOT AVAILABLE | 14 | 14 | 14.737 | 0 | 0 | 2014-02-26 | TBC | N | DATA NOT AVAILABLE | N/A | TBC | N/A | DATA NOT AVAILABLE | 2020-07-22
DATA NOT AVAILABLE | DATA NOT AVAILABLE | BGS LTD | TITCHFIELD LANE - ESS | DATA NOT AVAILABLE | TITCHFIELD LANE | FAREHAM | HAMPSHIRE | PO15 6DY | ENGLAND | 455138 | 109927 | BOTW | BOTW 33kV | TBC | 11 | SOUTHERN ELECTRIC POWER DISTRIBUTION PLC | OTHER | OTHER | NO | TBC | TBC | 49.9 | DATA NOT AVAILABLE | DATA NOT AVAILABLE | DATA NOT AVAILABLE | DATA NOT AVAILABLE | DATA NOT AVAILABLE | DATA NOT AVAILABLE | DATA NOT AVAILABLE | DATA NOT AVAILABLE | DATA NOT AVAILABLE | DATA NOT AVAILABLE | DATA NOT AVAILABLE | DATA NOT AVAILABLE | To Be Confirmed | ACCEPTED TO CONNECT | DATA NOT AVAILABLE | DATA NOT AVAILABLE | DATA NOT AVAILABLE | DATA NOT AVAILABLE | DATA NOT AVAILABLE | DATA NOT AVAILABLE | 49.9 | 49.9 | 52.526 | 47.405 | 49.9 | 2019-12-03 | TBC | N | DATA NOT AVAILABLE | N/A | TBC | SSEN_Rein_044 | DATA NOT AVAILABLE | 2020-07-22
DATA NOT AVAILABLE | DATA NOT AVAILABLE | INTELLIGENT ALTERNATIVES LIMITED | HATHERDEN FARM - PV | HATHERDEN LANE | CHARLTON ANDOVER | ANDOVER | HAMPSHIRE | SP11 0HT | ENGLAND | 434437 | 150231 | BRLE | BRLE | TBC | TBC | SOUTHERN ELECTRIC POWER DISTRIBUTION PLC | SOLAR | PHOTOVOLTAIC | NO | TBC | TBC | 40 | DATA NOT AVAILABLE | DATA NOT AVAILABLE | DATA NOT AVAILABLE | DATA NOT AVAILABLE | DATA NOT AVAILABLE | DATA NOT AVAILABLE | DATA NOT AVAILABLE | DATA NOT AVAILABLE | DATA NOT AVAILABLE | DATA NOT AVAILABLE | DATA NOT AVAILABLE | DATA NOT AVAILABLE | To Be Confirmed | ACCEPTED TO CONNECT | DATA NOT AVAILABLE | DATA NOT AVAILABLE | DATA NOT AVAILABLE | DATA NOT AVAILABLE | DATA NOT AVAILABLE | DATA NOT AVAILABLE | 40 | 40 | 42.105 | 0.19 | 0.2 | 2019-12-02 | TBC | N | DATA NOT AVAILABLE | N/A | TBC | N/A | DATA NOT AVAILABLE | 2020-07-22
DATA NOT AVAILABLE | DATA NOT AVAILABLE | GTC | EVEREST D.C. DIESEL | EVEREST COMPUTING LTD | UNIT 2 SMALLMEAD ROAD | READING | BERKSHIRE | RG2 0QS | ENGLAND | 471122 | 170387 | BRLE | BURG 33kV | COURAGES | 11 | SOUTHERN ELECTRIC POWER DISTRIBUTION PLC | FOSSIL - GAS | GAS TURBINE (OCGT) | NO | TBC | TBC | 4.4 | DATA NOT AVAILABLE | DATA NOT AVAILABLE | DATA NOT AVAILABLE | DATA NOT AVAILABLE | DATA NOT AVAILABLE | DATA NOT AVAILABLE | DATA NOT AVAILABLE | DATA NOT AVAILABLE | DATA NOT AVAILABLE | DATA NOT AVAILABLE | DATA NOT AVAILABLE | DATA NOT AVAILABLE | No | ACCEPTED TO CONNECT | DATA NOT AVAILABLE | DATA NOT AVAILABLE | DATA NOT AVAILABLE | DATA NOT AVAILABLE | DATA NOT AVAILABLE | DATA NOT AVAILABLE | 4.4 | 2 | 2.105 | 0 | 0 | 2016-05-25 | TBC | N | DATA NOT AVAILABLE | N/A | TBC | N/A | DATA NOT AVAILABLE | 2020-07-22
DATA NOT AVAILABLE | DATA NOT AVAILABLE | NORIKER POWER LTD | KEEL DRIVE - BATTERY STORAGE | DATA NOT AVAILABLE | KEEL DRIVE | SLOUGH | BERKSHIRE | SL1 2YA | ENGLAND | 496234 | 179693 | IVES | CHAL 33kV | CIPPENHAM | 11 | SOUTHERN ELECTRIC POWER DISTRIBUTION PLC | Stored Energy (all stored energy irrespective of the original energy source) | Storage - Electrochemical (Batteries) | NO | TBC | TBC | 52.105 | DATA NOT AVAILABLE | DATA NOT AVAILABLE | DATA NOT AVAILABLE | DATA NOT AVAILABLE | DATA NOT AVAILABLE | DATA NOT AVAILABLE | DATA NOT AVAILABLE | DATA NOT AVAILABLE | DATA NOT AVAILABLE | DATA NOT AVAILABLE | DATA NOT AVAILABLE | DATA NOT AVAILABLE | To Be Confirmed | ACCEPTED TO CONNECT | DATA NOT AVAILABLE | DATA NOT AVAILABLE | DATA NOT AVAILABLE | DATA NOT AVAILABLE | DATA NOT AVAILABLE | DATA NOT AVAILABLE | 52.105 | 49.5 | 52.105 | 15.2 | 16 | 2019-10-03 | TBC | N | DATA NOT AVAILABLE | N/A | TBC | N/A | DATA NOT AVAILABLE | 2020-07-22
DATA NOT AVAILABLE | DATA NOT AVAILABLE | GRIDSERVE EMEA DEPC LTD | YZ-NTH FIELD COMPOUND - PV/EV/BATTERY | LAND AT NORTH FIELD COMPOUND | ADJACENT TO A255 | WINDSOR | BERKSHIRE | SL4 6PS | ENGLAND | 495956 | 178260 | IVES | CHAL 33kV | CHALVEY | 11 | SOUTHERN ELECTRIC POWER DISTRIBUTION PLC | SOLAR | PHOTOVOLTAIC | NO | TBC | TBC | 7.608 | STORED ENERGY (ALL STORED ENERGY IRRESPECTVE OF THE ORIGINAL ENERGY SOURCE) | STORAGE - ELECTROCHEMICAL (BATTERIES) | N/A | TBC | TBC | 6.316 | DATA NOT AVAILABLE | DATA NOT AVAILABLE | DATA NOT AVAILABLE | DATA NOT AVAILABLE | DATA NOT AVAILABLE | DATA NOT AVAILABLE | To Be Confirmed | ACCEPTED TO CONNECT | DATA NOT AVAILABLE | DATA NOT AVAILABLE | DATA NOT AVAILABLE | DATA NOT AVAILABLE | DATA NOT AVAILABLE | DATA NOT AVAILABLE | 7.608 | 6 | 6.316 | 5.7 | 6 | 2020-03-23 | TBC | N | DATA NOT AVAILABLE | N/A | TBC | N/A | DATA NOT AVAILABLE | 2020-07-22
DATA NOT AVAILABLE | DATA NOT AVAILABLE | BRITISH SOLAR RENEWABLES LIMITED | RAMPISHAM DOWN BATTERY STORAGE | HIGHER WRAXALL | RAMPISHAM DOWN | DORCHESTER | DORSET | DT2 0HS | ENGLAND | 354820 | 101220 | CHIC | CHIC 33kV | DORCHESTER | 11 | SOUTHERN ELECTRIC POWER DISTRIBUTION PLC | Stored Energy (all stored energy irrespective of the original energy source) | Storage - Electrochemical (Batteries) | NO | TBC | TBC | 3.5 | DATA NOT AVAILABLE | DATA NOT AVAILABLE | DATA NOT AVAILABLE | DATA NOT AVAILABLE | DATA NOT AVAILABLE | DATA NOT AVAILABLE | DATA NOT AVAILABLE | DATA NOT AVAILABLE | DATA NOT AVAILABLE | DATA NOT AVAILABLE | DATA NOT AVAILABLE | DATA NOT AVAILABLE | No | ACCEPTED TO CONNECT | DATA NOT AVAILABLE | DATA NOT AVAILABLE | DATA NOT AVAILABLE | DATA NOT AVAILABLE | DATA NOT AVAILABLE | DATA NOT AVAILABLE | 3.5 | 3.5 | 3.684 | 3.439 | 3.62 | 2017-03-17 | TBC | N | DATA NOT AVAILABLE | N/A | TBC | N/A | DATA NOT AVAILABLE | 2020-07-22
DATA NOT AVAILABLE | DATA NOT AVAILABLE | BSR APPLICATIONS LIMITED | HIGHER WRAXALL | BRITISH BROADCASTING CORP 24MW BATTERY | RAMPISHAM DOWN | DORCHESTER | DORSET | DT2 0HS | ENGLAND | 354820 | 101220 | CHIC | CHIC 33kV | TBC | 11 | SOUTHERN ELECTRIC POWER DISTRIBUTION PLC | Stored Energy (all stored energy irrespective of the original energy source) | Storage - Electrochemical (Batteries) | NO | TBC | TBC | 10 | DATA NOT AVAILABLE | DATA NOT AVAILABLE | DATA NOT AVAILABLE | DATA NOT AVAILABLE | DATA NOT AVAILABLE | DATA NOT AVAILABLE | DATA NOT AVAILABLE | DATA NOT AVAILABLE | DATA NOT AVAILABLE | DATA NOT AVAILABLE | DATA NOT AVAILABLE | DATA NOT AVAILABLE | To Be Confirmed | ACCEPTED TO CONNECT | DATA NOT AVAILABLE | DATA NOT AVAILABLE | DATA NOT AVAILABLE | DATA NOT AVAILABLE | DATA NOT AVAILABLE | DATA NOT AVAILABLE | 10 | 6.5 | 6.842 | 0 | 0 | 2019-10-11 | TBC | N | DATA NOT AVAILABLE | N/A | TBC | SSEN_Rein_030 | DATA NOT AVAILABLE | 2020-07-22
DATA NOT AVAILABLE | DATA NOT AVAILABLE | HV ENERGY SYSTEMS LTD | MW TO KEEP AN EYE ON. | PORTLAND ISLAND ENERGY | INCLINE ROAD | PORTLAND | DORSET | DT5 1DB | ENGLAND | 369820 | 72529 | CHIC | CHIC 33kV | CHICKERELL | 11 | SOUTHERN ELECTRIC POWER DISTRIBUTION PLC | WATER (FLOWING WATER OR HEAD OF WATER) | HYDRO - OTHER | NO | TBC | TBC | 15.2 | DATA NOT AVAILABLE | DATA NOT AVAILABLE | DATA NOT AVAILABLE | DATA NOT AVAILABLE | DATA NOT AVAILABLE | DATA NOT AVAILABLE | DATA NOT AVAILABLE | DATA NOT AVAILABLE | DATA NOT AVAILABLE | DATA NOT AVAILABLE | DATA NOT AVAILABLE | DATA NOT AVAILABLE | To Be Confirmed | ACCEPTED TO CONNECT | DATA NOT AVAILABLE | DATA NOT AVAILABLE | DATA NOT AVAILABLE | DATA NOT AVAILABLE | DATA NOT AVAILABLE | DATA NOT AVAILABLE | 15.2 | 15.2 | 16 | 0 | 0 | 2020-01-09 | TBC | N | DATA NOT AVAILABLE | N/A | TBC | SSEN_Rein_036 | DATA NOT AVAILABLE | 2020-07-22
DATA NOT AVAILABLE | DATA NOT AVAILABLE | EDEN RENEWABLES | LEIGH DELAMERE SOLAR FARM | LAND NEAR LEIGH DELAMERE | LEIGH DELAMERE | CHIPPENHAM | WILTSHIRE | SN14 6JZ | ENGLAND | 388395 | 179297 | MELK | CHIP 33kV | TBC | 11 | SOUTHERN ELECTRIC POWER DISTRIBUTION PLC | SOLAR | PHOTOVOLTAIC | NO | TBC | TBC | 40 | DATA NOT AVAILABLE | DATA NOT AVAILABLE | DATA NOT AVAILABLE | DATA NOT AVAILABLE | DATA NOT AVAILABLE | DATA NOT AVAILABLE | DATA NOT AVAILABLE | DATA NOT AVAILABLE | DATA NOT AVAILABLE | DATA NOT AVAILABLE | DATA NOT AVAILABLE | DATA NOT AVAILABLE | To Be Confirmed | ACCEPTED TO CONNECT | DATA NOT AVAILABLE | DATA NOT AVAILABLE | DATA NOT AVAILABLE | DATA NOT AVAILABLE | DATA NOT AVAILABLE | DATA NOT AVAILABLE | 40 | 40 | 42.105 | 0.475 | 0.5 | TBC | TBC | N | DATA NOT AVAILABLE | N/A | TBC | SSEN_Rein_035 | DATA NOT AVAILABLE | 2020-07-22
DATA NOT AVAILABLE | DATA NOT AVAILABLE | YETIGEN SOLAR HOLDINGS LIMITED | LAND ON THE NORTH SIDE - PV 49.99MW | LAND ON THE NORTH SIDE | FLISTRIDGE ROAD MINETY MALMESBURY | MALMESBURY | WILTSHIRE | SN16 9PS | ENGLAND | 400174 | 191122 | MELK | CHIP 33kV | MALMESBURY | 11 | SOUTHERN ELECTRIC POWER DISTRIBUTION PLC | SOLAR | PHOTOVOLTAIC | NO | TBC | TBC | 30 | DATA NOT AVAILABLE | DATA NOT AVAILABLE | DATA NOT AVAILABLE | DATA NOT AVAILABLE | DATA NOT AVAILABLE | DATA NOT AVAILABLE | DATA NOT AVAILABLE | DATA NOT AVAILABLE | DATA NOT AVAILABLE | DATA NOT AVAILABLE | DATA NOT AVAILABLE | DATA NOT AVAILABLE | To Be Confirmed | ACCEPTED TO CONNECT | DATA NOT AVAILABLE | DATA NOT AVAILABLE | DATA NOT AVAILABLE | DATA NOT AVAILABLE | DATA NOT AVAILABLE | DATA NOT AVAILABLE | 30 | 30 | 31.579 | 0.333 | 0.35 | 2020-07-14 | TBC | N | DATA NOT AVAILABLE | N/A | TBC | N/A | DATA NOT AVAILABLE | 2020-07-22
DATA NOT AVAILABLE | DATA NOT AVAILABLE | HURLEY PALMER FLATT | CCM TO ISSUE | J P MORGAN CHASE MANHATTEN BANK N A, 1 | CHASESIDE | BOURNEMOUTH | DORSET | BH7 7DA | ENGLAND | 412092 | 93768 | MANN | CHRI 33kV | BOSCOMBE EAST | 11 | SOUTHERN ELECTRIC POWER DISTRIBUTION PLC | SOLAR | PHOTOVOLTAIC | NO | TBC | TBC | 2 | DATA NOT AVAILABLE | DATA NOT AVAILABLE | DATA NOT AVAILABLE | DATA NOT AVAILABLE | DATA NOT AVAILABLE | DATA NOT AVAILABLE | DATA NOT AVAILABLE | DATA NOT AVAILABLE | DATA NOT AVAILABLE | DATA NOT AVAILABLE | DATA NOT AVAILABLE | DATA NOT AVAILABLE | Yes | ACCEPTED TO CONNECT | DATA NOT AVAILABLE | DATA NOT AVAILABLE | DATA NOT AVAILABLE | DATA NOT AVAILABLE | DATA NOT AVAILABLE | DATA NOT AVAILABLE | 2 | 0.999 | 1.052 | 0 | 0 | 2020-03-20 | TBC | N | DATA NOT AVAILABLE | N/A | TBC | N/A | DATA NOT AVAILABLE | 2020-07-22
DATA NOT AVAILABLE | DATA NOT AVAILABLE | ASSET UTILITIES LTD | BROOKFIELD FARM PV & BATTERY | BROOKFIELD FARM | SOUTH CERNEY ARMY STATION | CIRENCESTER | GLOUCESTERSHIRE | GL7 6HU | ENGLAND | 404408 | 198709 | MITY | CIRE 33kV | CIRENCESTER TOWN | 11 | SOUTHERN ELECTRIC POWER DISTRIBUTION PLC | SOLAR | PHOTOVOLTAIC | NO | TBC | TBC | 1 | STORED ENERGY (ALL STORED ENERGY IRRESPECTVE OF THE ORIGINAL ENERGY SOURCE) | STORAGE - ELECTROCHEMICAL (BATTERIES) | N/A | TBC | TBC | 1.053 | DATA NOT AVAILABLE | DATA NOT AVAILABLE | DATA NOT AVAILABLE | DATA NOT AVAILABLE | DATA NOT AVAILABLE | DATA NOT AVAILABLE | No | ACCEPTED TO CONNECT | DATA NOT AVAILABLE | DATA NOT AVAILABLE | DATA NOT AVAILABLE | DATA NOT AVAILABLE | DATA NOT AVAILABLE | DATA NOT AVAILABLE | 1 | 1 | 1.053 | 0.95 | 1 | 2017-05-09 | TBC | N | DATA NOT AVAILABLE | N/A | TBC | N/A | DATA NOT AVAILABLE | 2020-07-22
DATA NOT AVAILABLE | DATA NOT AVAILABLE | AURA POWER DEVELOPMENTS LTD | CIRENCESTER SOLAR PARK - PV | CIRENCESTER SOLAR PARK, ESTATE OFFICE | BATHURST ESTATES CIRENCESTER PARK CIRENCESTER | CIRENCESTER | GLOUCESTERSHIRE | GL7 2BU | ENGLAND | 402026 | 202037 | MITY | CIRE 33kV | TBC | 11 | SOUTHERN ELECTRIC POWER DISTRIBUTION PLC | SOLAR | PHOTOVOLTAIC | NO | TBC | TBC | 50 | DATA NOT AVAILABLE | DATA NOT AVAILABLE | DATA NOT AVAILABLE | DATA NOT AVAILABLE | DATA NOT AVAILABLE | DATA NOT AVAILABLE | DATA NOT AVAILABLE | DATA NOT AVAILABLE | DATA NOT AVAILABLE | DATA NOT AVAILABLE | DATA NOT AVAILABLE | DATA NOT AVAILABLE | To Be Confirmed | ACCEPTED TO CONNECT | DATA NOT AVAILABLE | DATA NOT AVAILABLE | DATA NOT AVAILABLE | DATA NOT AVAILABLE | DATA NOT AVAILABLE | DATA NOT AVAILABLE | 50 | 50 | 52.632 | 0.285 | 0.3 | 2019-01-28 | TBC | N | DATA NOT AVAILABLE | N/A | TBC | SSEN_Rein_020 | DATA NOT AVAILABLE | 2020-07-22
DATA NOT AVAILABLE | DATA NOT AVAILABLE | GRIDSERVE ENERGY STORAGE LTD | CIRENCESTER PV | CIRENCESTER SOLAR ENERGY CENTRE | WITPIT LANE | CIRENCESTER | GLOUCESTERSHIRE | GL7 5RP | ENGLAND | 405929 | 201833 | MITY | CIRE 33kV | TBC | 11 | SOUTHERN ELECTRIC POWER DISTRIBUTION PLC | SOLAR | PHOTOVOLTAIC | NO | TBC | TBC | 10 | DATA NOT AVAILABLE | DATA NOT AVAILABLE | DATA NOT AVAILABLE | DATA NOT AVAILABLE | DATA NOT AVAILABLE | DATA NOT AVAILABLE | DATA NOT AVAILABLE | DATA NOT AVAILABLE | DATA NOT AVAILABLE | DATA NOT AVAILABLE | DATA NOT AVAILABLE | DATA NOT AVAILABLE | To Be Confirmed | ACCEPTED TO CONNECT | DATA NOT AVAILABLE | DATA NOT AVAILABLE | DATA NOT AVAILABLE | DATA NOT AVAILABLE | DATA NOT AVAILABLE | DATA NOT AVAILABLE | 10 | 10 | 10.526 | 9.5 | 10 | 2019-02-11 | TBC | N | DATA NOT AVAILABLE | N/A | TBC | N/A | DATA NOT AVAILABLE | 2020-07-22
DATA NOT AVAILABLE | DATA NOT AVAILABLE | ROADNIGHT TAYLOR LTD | WELSH WAY - SOLAR PV | DATA NOT AVAILABLE | WELSH WAY | FAIRFORD | GLOUCESTERSHIRE | GL7 4LY | ENGLAND | 414323 | 201289 | MITY | CIRE 33kV | TBC | 11 | SOUTHERN ELECTRIC POWER DISTRIBUTION PLC | SOLAR | PHOTOVOLTAIC | NO | TBC | TBC | 11 | DATA NOT AVAILABLE | DATA NOT AVAILABLE | DATA NOT AVAILABLE | DATA NOT AVAILABLE | DATA NOT AVAILABLE | DATA NOT AVAILABLE | DATA NOT AVAILABLE | DATA NOT AVAILABLE | DATA NOT AVAILABLE | DATA NOT AVAILABLE | DATA NOT AVAILABLE | DATA NOT AVAILABLE | To Be Confirmed | ACCEPTED TO CONNECT | DATA NOT AVAILABLE | DATA NOT AVAILABLE | DATA NOT AVAILABLE | DATA NOT AVAILABLE | DATA NOT AVAILABLE | DATA NOT AVAILABLE | 11 | 10 | 10.526 | 0.095 | 0.1 | 2019-12-11 | TBC | N | DATA NOT AVAILABLE | N/A | TBC | N/A | DATA NOT AVAILABLE | 2020-07-22
DATA NOT AVAILABLE | DATA NOT AVAILABLE | BSR APPLICATIONS LIMITED | UNIVERSITY FARM | ST JOHNS LANE - PV/BATTERY | ST JOHN'S LANE RAMSDEN | CHIPPING NORTON | OXFORDSHIRE | OX29 9UZ | ENGLAND | 435890 | 213879 | COWL | COWL | TBC | 11 | SOUTHERN ELECTRIC POWER DISTRIBUTION PLC | Stored Energy (all stored energy irrespective of the original energy source) | Storage - Electrochemical (Batteries) | NO | TBC | TBC | 20 | DATA NOT AVAILABLE | DATA NOT AVAILABLE | DATA NOT AVAILABLE | DATA NOT AVAILABLE | DATA NOT AVAILABLE | DATA NOT AVAILABLE | DATA NOT AVAILABLE | DATA NOT AVAILABLE | DATA NOT AVAILABLE | DATA NOT AVAILABLE | DATA NOT AVAILABLE | DATA NOT AVAILABLE | To Be Confirmed | ACCEPTED TO CONNECT | DATA NOT AVAILABLE | DATA NOT AVAILABLE | DATA NOT AVAILABLE | DATA NOT AVAILABLE | DATA NOT AVAILABLE | DATA NOT AVAILABLE | 20 | 13.5 | 14.211 | 1.52 | 1.6 | 2019-09-06 | TBC | N | DATA NOT AVAILABLE | N/A | TBC | SSEN_Rein_032 | DATA NOT AVAILABLE | 2020-07-22
DATA NOT AVAILABLE | DATA NOT AVAILABLE | LOW CARBON UK SOLAR INVESTMENT COMPANY LIMITED | HASELEY SOLAR FARM - SOLAR PV | PEGGS FARM | GREAT HASELEY | OXFORD | OXFORDSHIRE | OX44 7LF | ENGLAND | 464994 | 201159 | COWL | COWL | TBC | TBC | SOUTHERN ELECTRIC POWER DISTRIBUTION PLC | SOLAR | PHOTOVOLTAIC | NO | TBC | TBC | 50 | DATA NOT AVAILABLE | DATA NOT AVAILABLE | DATA NOT AVAILABLE | DATA NOT AVAILABLE | DATA NOT AVAILABLE | DATA NOT AVAILABLE | DATA NOT AVAILABLE | DATA NOT AVAILABLE | DATA NOT AVAILABLE | DATA NOT AVAILABLE | DATA NOT AVAILABLE | DATA NOT AVAILABLE | To Be Confirmed | ACCEPTED TO CONNECT | DATA NOT AVAILABLE | DATA NOT AVAILABLE | DATA NOT AVAILABLE | DATA NOT AVAILABLE | DATA NOT AVAILABLE | DATA NOT AVAILABLE | 50 | 50 | 52.632 | 0.048 | 0.05 | 2019-09-10 | TBC | N | DATA NOT AVAILABLE | N/A | TBC | N/A | DATA NOT AVAILABLE | 2020-07-22
DATA NOT AVAILABLE | DATA NOT AVAILABLE | STERLING POWER UTILITIES | WHEATLEY BATTERY | WHEATLEY FARM SHOP | OLD LONDON ROAD WHEATLEY | OXFORD | OXFORDSHIRE | OX33 1YW | ENGLAND | 460415 | 205682 | COWL | COXW 33kV | TBC | 11 | SOUTHERN ELECTRIC POWER DISTRIBUTION PLC | Stored Energy (all stored energy irrespective of the original energy source) | Storage - Electrochemical (Batteries) | NO | TBC | TBC | 11 | DATA NOT AVAILABLE | DATA NOT AVAILABLE | DATA NOT AVAILABLE | DATA NOT AVAILABLE | DATA NOT AVAILABLE | DATA NOT AVAILABLE | DATA NOT AVAILABLE | DATA NOT AVAILABLE | DATA NOT AVAILABLE | DATA NOT AVAILABLE | DATA NOT AVAILABLE | DATA NOT AVAILABLE | To Be Confirmed | ACCEPTED TO CONNECT | DATA NOT AVAILABLE | DATA NOT AVAILABLE | DATA NOT AVAILABLE | DATA NOT AVAILABLE | DATA NOT AVAILABLE | DATA NOT AVAILABLE | 11 | 11 | 11.579 | 10.45 | 11 | 2018-12-18 | TBC | N | DATA NOT AVAILABLE | N/A | TBC | N/A | DATA NOT AVAILABLE | 2020-07-22
DATA NOT AVAILABLE | DATA NOT AVAILABLE | AMBERSIDE ENERGY LTD | AH BUNKERS HILL SOLAR A - SOLAR AND BATTERY | BUNKERS HILL SOLAR A | HOOK HAMPSHIRE IND BUS PK | BASINGSTOKE | HAMPSHIRE | RG27 9DA | ENGLAND | 472870 | 156122 | FLEE | COXW 33kV | HOOK | 11 | SOUTHERN ELECTRIC POWER DISTRIBUTION PLC | SOLAR | PHOTOVOLTAIC | NO | TBC | TBC | 49.9 | STORED ENERGY (ALL STORED ENERGY IRRESPECTVE OF THE ORIGINAL ENERGY SOURCE) | STORAGE - ELECTROCHEMICAL (BATTERIES) | N/A | TBC | TBC | 42.105 | DATA NOT AVAILABLE | DATA NOT AVAILABLE | DATA NOT AVAILABLE | DATA NOT AVAILABLE | DATA NOT AVAILABLE | DATA NOT AVAILABLE | To Be Confirmed | ACCEPTED TO CONNECT | DATA NOT AVAILABLE | DATA NOT AVAILABLE | DATA NOT AVAILABLE | DATA NOT AVAILABLE | DATA NOT AVAILABLE | DATA NOT AVAILABLE | 49.9 | 49.9 | 52.526 | 38 | 40 | 2020-05-01 | TBC | N | DATA NOT AVAILABLE | N/A | TBC | N/A | DATA NOT AVAILABLE | 2020-07-22
DATA NOT AVAILABLE | DATA NOT AVAILABLE | BALANCE POWER PROJECTS LIMITED | LAND AT FULSCOT PPG | DATA NOT AVAILABLE | FULSCOT FARM | DIDCOT | OXFORDSHIRE | OX11 9AA | ENGLAND | 454687 | 189041 | COWL | DRAY 33kV | FULSCOT | 11 | SOUTHERN ELECTRIC POWER DISTRIBUTION PLC | ADVANCED FUEL (PRODUCED VIA GASIFICATION OR PYROLYSIS OF BIOFUEL OR WASTE) | GAS TURBINE (OCGT) | YES | TBC | TBC | 7.56 | DATA NOT AVAILABLE | DATA NOT AVAILABLE | DATA NOT AVAILABLE | DATA NOT AVAILABLE | DATA NOT AVAILABLE | DATA NOT AVAILABLE | DATA NOT AVAILABLE | DATA NOT AVAILABLE | DATA NOT AVAILABLE | DATA NOT AVAILABLE | DATA NOT AVAILABLE | DATA NOT AVAILABLE | To Be Confirmed | ACCEPTED TO CONNECT | DATA NOT AVAILABLE | DATA NOT AVAILABLE | DATA NOT AVAILABLE | DATA NOT AVAILABLE | DATA NOT AVAILABLE | DATA NOT AVAILABLE | 7.56 | 7.56 | 7.958 | 0.333 | 0.35 | 2019-03-20 | TBC | N | DATA NOT AVAILABLE | N/A | TBC | N/A | DATA NOT AVAILABLE | 2020-07-22
DATA NOT AVAILABLE | DATA NOT AVAILABLE | BALANCED GRID SOLUTIONS LIMITED | STEVENTON ROAD | STEVENTON ROAD | DRAYTON DRAYTON | OXFORD | OXFORDSHIRE | OX14 4LA | ENGLAND | 447562 | 193536 | COWL | DRAY 33kV | DRAY | 33 | SOUTHERN ELECTRIC POWER DISTRIBUTION PLC | OTHER | OTHER | NO | TBC | TBC | 18 | DATA NOT AVAILABLE | DATA NOT AVAILABLE | DATA NOT AVAILABLE | DATA NOT AVAILABLE | DATA NOT AVAILABLE | DATA NOT AVAILABLE | DATA NOT AVAILABLE | DATA NOT AVAILABLE | DATA NOT AVAILABLE | DATA NOT AVAILABLE | DATA NOT AVAILABLE | DATA NOT AVAILABLE | To Be Confirmed | ACCEPTED TO CONNECT | DATA NOT AVAILABLE | DATA NOT AVAILABLE | DATA NOT AVAILABLE | DATA NOT AVAILABLE | DATA NOT AVAILABLE | DATA NOT AVAILABLE | 18 | 18 | 18.947 | 0.143 | 0.15 | 2020-06-17 | TBC | N | DATA NOT AVAILABLE | N/A | TBC | SSEN_Rein_096 | DATA NOT AVAILABLE | 2020-07-22
DATA NOT AVAILABLE | DATA NOT AVAILABLE | DNO CONSULTING LTD | HOWE LANE 99.99MW GAS | LAND AT HOWE LANE FARM | WEST OF HOWE LANE AND EAST OF M4 PALEY STREET | MAIDENHEAD | BERKSHIRE | SL6 3SS | ENGLAND | 485092 | 175642 | FLEE | FLEE | TBC | TBC | SOUTHERN ELECTRIC POWER DISTRIBUTION PLC | ADVANCED FUEL (PRODUCED VIA GASIFICATION OR PYROLYSIS OF BIOFUEL OR WASTE) | GAS TURBINE (OCGT) | NO | TBC | TBC | 125.184 | DATA NOT AVAILABLE | DATA NOT AVAILABLE | DATA NOT AVAILABLE | DATA NOT AVAILABLE | DATA NOT AVAILABLE | DATA NOT AVAILABLE | DATA NOT AVAILABLE | DATA NOT AVAILABLE | DATA NOT AVAILABLE | DATA NOT AVAILABLE | DATA NOT AVAILABLE | DATA NOT AVAILABLE | To Be Confirmed | ACCEPTED TO CONNECT | DATA NOT AVAILABLE | DATA NOT AVAILABLE | DATA NOT AVAILABLE | DATA NOT AVAILABLE | DATA NOT AVAILABLE | DATA NOT AVAILABLE | 125.184 | 99.99 | 105.253 | 1.9 | 2 | 2019-05-28 | TBC | N | DATA NOT AVAILABLE | N/A | TBC | N/A | DATA NOT AVAILABLE | 2020-07-22
DATA NOT AVAILABLE | DATA NOT AVAILABLE | EVANS ENERGY LTD | BRILLIANT HARVEST 004 LTD - BATTERY (ADD CAP) | CODFORD BIOGASS SITE | OLD DAIRY MALMPIT HILL CODFORD | WARMINSTER | WILTSHIRE | BA12 0LZ | ENGLAND | 397675 | 141677 | MELK | FROM 33kV | TBC | 11 | SOUTHERN ELECTRIC POWER DISTRIBUTION PLC | Stored Energy (all stored energy irrespective of the original energy source) | Storage - Electrochemical (Batteries) | NO | TBC | TBC | 7 | DATA NOT AVAILABLE | DATA NOT AVAILABLE | DATA NOT AVAILABLE | DATA NOT AVAILABLE | DATA NOT AVAILABLE | DATA NOT AVAILABLE | DATA NOT AVAILABLE | DATA NOT AVAILABLE | DATA NOT AVAILABLE | DATA NOT AVAILABLE | DATA NOT AVAILABLE | DATA NOT AVAILABLE | No | ACCEPTED TO CONNECT | DATA NOT AVAILABLE | DATA NOT AVAILABLE | DATA NOT AVAILABLE | DATA NOT AVAILABLE | DATA NOT AVAILABLE | DATA NOT AVAILABLE | 7 | 7 | 7.368 | 6.65 | 7 | 2018-04-06 | TBC | N | DATA NOT AVAILABLE | N/A | TBC | N/A | DATA NOT AVAILABLE | 2020-07-22
DATA NOT AVAILABLE | DATA NOT AVAILABLE | SAVILLS (UK) LTD | HAWKERIDGE - GAS | HAWKERIDGE | HAWKERIDGE ROAD HEYWOOD | WESTBURY | WILTSHIRE | BA13 4HQ | ENGLAND | 386482 | 152739 | MELK | FROM 33kV | HAWKERIDGE | 11 | SOUTHERN ELECTRIC POWER DISTRIBUTION PLC | ADVANCED FUEL (PRODUCED VIA GASIFICATION OR PYROLYSIS OF BIOFUEL OR WASTE) | GAS TURBINE (OCGT) | NO | TBC | TBC | 7.56 | DATA NOT AVAILABLE | DATA NOT AVAILABLE | DATA NOT AVAILABLE | DATA NOT AVAILABLE | DATA NOT AVAILABLE | DATA NOT AVAILABLE | DATA NOT AVAILABLE | DATA NOT AVAILABLE | DATA NOT AVAILABLE | DATA NOT AVAILABLE | DATA NOT AVAILABLE | DATA NOT AVAILABLE | To Be Confirmed | ACCEPTED TO CONNECT | DATA NOT AVAILABLE | DATA NOT AVAILABLE | DATA NOT AVAILABLE | DATA NOT AVAILABLE | DATA NOT AVAILABLE | DATA NOT AVAILABLE | 7.56 | 7.56 | 7.958 | 0.2 | 0.21 | 2019-10-31 | TBC | N | DATA NOT AVAILABLE | N/A | TBC | N/A | DATA NOT AVAILABLE | 2020-07-22
DATA NOT AVAILABLE | DATA NOT AVAILABLE | ECLIPSE POWER | KINGDOM AVENUE - GAS | PLOT D2 | KINGDOM AVENUE NORTHACRE INDUSTRIAL PARK | WESTBURY | WILTSHIRE | BA13 4EW | ENGLAND | 385702 | 152278 | MELK | FROM 33kV | HAWKERIDGE | 11 | SOUTHERN ELECTRIC POWER DISTRIBUTION PLC | ADVANCED FUEL (PRODUCED VIA GASIFICATION OR PYROLYSIS OF BIOFUEL OR WASTE) | GAS TURBINE (OCGT) | NO | TBC | TBC | 7.6 | DATA NOT AVAILABLE | DATA NOT AVAILABLE | DATA NOT AVAILABLE | DATA NOT AVAILABLE | DATA NOT AVAILABLE | DATA NOT AVAILABLE | DATA NOT AVAILABLE | DATA NOT AVAILABLE | DATA NOT AVAILABLE | DATA NOT AVAILABLE | DATA NOT AVAILABLE | DATA NOT AVAILABLE | To Be Confirmed | ACCEPTED TO CONNECT | DATA NOT AVAILABLE | DATA NOT AVAILABLE | DATA NOT AVAILABLE | DATA NOT AVAILABLE | DATA NOT AVAILABLE | DATA NOT AVAILABLE | 7.6 | 7.6 | 8 | 0.333 | 0.35 | 2020-02-19 | TBC | N | DATA NOT AVAILABLE | N/A | TBC | N/A | DATA NOT AVAILABLE | 2020-07-22
DATA NOT AVAILABLE | DATA NOT AVAILABLE | AMP ENERGY SERVICES LIMITED | UNIT A1 MARSTON TRADING EST - GAS | UNIT A1 @ MARSTON TRADING ESTATE | WHITWORTH ROAD FROME | FROME | SOMERSET | BA11 4BY | ENGLAND | 377530 | 146977 | MELK | FROM 33kV | FROME | 11 | SOUTHERN ELECTRIC POWER DISTRIBUTION PLC | ADVANCED FUEL (PRODUCED VIA GASIFICATION OR PYROLYSIS OF BIOFUEL OR WASTE) | GAS TURBINE (OCGT) | NO | TBC | TBC | 2.535 | DATA NOT AVAILABLE | DATA NOT AVAILABLE | DATA NOT AVAILABLE | DATA NOT AVAILABLE | DATA NOT AVAILABLE | DATA NOT AVAILABLE | DATA NOT AVAILABLE | DATA NOT AVAILABLE | DATA NOT AVAILABLE | DATA NOT AVAILABLE | DATA NOT AVAILABLE | DATA NOT AVAILABLE | To Be Confirmed | ACCEPTED TO CONNECT | DATA NOT AVAILABLE | DATA NOT AVAILABLE | DATA NOT AVAILABLE | DATA NOT AVAILABLE | DATA NOT AVAILABLE | DATA NOT AVAILABLE | 2.535 | 2.535 | 2.668 | 0.19 | 0.2 | 2020-03-02 | TBC | N | DATA NOT AVAILABLE | N/A | TBC | N/A | DATA NOT AVAILABLE | 2020-07-22
DATA NOT AVAILABLE | DATA NOT AVAILABLE | WESSEX SOLAR POWER LIMITED | 12MW SOLAR EXPORT/IMPORT | ADAMS HILL FARM | CHAPMANSLADE | WESTBURY | SOMERSET | BA13 4AR | ENGLAND | 381365 | 148310 | MELK | FROM 33kV | TBC | 11 | SOUTHERN ELECTRIC POWER DISTRIBUTION PLC | SOLAR | PHOTOVOLTAIC | NO | TBC | TBC | 12 | DATA NOT AVAILABLE | DATA NOT AVAILABLE | DATA NOT AVAILABLE | DATA NOT AVAILABLE | DATA NOT AVAILABLE | DATA NOT AVAILABLE | DATA NOT AVAILABLE | DATA NOT AVAILABLE | DATA NOT AVAILABLE | DATA NOT AVAILABLE | DATA NOT AVAILABLE | DATA NOT AVAILABLE | Yes | ACCEPTED TO CONNECT | DATA NOT AVAILABLE | DATA NOT AVAILABLE | DATA NOT AVAILABLE | DATA NOT AVAILABLE | DATA NOT AVAILABLE | DATA NOT AVAILABLE | 12 | 12 | 12.632 | 0.086 | 0.09 | 2020-07-14 | TBC | N | DATA NOT AVAILABLE | N/A | TBC | N/A | DATA NOT AVAILABLE | 2020-07-22
DATA NOT AVAILABLE | DATA NOT AVAILABLE | ECO-ECONOMIX LIMITED | PARK FARM BATTERY - 10MW | PARK FARM | HOOK STREET LYDIARD TREGOZE | SWINDON | WILTSHIRE | SN5 3NY | ENGLAND | 410187 | 184090 | MITY | GALI | GALILEO | 11 | SOUTHERN ELECTRIC POWER DISTRIBUTION PLC | Stored Energy (all stored energy irrespective of the original energy source) | Storage - Electrochemical (Batteries) | NO | TBC | TBC | 10 | DATA NOT AVAILABLE | DATA NOT AVAILABLE | DATA NOT AVAILABLE | DATA NOT AVAILABLE | DATA NOT AVAILABLE | DATA NOT AVAILABLE | DATA NOT AVAILABLE | DATA NOT AVAILABLE | DATA NOT AVAILABLE | DATA NOT AVAILABLE | DATA NOT AVAILABLE | DATA NOT AVAILABLE | To Be Confirmed | ACCEPTED TO CONNECT | DATA NOT AVAILABLE | DATA NOT AVAILABLE | DATA NOT AVAILABLE | DATA NOT AVAILABLE | DATA NOT AVAILABLE | DATA NOT AVAILABLE | 10 | 10 | 10.526 | 9.5 | 10 | 2020-07-03 | TBC | N | DATA NOT AVAILABLE | N/A | TBC | N/A | DATA NOT AVAILABLE | 2020-07-22
DATA NOT AVAILABLE | DATA NOT AVAILABLE | BASEPOWER | ADDO POOLE BAKERY - CHP | ADDO POOLE BAKERY 10-20 | 10-20 STERTE AVENUE | POOLE | POOLE | BH15 2AS | ENGLAND | 400908 | 91846 | MANN | HAMW 33kV | POOLE 33/11KV | 11 | SOUTHERN ELECTRIC POWER DISTRIBUTION PLC | HYDROGEN | ENGINE (COMBUSTION / RECIPROCATING) | YES | TBC | TBC | 1.3 | DATA NOT AVAILABLE | DATA NOT AVAILABLE | DATA NOT AVAILABLE | DATA NOT AVAILABLE | DATA NOT AVAILABLE | DATA NOT AVAILABLE | DATA NOT AVAILABLE | DATA NOT AVAILABLE | DATA NOT AVAILABLE | DATA NOT AVAILABLE | DATA NOT AVAILABLE | DATA NOT AVAILABLE | To Be Confirmed | ACCEPTED TO CONNECT | DATA NOT AVAILABLE | DATA NOT AVAILABLE | DATA NOT AVAILABLE | DATA NOT AVAILABLE | DATA NOT AVAILABLE | DATA NOT AVAILABLE | 1.3 | 0.8 | 0.842 | 0 | 0 | 2020-02-05 | TBC | N | DATA NOT AVAILABLE | N/A | TBC | N/A | DATA NOT AVAILABLE | 2020-07-22
DATA NOT AVAILABLE | DATA NOT AVAILABLE | PUBLIC POWER SOLUTIONS LTD | BAKER BARRACKS - PV | BAKER BARRACKS | THORNEY ISLAND | EMSWORTH | WEST SUSSEX | PO10 8DH | ENGLAND | 475598 | 102922 | LOVE | HAVA 33kV | EMSWORTH | 11 | SOUTHERN ELECTRIC POWER DISTRIBUTION PLC | SOLAR | PHOTOVOLTAIC | NO | TBC | TBC | 1.26 | DATA NOT AVAILABLE | DATA NOT AVAILABLE | DATA NOT AVAILABLE | DATA NOT AVAILABLE | DATA NOT AVAILABLE | DATA NOT AVAILABLE | DATA NOT AVAILABLE | DATA NOT AVAILABLE | DATA NOT AVAILABLE | DATA NOT AVAILABLE | DATA NOT AVAILABLE | DATA NOT AVAILABLE | To Be Confirmed | ACCEPTED TO CONNECT | DATA NOT AVAILABLE | DATA NOT AVAILABLE | DATA NOT AVAILABLE | DATA NOT AVAILABLE | DATA NOT AVAILABLE | DATA NOT AVAILABLE | 1.26 | 0.8 | 0.842 | 0 | 0 | 2019-09-17 | TBC | N | DATA NOT AVAILABLE | N/A | TBC | N/A | DATA NOT AVAILABLE | 2020-07-22
DATA NOT AVAILABLE | DATA NOT AVAILABLE | FPS13 LTD | SWAN COSTS HERMITAGE PARK | HERMITAGE PARK PLOT 2 | HARTS FARM WAY | HAVANT | PORTSMOUTH | PO9 1JN | ENGLAND | 470541 | 105666 | LOVE | HAVA 33kV | BROCKHAMPTON | 11 | SOUTHERN ELECTRIC POWER DISTRIBUTION PLC | OTHER | OTHER | NO | TBC | TBC | 20 | DATA NOT AVAILABLE | DATA NOT AVAILABLE | DATA NOT AVAILABLE | DATA NOT AVAILABLE | DATA NOT AVAILABLE | DATA NOT AVAILABLE | DATA NOT AVAILABLE | DATA NOT AVAILABLE | DATA NOT AVAILABLE | DATA NOT AVAILABLE | DATA NOT AVAILABLE | DATA NOT AVAILABLE | To Be Confirmed | ACCEPTED TO CONNECT | DATA NOT AVAILABLE | DATA NOT AVAILABLE | DATA NOT AVAILABLE | DATA NOT AVAILABLE | DATA NOT AVAILABLE | DATA NOT AVAILABLE | 20 | 20 | 21.053 | 0.238 | 0.25 | 2019-11-06 | TBC | N | DATA NOT AVAILABLE | N/A | TBC | SSEN_Rein_042 | DATA NOT AVAILABLE | 2020-07-22
DATA NOT AVAILABLE | DATA NOT AVAILABLE | LOW CARBON SOLAR INVESTMENT COMPANY 4 LIMITED | CALCUTT SOLAR - PV | LAND AT ARNCOTT | ARNCOTT | BICESTER | OXFORDSHIRE | OX25 1NX | ENGLAND | 460686 | 218132 | COWL | HEAD 33kV | TBC | 11 | SOUTHERN ELECTRIC POWER DISTRIBUTION PLC | SOLAR | PHOTOVOLTAIC | NO | TBC | TBC | 15 | DATA NOT AVAILABLE | DATA NOT AVAILABLE | DATA NOT AVAILABLE | DATA NOT AVAILABLE | DATA NOT AVAILABLE | DATA NOT AVAILABLE | DATA NOT AVAILABLE | DATA NOT AVAILABLE | DATA NOT AVAILABLE | DATA NOT AVAILABLE | DATA NOT AVAILABLE | DATA NOT AVAILABLE | To Be Confirmed | ACCEPTED TO CONNECT | DATA NOT AVAILABLE | DATA NOT AVAILABLE | DATA NOT AVAILABLE | DATA NOT AVAILABLE | DATA NOT AVAILABLE | DATA NOT AVAILABLE | 15 | 13 | 13.684 | 0.048 | 0.05 | 2019-04-23 | TBC | N | DATA NOT AVAILABLE | N/A | TBC | SSEN_Rein_026 | DATA NOT AVAILABLE | 2020-07-22
DATA NOT AVAILABLE | DATA NOT AVAILABLE | SAVILLS (UK) LTD | WHEATLEY - GAS | A40 | WHEATLEY | OXFORD | OXFORDSHIRE | OX33 1YW | ENGLAND | 460415 | 205682 | COWL | HEAD 33kV | WHEATLEY | 11 | SOUTHERN ELECTRIC POWER DISTRIBUTION PLC | ADVANCED FUEL (PRODUCED VIA GASIFICATION OR PYROLYSIS OF BIOFUEL OR WASTE) | GAS TURBINE (OCGT) | NO | TBC | TBC | 7.12 | DATA NOT AVAILABLE | DATA NOT AVAILABLE | DATA NOT AVAILABLE | DATA NOT AVAILABLE | DATA NOT AVAILABLE | DATA NOT AVAILABLE | DATA NOT AVAILABLE | DATA NOT AVAILABLE | DATA NOT AVAILABLE | DATA NOT AVAILABLE | DATA NOT AVAILABLE | DATA NOT AVAILABLE | To Be Confirmed | ACCEPTED TO CONNECT | DATA NOT AVAILABLE | DATA NOT AVAILABLE | DATA NOT AVAILABLE | DATA NOT AVAILABLE | DATA NOT AVAILABLE | DATA NOT AVAILABLE | 7.12 | 7.12 | 7.495 | 0.2 | 0.21 | TBC | TBC | N | DATA NOT AVAILABLE | N/A | TBC | N/A | DATA NOT AVAILABLE | 2020-07-22
DATA NOT AVAILABLE | DATA NOT AVAILABLE | UCE LTD | LAUNTON - BATTERY | LAUNTON | STATION ROAD LAUNTON | BICESTER | OXFORDSHIRE | OX26 5AB | ENGLAND | 462765 | 224366 | COWL | HEAD 33kV | BICESTER | 33 | SOUTHERN ELECTRIC POWER DISTRIBUTION PLC | Stored Energy (all stored energy irrespective of the original energy source) | Storage - Electrochemical (Batteries) | NO | TBC | TBC | 40 | DATA NOT AVAILABLE | DATA NOT AVAILABLE | DATA NOT AVAILABLE | DATA NOT AVAILABLE | DATA NOT AVAILABLE | DATA NOT AVAILABLE | DATA NOT AVAILABLE | DATA NOT AVAILABLE | DATA NOT AVAILABLE | DATA NOT AVAILABLE | DATA NOT AVAILABLE | DATA NOT AVAILABLE | To Be Confirmed | ACCEPTED TO CONNECT | DATA NOT AVAILABLE | DATA NOT AVAILABLE | DATA NOT AVAILABLE | DATA NOT AVAILABLE | DATA NOT AVAILABLE | DATA NOT AVAILABLE | 40 | 40 | 42.105 | 38 | 40 | 2020-01-29 | TBC | N | DATA NOT AVAILABLE | N/A | TBC | N/A | DATA NOT AVAILABLE | 2020-07-22
DATA NOT AVAILABLE | DATA NOT AVAILABLE | BASIL BAIRD FAREHAM LTD | BROADLEY COPSE CHP | BROADLEY COPSE CHP | FUNTINGTON | CHICHESTER | WEST SUSSEX | PO18 9DA | ENGLAND | 480780 | 108253 | LOVE | HUNS 33kV | ASHLING ROAD | 11 | SOUTHERN ELECTRIC POWER DISTRIBUTION PLC | FOSSIL - OTHER | GAS TURBINE (OCGT) | NO | TBC | TBC | 1.8 | DATA NOT AVAILABLE | DATA NOT AVAILABLE | DATA NOT AVAILABLE | DATA NOT AVAILABLE | DATA NOT AVAILABLE | DATA NOT AVAILABLE | DATA NOT AVAILABLE | DATA NOT AVAILABLE | DATA NOT AVAILABLE | DATA NOT AVAILABLE | DATA NOT AVAILABLE | DATA NOT AVAILABLE | No | ACCEPTED TO CONNECT | DATA NOT AVAILABLE | DATA NOT AVAILABLE | DATA NOT AVAILABLE | DATA NOT AVAILABLE | DATA NOT AVAILABLE | DATA NOT AVAILABLE | 1.8 | 1.8 | 1.895 | 0.238 | 0.25 | 2016-10-04 | TBC | N | DATA NOT AVAILABLE | N/A | TBC | N/A | DATA NOT AVAILABLE | 2020-07-22
DATA NOT AVAILABLE | DATA NOT AVAILABLE | PEAKGEN POWER LTD | PEAKGEN TW GERRAD CROSS BATTERY STORAGE | PEAKGEN TW GERRARDS CROSS BATTERY | LAND AT THAMES WATER TREATMENT WORKS AMERSHAM ROAD DENHAM | UXBRIDGE | BUCKINGHAMSHIRE | SL9 7AW | ENGLAND | 501659 | 187274 | IVES | IVES | TBC | 11 | SOUTHERN ELECTRIC POWER DISTRIBUTION PLC | Stored Energy (all stored energy irrespective of the original energy source) | Storage - Electrochemical (Batteries) | NO | TBC | TBC | 20 | DATA NOT AVAILABLE | DATA NOT AVAILABLE | DATA NOT AVAILABLE | DATA NOT AVAILABLE | DATA NOT AVAILABLE | DATA NOT AVAILABLE | DATA NOT AVAILABLE | DATA NOT AVAILABLE | DATA NOT AVAILABLE | DATA NOT AVAILABLE | DATA NOT AVAILABLE | DATA NOT AVAILABLE | No | ACCEPTED TO CONNECT | DATA NOT AVAILABLE | DATA NOT AVAILABLE | DATA NOT AVAILABLE | DATA NOT AVAILABLE | DATA NOT AVAILABLE | DATA NOT AVAILABLE | 20 | 20 | 21.053 | 19 | 20 | 2017-09-11 | TBC | N | DATA NOT AVAILABLE | N/A | TBC | N/A | DATA NOT AVAILABLE | 2020-07-22
DATA NOT AVAILABLE | DATA NOT AVAILABLE | ENERGY NETWORK SERVICES | FAWLEY WATERSIDE PPGA | EX FAWLEY POWER STATION SITE | CALSHOT ROAD FAWLEY | SOUTHAMPTON | HAMPSHIRE | SO45 1TW | ENGLAND | 447444 | 102274 | FAWL | LANG 33kV | LANGLEY | 11 | SOUTHERN ELECTRIC POWER DISTRIBUTION PLC | OTHER | OTHER | NO | TBC | TBC | 1.05 | DATA NOT AVAILABLE | DATA NOT AVAILABLE | DATA NOT AVAILABLE | DATA NOT AVAILABLE | DATA NOT AVAILABLE | DATA NOT AVAILABLE | DATA NOT AVAILABLE | DATA NOT AVAILABLE | DATA NOT AVAILABLE | DATA NOT AVAILABLE | DATA NOT AVAILABLE | DATA NOT AVAILABLE | To Be Confirmed | ACCEPTED TO CONNECT | DATA NOT AVAILABLE | DATA NOT AVAILABLE | DATA NOT AVAILABLE | DATA NOT AVAILABLE | DATA NOT AVAILABLE | DATA NOT AVAILABLE | 1.05 | 0.33 | 0.347 | 0 | 0 | 2019-07-08 | TBC | N | DATA NOT AVAILABLE | N/A | TBC | N/A | DATA NOT AVAILABLE | 2020-07-22
DATA NOT AVAILABLE | DATA NOT AVAILABLE | CAPBAL LTD | LOUDWATER BATTERY STORAGE | LOUDWATER | DEREHAMS LANE | HIGH WYCOMBE | BUCKINGHAMSHIRE | HP10 9RR | ENGLAND | 490531 | 191093 | AMEM | LOUD 33kV | TBC | 11 | SOUTHERN ELECTRIC POWER DISTRIBUTION PLC | Stored Energy (all stored energy irrespective of the original energy source) | Storage - Electrochemical (Batteries) | NO | TBC | TBC | 40 | DATA NOT AVAILABLE | DATA NOT AVAILABLE | DATA NOT AVAILABLE | DATA NOT AVAILABLE | DATA NOT AVAILABLE | DATA NOT AVAILABLE | DATA NOT AVAILABLE | DATA NOT AVAILABLE | DATA NOT AVAILABLE | DATA NOT AVAILABLE | DATA NOT AVAILABLE | DATA NOT AVAILABLE | No | ACCEPTED TO CONNECT | DATA NOT AVAILABLE | DATA NOT AVAILABLE | DATA NOT AVAILABLE | DATA NOT AVAILABLE | DATA NOT AVAILABLE | DATA NOT AVAILABLE | 40 | 40 | 42.105 | 38 | 40 | 2018-03-07 | TBC | N | DATA NOT AVAILABLE | N/A | TBC | N/A | DATA NOT AVAILABLE | 2020-07-22
DATA NOT AVAILABLE | DATA NOT AVAILABLE | BALANCED GRID SOLUTIONS LTD | WELL END FARM - BATTERY | DATA NOT AVAILABLE | LAND TO REAR OF WELL END FARM BOURNE END | MARLOW | BUCKINGHAMSHIRE | SL8 5PS | ENGLAND | 488457 | 187775 | AMEM | LOUD 33kV | WELL END | 11 | SOUTHERN ELECTRIC POWER DISTRIBUTION PLC | Stored Energy (all stored energy irrespective of the original energy source) | Storage - Electrochemical (Batteries) | NO | TBC | TBC | 7.2 | DATA NOT AVAILABLE | DATA NOT AVAILABLE | DATA NOT AVAILABLE | DATA NOT AVAILABLE | DATA NOT AVAILABLE | DATA NOT AVAILABLE | DATA NOT AVAILABLE | DATA NOT AVAILABLE | DATA NOT AVAILABLE | DATA NOT AVAILABLE | DATA NOT AVAILABLE | DATA NOT AVAILABLE | No | ACCEPTED TO CONNECT | DATA NOT AVAILABLE | DATA NOT AVAILABLE | DATA NOT AVAILABLE | DATA NOT AVAILABLE | DATA NOT AVAILABLE | DATA NOT AVAILABLE | 7.2 | 7.2 | 7.579 | 6.84 | 7.2 | 2018-03-16 | TBC | N | DATA NOT AVAILABLE | N/A | TBC | N/A | DATA NOT AVAILABLE | 2020-07-22
DATA NOT AVAILABLE | DATA NOT AVAILABLE | LIGHTSOURCE SPV 125 LIMITED | LITTLETON 3 PV (ADD CAP) | LITTLETON 3 PV (ADD CAP) | BLANDFORD ST MARY | BLANDFORD | DORSET | DT11 9NB | ENGLAND | 389389 | 104797 | MANN | LYTC 33kV | BLANDFORD | 11 | SOUTHERN ELECTRIC POWER DISTRIBUTION PLC | SOLAR | PHOTOVOLTAIC | NO | TBC | TBC | 10 | DATA NOT AVAILABLE | DATA NOT AVAILABLE | DATA NOT AVAILABLE | DATA NOT AVAILABLE | DATA NOT AVAILABLE | DATA NOT AVAILABLE | DATA NOT AVAILABLE | DATA NOT AVAILABLE | DATA NOT AVAILABLE | DATA NOT AVAILABLE | DATA NOT AVAILABLE | DATA NOT AVAILABLE | No | ACCEPTED TO CONNECT | DATA NOT AVAILABLE | DATA NOT AVAILABLE | DATA NOT AVAILABLE | DATA NOT AVAILABLE | DATA NOT AVAILABLE | DATA NOT AVAILABLE | 10 | 10 | 10.526 | 0.523 | 0.55 | 2016-07-21 | TBC | N | DATA NOT AVAILABLE | N/A | TBC | N/A | DATA NOT AVAILABLE | 2020-07-22
DATA NOT AVAILABLE | DATA NOT AVAILABLE | NORIKER POWER LIMITED | LAND ON THE WEST SIDE OF BLANDFORD ROAD - BATTERY | LAND ON THE WEST SIDE OF | BLANDFORD ROAD | POOLE | DORSET | BH16 6AB | ENGLAND | 397481 | 94062 | MANN | LYTC 33kV | TBC | 11 | SOUTHERN ELECTRIC POWER DISTRIBUTION PLC | Stored Energy (all stored energy irrespective of the original energy source) | Storage - Electrochemical (Batteries) | NO | TBC | TBC | 25 | DATA NOT AVAILABLE | DATA NOT AVAILABLE | DATA NOT AVAILABLE | DATA NOT AVAILABLE | DATA NOT AVAILABLE | DATA NOT AVAILABLE | DATA NOT AVAILABLE | DATA NOT AVAILABLE | DATA NOT AVAILABLE | DATA NOT AVAILABLE | DATA NOT AVAILABLE | DATA NOT AVAILABLE | To Be Confirmed | ACCEPTED TO CONNECT | DATA NOT AVAILABLE | DATA NOT AVAILABLE | DATA NOT AVAILABLE | DATA NOT AVAILABLE | DATA NOT AVAILABLE | DATA NOT AVAILABLE | 25 | 25 | 26.316 | 23.75 | 25 | 2019-11-06 | TBC | N | DATA NOT AVAILABLE | N/A | TBC | N/A | DATA NOT AVAILABLE | 2020-07-22
DATA NOT AVAILABLE | DATA NOT AVAILABLE | S4N LYTCHETT LTD | LYTCHETT SOLAR FARM - PV AND BATTERY | LYTCHETT SOLAR FARM | BLANDFORD RD NORTH | POOLE | DORSET | BH16 6AP | ENGLAND | 395745 | 93443 | MANN | LYTC 33kV | TBC | 11 | SOUTHERN ELECTRIC POWER DISTRIBUTION PLC | SOLAR | PHOTOVOLTAIC | NO | TBC | TBC | 12 | STORED ENERGY (ALL STORED ENERGY IRRESPECTVE OF THE ORIGINAL ENERGY SOURCE) | STORAGE - ELECTROCHEMICAL (BATTERIES) | N/A | TBC | TBC | 12.632 | DATA NOT AVAILABLE | DATA NOT AVAILABLE | DATA NOT AVAILABLE | DATA NOT AVAILABLE | DATA NOT AVAILABLE | DATA NOT AVAILABLE | To Be Confirmed | ACCEPTED TO CONNECT | DATA NOT AVAILABLE | DATA NOT AVAILABLE | DATA NOT AVAILABLE | DATA NOT AVAILABLE | DATA NOT AVAILABLE | DATA NOT AVAILABLE | 12 | 12 | 12.632 | 11.4 | 12 | 2019-12-10 | TBC | N | DATA NOT AVAILABLE | N/A | TBC | SSEN_Rein_023 | DATA NOT AVAILABLE | 2020-07-22
DATA NOT AVAILABLE | DATA NOT AVAILABLE | REG WINDPOWER LTD | FOR NCD - DESIGN APPROVAL | WHITECHURCH HILL ENERGY PARK | WINTERBORNE WHITECHURCH | BLANDFORD | DORSET | DT11 9AW | ENGLAND | 384235 | 99587 | MANN | LYTC 33kV | LYTCHETT | 11 | SOUTHERN ELECTRIC POWER DISTRIBUTION PLC | OTHER | OTHER | NO | TBC | TBC | 12 | DATA NOT AVAILABLE | DATA NOT AVAILABLE | DATA NOT AVAILABLE | DATA NOT AVAILABLE | DATA NOT AVAILABLE | DATA NOT AVAILABLE | DATA NOT AVAILABLE | DATA NOT AVAILABLE | DATA NOT AVAILABLE | DATA NOT AVAILABLE | DATA NOT AVAILABLE | DATA NOT AVAILABLE | Yes | ACCEPTED TO CONNECT | DATA NOT AVAILABLE | DATA NOT AVAILABLE | DATA NOT AVAILABLE | DATA NOT AVAILABLE | DATA NOT AVAILABLE | DATA NOT AVAILABLE | 12 | 12 | 12.632 | 2.85 | 3 | 2020-05-29 | TBC | N | DATA NOT AVAILABLE | N/A | TBC | N/A | DATA NOT AVAILABLE | 2020-07-22
DATA NOT AVAILABLE | DATA NOT AVAILABLE | YETI GENERATION LIMITED | NORTH FARM - PV | LAND ON THE SOUTH SIDE OF NORTH FARM | SPETISBURY | BLANDFORD | DORSET | DT11 9DH | ENGLAND | 389423 | 102185 | MANN | LYTC 33kV | LYTCHETT | 11 | SOUTHERN ELECTRIC POWER DISTRIBUTION PLC | SOLAR | PHOTOVOLTAIC | NO | TBC | TBC | 13.7 | DATA NOT AVAILABLE | DATA NOT AVAILABLE | DATA NOT AVAILABLE | DATA NOT AVAILABLE | DATA NOT AVAILABLE | DATA NOT AVAILABLE | DATA NOT AVAILABLE | DATA NOT AVAILABLE | DATA NOT AVAILABLE | DATA NOT AVAILABLE | DATA NOT AVAILABLE | DATA NOT AVAILABLE | Yes | ACCEPTED TO CONNECT | DATA NOT AVAILABLE | DATA NOT AVAILABLE | DATA NOT AVAILABLE | DATA NOT AVAILABLE | DATA NOT AVAILABLE | DATA NOT AVAILABLE | 13.7 | 13.7 | 14.421 | 0.048 | 0.05 | 2020-03-25 | TBC | N | DATA NOT AVAILABLE | N/A | TBC | N/A | DATA NOT AVAILABLE | 2020-07-22
DATA NOT AVAILABLE | DATA NOT AVAILABLE | VOLTALIA UK LTD | SOUTH SOLAR FARM - PV | SOUTH SOLAR FARM | SOUTH FARM SPETISBURY BLANDFORD FORUM DORSET | BOURNEMOUTH | DORSET | DT11 9DY | ENGLAND | 390129 | 101525 | MANN | MANN 33kV | TBC | TBC | SOUTHERN ELECTRIC POWER DISTRIBUTION PLC | SOLAR | PHOTOVOLTAIC | NO | TBC | TBC | 40 | DATA NOT AVAILABLE | DATA NOT AVAILABLE | DATA NOT AVAILABLE | DATA NOT AVAILABLE | DATA NOT AVAILABLE | DATA NOT AVAILABLE | DATA NOT AVAILABLE | DATA NOT AVAILABLE | DATA NOT AVAILABLE | DATA NOT AVAILABLE | DATA NOT AVAILABLE | DATA NOT AVAILABLE | To Be Confirmed | ACCEPTED TO CONNECT | DATA NOT AVAILABLE | DATA NOT AVAILABLE | DATA NOT AVAILABLE | DATA NOT AVAILABLE | DATA NOT AVAILABLE | DATA NOT AVAILABLE | 40 | 40 | 42.105 | 19 | 20 | 2019-09-13 | TBC | N | DATA NOT AVAILABLE | N/A | TBC | N/A | DATA NOT AVAILABLE | 2020-07-22
DATA NOT AVAILABLE | DATA NOT AVAILABLE | BSR APPLICATIONS LIMITED | NORTH DAIRY FARM - SOLAR PV (FLEXIBLE CONNECTION) | NORTH DAIRY FARM | PULHAM | DORCHESTER | DORSET | DT2 7EA | ENGLAND | 371610 | 108186 | MANN | MANN 33kV | TBC | TBC | SOUTHERN ELECTRIC POWER DISTRIBUTION PLC | SOLAR | PHOTOVOLTAIC | NO | TBC | TBC | 50 | DATA NOT AVAILABLE | DATA NOT AVAILABLE | DATA NOT AVAILABLE | DATA NOT AVAILABLE | DATA NOT AVAILABLE | DATA NOT AVAILABLE | DATA NOT AVAILABLE | DATA NOT AVAILABLE | DATA NOT AVAILABLE | DATA NOT AVAILABLE | DATA NOT AVAILABLE | DATA NOT AVAILABLE | Yes | ACCEPTED TO CONNECT | DATA NOT AVAILABLE | DATA NOT AVAILABLE | DATA NOT AVAILABLE | DATA NOT AVAILABLE | DATA NOT AVAILABLE | DATA NOT AVAILABLE | 50 | 49.9 | 52.526 | 0.475 | 0.5 | 2019-09-09 | TBC | N | DATA NOT AVAILABLE | N/A | TBC | N/A | DATA NOT AVAILABLE | 2020-07-22
DATA NOT AVAILABLE | DATA NOT AVAILABLE | NEW POWERCO INC TRADING AS EDEN RENEWABLES | FOREST GATE - PV | FOREST GATE | LONDON ROAD | CHIPPENHAM | WILTSHIRE | SN15 3RS | ENGLAND | 394760 | 171549 | MELK | MELK | TBC | 11 | SOUTHERN ELECTRIC POWER DISTRIBUTION PLC | SOLAR | PHOTOVOLTAIC | NO | TBC | TBC | 40.32 | DATA NOT AVAILABLE | DATA NOT AVAILABLE | DATA NOT AVAILABLE | DATA NOT AVAILABLE | DATA NOT AVAILABLE | DATA NOT AVAILABLE | DATA NOT AVAILABLE | DATA NOT AVAILABLE | DATA NOT AVAILABLE | DATA NOT AVAILABLE | DATA NOT AVAILABLE | DATA NOT AVAILABLE | To Be Confirmed | ACCEPTED TO CONNECT | DATA NOT AVAILABLE | DATA NOT AVAILABLE | DATA NOT AVAILABLE | DATA NOT AVAILABLE | DATA NOT AVAILABLE | DATA NOT AVAILABLE | 40.32 | 40.32 | 42.442 | 0.19 | 0.2 | TBC | TBC | N | DATA NOT AVAILABLE | N/A | TBC | N/A | DATA NOT AVAILABLE | 2020-07-22
DATA NOT AVAILABLE | DATA NOT AVAILABLE | EDEN RENEWABLES | AH RED BARN SOLAR | RED BARN SOLAR FARM | LAND AROUND KINGTON FARM KINGTON ST MICHAEL CHIPPENHAM | CHIPPENHAM | WILTSHIRE | SN14 6DH | ENGLAND | 391063 | 177279 | MELK | MELK | TBC | 11 | SOUTHERN ELECTRIC POWER DISTRIBUTION PLC | SOLAR | PHOTOVOLTAIC | NO | TBC | TBC | 40 | DATA NOT AVAILABLE | DATA NOT AVAILABLE | DATA NOT AVAILABLE | DATA NOT AVAILABLE | DATA NOT AVAILABLE | DATA NOT AVAILABLE | DATA NOT AVAILABLE | DATA NOT AVAILABLE | DATA NOT AVAILABLE | DATA NOT AVAILABLE | DATA NOT AVAILABLE | DATA NOT AVAILABLE | To Be Confirmed | ACCEPTED TO CONNECT | DATA NOT AVAILABLE | DATA NOT AVAILABLE | DATA NOT AVAILABLE | DATA NOT AVAILABLE | DATA NOT AVAILABLE | DATA NOT AVAILABLE | 40 | 40 | 42.105 | 0.475 | 0.5 | TBC | TBC | N | DATA NOT AVAILABLE | N/A | TBC | SSEN_Rein_051 | DATA NOT AVAILABLE | 2020-07-22
DATA NOT AVAILABLE | DATA NOT AVAILABLE | DNO CONSULTING LTD | RY WESTLANDS FARM | WESTLANDS FARM 100MW | WESTLANDS LANE WHITLEY | MELKSHAM | WILTSHIRE | SN12 7QG | ENGLAND | 389389 | 166695 | MELK | MELK | MELKSHAM GRID | 33 | SOUTHERN ELECTRIC POWER DISTRIBUTION PLC | ADVANCED FUEL (PRODUCED VIA GASIFICATION OR PYROLYSIS OF BIOFUEL OR WASTE) | GAS TURBINE (OCGT) | NO | TBC | TBC | 105.2 | DATA NOT AVAILABLE | DATA NOT AVAILABLE | DATA NOT AVAILABLE | DATA NOT AVAILABLE | DATA NOT AVAILABLE | DATA NOT AVAILABLE | DATA NOT AVAILABLE | DATA NOT AVAILABLE | DATA NOT AVAILABLE | DATA NOT AVAILABLE | DATA NOT AVAILABLE | DATA NOT AVAILABLE | To Be Confirmed | ACCEPTED TO CONNECT | DATA NOT AVAILABLE | DATA NOT AVAILABLE | DATA NOT AVAILABLE | DATA NOT AVAILABLE | DATA NOT AVAILABLE | DATA NOT AVAILABLE | 105.2 | 105.2 | 110.737 | 99.94 | 105.2 | 2020-03-04 | TBC | N | DATA NOT AVAILABLE | N/A | TBC | N/A | DATA NOT AVAILABLE | 2020-07-22
DATA NOT AVAILABLE | DATA NOT AVAILABLE | VOITH HYDRO WAVEGEN | SIADAR GATEWAY WAVE | SIADAR GATEWAY WAVE | BARVAS | ISLE OF LEWIS | EILEAN SIAR | HS2 0RQ | SCOTLAND | 138540 | 954251 | ARMO | N/A | STORNOWAY GRID | 33 | SCOTTISH HYDRO ELECTRIC POWER DISTRIBUTION PLC | OTHER | OTHER | NO | TBC | TBC | 4 | DATA NOT AVAILABLE | DATA NOT AVAILABLE | DATA NOT AVAILABLE | DATA NOT AVAILABLE | DATA NOT AVAILABLE | DATA NOT AVAILABLE | DATA NOT AVAILABLE | DATA NOT AVAILABLE | DATA NOT AVAILABLE | DATA NOT AVAILABLE | DATA NOT AVAILABLE | DATA NOT AVAILABLE | No | ACCEPTED TO CONNECT | DATA NOT AVAILABLE | DATA NOT AVAILABLE | DATA NOT AVAILABLE | DATA NOT AVAILABLE | DATA NOT AVAILABLE | DATA NOT AVAILABLE | 4 | 4 | 4.211 | 0 | 0 | 2012-07-12 | TBC | N | DATA NOT AVAILABLE | N/A | TBC | SSEN_Rein_001 | DATA NOT AVAILABLE | 2020-07-22
DATA NOT AVAILABLE | DATA NOT AVAILABLE | GREEN POWER CONSULTANTS | TEALING PV (CIC) | TEALING PV (CIC) | TEALING | DUNDEE | TBC | TBC | SCOTLAND | TBC | TBC | MILC | N/A | LONGHAUGH | 11 | SCOTTISH HYDRO ELECTRIC POWER DISTRIBUTION PLC | SOLAR | PHOTOVOLTAIC | NO | TBC | TBC | 5 | DATA NOT AVAILABLE | DATA NOT AVAILABLE | DATA NOT AVAILABLE | DATA NOT AVAILABLE | DATA NOT AVAILABLE | DATA NOT AVAILABLE | DATA NOT AVAILABLE | DATA NOT AVAILABLE | DATA NOT AVAILABLE | DATA NOT AVAILABLE | DATA NOT AVAILABLE | DATA NOT AVAILABLE | No | ACCEPTED TO CONNECT | DATA NOT AVAILABLE | DATA NOT AVAILABLE | DATA NOT AVAILABLE | DATA NOT AVAILABLE | DATA NOT AVAILABLE | DATA NOT AVAILABLE | 5 | 5 | 5.263 | 0 | 0 | 2015-12-21 | TBC | N | DATA NOT AVAILABLE | N/A | TBC | N/A | DATA NOT AVAILABLE | 2020-07-22
DATA NOT AVAILABLE | DATA NOT AVAILABLE | SENERGY | LOCHABER SMELTER ADD CAP | LOCHABER SMELTER ADD CAP | DATA NOT AVAILABLE | FORT WILLIAM | HIGHLAND | PH33 6TH | SCOTLAND | 212620 | 775054 | FWIL | N/A | FORT WILLIAM GRID | 33 | SCOTTISH HYDRO ELECTRIC POWER DISTRIBUTION PLC | WATER (FLOWING WATER OR HEAD OF WATER) | HYDRO - OTHER | NO | TBC | TBC | 5.7 | DATA NOT AVAILABLE | DATA NOT AVAILABLE | DATA NOT AVAILABLE | DATA NOT AVAILABLE | DATA NOT AVAILABLE | DATA NOT AVAILABLE | DATA NOT AVAILABLE | DATA NOT AVAILABLE | DATA NOT AVAILABLE | DATA NOT AVAILABLE | DATA NOT AVAILABLE | DATA NOT AVAILABLE | No | ACCEPTED TO CONNECT | DATA NOT AVAILABLE | DATA NOT AVAILABLE | DATA NOT AVAILABLE | DATA NOT AVAILABLE | DATA NOT AVAILABLE | DATA NOT AVAILABLE | 5.7 | 5.7 | 6 | 0 | 0 | 2012-11-08 | TBC | N | DATA NOT AVAILABLE | N/A | TBC | N/A | DATA NOT AVAILABLE | 2020-07-22
DATA NOT AVAILABLE | DATA NOT AVAILABLE | GREEN POWER CONSULTANTS | JAMESFIELD FARM PV (CIC) | JAMESFIELD FARM PV (CIC) | DATA NOT AVAILABLE | CUPAR | PERTHSHIRE AND KINROSS | KY14 6EW | SCOTLAND | 319852 | 718016 | ABNE | N/A | ABERNETHY GRID | 33 | SCOTTISH HYDRO ELECTRIC POWER DISTRIBUTION PLC | SOLAR | PHOTOVOLTAIC | NO | TBC | TBC | 5 | DATA NOT AVAILABLE | DATA NOT AVAILABLE | DATA NOT AVAILABLE | DATA NOT AVAILABLE | DATA NOT AVAILABLE | DATA NOT AVAILABLE | DATA NOT AVAILABLE | DATA NOT AVAILABLE | DATA NOT AVAILABLE | DATA NOT AVAILABLE | DATA NOT AVAILABLE | DATA NOT AVAILABLE | No | ACCEPTED TO CONNECT | DATA NOT AVAILABLE | DATA NOT AVAILABLE | DATA NOT AVAILABLE | DATA NOT AVAILABLE | DATA NOT AVAILABLE | DATA NOT AVAILABLE | 5 | 5 | 5.263 | 0 | 0 | 2015-12-21 | TBC | N | DATA NOT AVAILABLE | N/A | TBC | N/A | DATA NOT AVAILABLE | 2020-07-22
DATA NOT AVAILABLE | DATA NOT AVAILABLE | DNO CONSULTING LTD | KIRKTON PV | DATA NOT AVAILABLE | LAND AROUND KIRKTON | PETERHEAD | ABERDEENSHIRE | AB42 3EN | SCOTLAND | 410457 | 850966 | PEHG | N/A | PETERHEAD GRANGE 33KV | 33 | SCOTTISH HYDRO ELECTRIC POWER DISTRIBUTION PLC | SOLAR | PHOTOVOLTAIC | NO | TBC | TBC | 35 | DATA NOT AVAILABLE | DATA NOT AVAILABLE | DATA NOT AVAILABLE | DATA NOT AVAILABLE | DATA NOT AVAILABLE | DATA NOT AVAILABLE | DATA NOT AVAILABLE | DATA NOT AVAILABLE | DATA NOT AVAILABLE | DATA NOT AVAILABLE | DATA NOT AVAILABLE | DATA NOT AVAILABLE | No | ACCEPTED TO CONNECT | DATA NOT AVAILABLE | DATA NOT AVAILABLE | DATA NOT AVAILABLE | DATA NOT AVAILABLE | DATA NOT AVAILABLE | DATA NOT AVAILABLE | 35 | 35 | 36.842 | 0.19 | 0.2 | 2017-11-28 | TBC | N | DATA NOT AVAILABLE | N/A | TBC | N/A | DATA NOT AVAILABLE | 2020-07-22
DATA NOT AVAILABLE | DATA NOT AVAILABLE | FORSTER ENERGY LTD | SOUTHESK ESTATE SOLAR FARM - PV | SOUTHESK ESTATE SOLAR FARM | NEAR HAUGHS OF KINNAIRD BRECHIN | BRECHIN | ANGUS | DD9 6UA | SCOTLAND | 364430 | 757345 | BRID | N/A | BRIDGE OF DUN GRID | 33 | SCOTTISH HYDRO ELECTRIC POWER DISTRIBUTION PLC | SOLAR | PHOTOVOLTAIC | NO | TBC | TBC | 9.99 | DATA NOT AVAILABLE | DATA NOT AVAILABLE | DATA NOT AVAILABLE | DATA NOT AVAILABLE | DATA NOT AVAILABLE | DATA NOT AVAILABLE | DATA NOT AVAILABLE | DATA NOT AVAILABLE | DATA NOT AVAILABLE | DATA NOT AVAILABLE | DATA NOT AVAILABLE | DATA NOT AVAILABLE | To Be Confirmed | ACCEPTED TO CONNECT | DATA NOT AVAILABLE | DATA NOT AVAILABLE | DATA NOT AVAILABLE | DATA NOT AVAILABLE | DATA NOT AVAILABLE | DATA NOT AVAILABLE | 9.99 | 9.99 | 10.516 | 0.048 | 0.05 | 2018-09-25 | TBC | N | DATA NOT AVAILABLE | N/A | TBC | N/A | DATA NOT AVAILABLE | 2020-07-22
DATA NOT AVAILABLE | DATA NOT AVAILABLE | SPRINGFIELD PROPERTIES | ELGIN | SOUTH GLASSGREEN | CRESCENT NORTH | ELGIN | MORAY | IV30 8BA | SCOTLAND | 323301 | 863433 | ELGI | N/A | BILBOHALL | 11 | SCOTTISH HYDRO ELECTRIC POWER DISTRIBUTION PLC | SOLAR | PHOTOVOLTAIC | NO | TBC | TBC | 2.163 | DATA NOT AVAILABLE | DATA NOT AVAILABLE | DATA NOT AVAILABLE | DATA NOT AVAILABLE | DATA NOT AVAILABLE | DATA NOT AVAILABLE | DATA NOT AVAILABLE | DATA NOT AVAILABLE | DATA NOT AVAILABLE | DATA NOT AVAILABLE | DATA NOT AVAILABLE | DATA NOT AVAILABLE | To Be Confirmed | ACCEPTED TO CONNECT | DATA NOT AVAILABLE | DATA NOT AVAILABLE | DATA NOT AVAILABLE | DATA NOT AVAILABLE | DATA NOT AVAILABLE | DATA NOT AVAILABLE | 2.163 | 2.163 | 2.277 | 1.128 | 1.187 | 2019-09-17 | TBC | N | DATA NOT AVAILABLE | N/A | TBC | SSEN_Rein_021 | DATA NOT AVAILABLE | 2020-07-22
DATA NOT AVAILABLE | DATA NOT AVAILABLE | RWE NPOWER PLC | BRAAN HYDRO | DATA NOT AVAILABLE | DATA NOT AVAILABLE | DATA NOT AVAILABLE | DATA NOT AVAILABLE | DATA NOT AVAILABLE | SCOTLAND | TBC | TBC | COUA | N/A | CAPUTH | 11 | SCOTTISH HYDRO ELECTRIC POWER DISTRIBUTION PLC | WATER (FLOWING WATER OR HEAD OF WATER) | HYDRO - OTHER | NO | TBC | TBC | 3.5 | DATA NOT AVAILABLE | DATA NOT AVAILABLE | DATA NOT AVAILABLE | DATA NOT AVAILABLE | DATA NOT AVAILABLE | DATA NOT AVAILABLE | DATA NOT AVAILABLE | DATA NOT AVAILABLE | DATA NOT AVAILABLE | DATA NOT AVAILABLE | DATA NOT AVAILABLE | DATA NOT AVAILABLE | No | ACCEPTED TO CONNECT | DATA NOT AVAILABLE | DATA NOT AVAILABLE | DATA NOT AVAILABLE | DATA NOT AVAILABLE | DATA NOT AVAILABLE | DATA NOT AVAILABLE | 3.5 | 3.5 | 3.684 | 0 | 0 | TBC | TBC | N | DATA NOT AVAILABLE | N/A | TBC | N/A | DATA NOT AVAILABLE | 2020-07-22
DATA NOT AVAILABLE | DATA NOT AVAILABLE | GTC | MUGGIEMOSS ROAD - PV (IDNO SECTION 16 1B) | 401 PLOTS | MUGGIEMOSS ROAD | ABERDEEN | ABERDEENSHIRE | AB21 9UR | SCOTLAND | 391141 | 809279 | PERS | N/A | HAUDAGAIN | 11 | SCOTTISH HYDRO ELECTRIC POWER DISTRIBUTION PLC | SOLAR | PHOTOVOLTAIC | NO | TBC | TBC | 0.849 | DATA NOT AVAILABLE | DATA NOT AVAILABLE | DATA NOT AVAILABLE | DATA NOT AVAILABLE | DATA NOT AVAILABLE | DATA NOT AVAILABLE | DATA NOT AVAILABLE | DATA NOT AVAILABLE | DATA NOT AVAILABLE | DATA NOT AVAILABLE | DATA NOT AVAILABLE | DATA NOT AVAILABLE | To Be Confirmed | ACCEPTED TO CONNECT | DATA NOT AVAILABLE | DATA NOT AVAILABLE | DATA NOT AVAILABLE | DATA NOT AVAILABLE | DATA NOT AVAILABLE | DATA NOT AVAILABLE | 0.849 | 0.849 | 0.894 | 1.278 | 1.345 | 2019-04-18 | TBC | N | DATA NOT AVAILABLE | N/A | TBC | SSEN_Rein_027 | DATA NOT AVAILABLE | 2020-07-22
DATA NOT AVAILABLE | DATA NOT AVAILABLE | LAKINI LTD | CARSEBANK PV (REQUOTE) | CARSEBANK PV | DATA NOT AVAILABLE | FORFAR | ANGUS | DD8 3NP | SCOTLAND | 347514 | 753338 | LUNA | N/A | LUNANHEAD GRID | 33 | SCOTTISH HYDRO ELECTRIC POWER DISTRIBUTION PLC | SOLAR | PHOTOVOLTAIC | NO | TBC | TBC | 5 | DATA NOT AVAILABLE | DATA NOT AVAILABLE | DATA NOT AVAILABLE | DATA NOT AVAILABLE | DATA NOT AVAILABLE | DATA NOT AVAILABLE | DATA NOT AVAILABLE | DATA NOT AVAILABLE | DATA NOT AVAILABLE | DATA NOT AVAILABLE | DATA NOT AVAILABLE | DATA NOT AVAILABLE | To Be Confirmed | ACCEPTED TO CONNECT | DATA NOT AVAILABLE | DATA NOT AVAILABLE | DATA NOT AVAILABLE | DATA NOT AVAILABLE | DATA NOT AVAILABLE | DATA NOT AVAILABLE | 5 | 5 | 5.263 | 0.038 | 0.04 | 2019-10-24 | TBC | N | DATA NOT AVAILABLE | N/A | TBC | SSEN_Rein_033 | DATA NOT AVAILABLE | 2020-07-22
DATA NOT AVAILABLE | DATA NOT AVAILABLE | GLEN HYDRO DEVELOPMENT LTD | GLEN DESSARY ACHNACARRY HYDRO | GLEN DESSARY ACHNACARRY HYDRO | ACHNACARRY | SPEAN BRIDGE | HIGHLAND | PH34 4EJ | SCOTLAND | 218662 | 787766 | FWIL | N/A | TBC | TBC | SCOTTISH HYDRO ELECTRIC POWER DISTRIBUTION PLC | WATER (FLOWING WATER OR HEAD OF WATER) | HYDRO - OTHER | NO | TBC | TBC | 4 | DATA NOT AVAILABLE | DATA NOT AVAILABLE | DATA NOT AVAILABLE | DATA NOT AVAILABLE | DATA NOT AVAILABLE | DATA NOT AVAILABLE | DATA NOT AVAILABLE | DATA NOT AVAILABLE | DATA NOT AVAILABLE | DATA NOT AVAILABLE | DATA NOT AVAILABLE | DATA NOT AVAILABLE | No | ACCEPTED TO CONNECT | DATA NOT AVAILABLE | DATA NOT AVAILABLE | DATA NOT AVAILABLE | DATA NOT AVAILABLE | DATA NOT AVAILABLE | DATA NOT AVAILABLE | 4 | 4 | 4.211 | 0 | 0 | 2014-11-11 | TBC | N | DATA NOT AVAILABLE | N/A | TBC | N/A | DATA NOT AVAILABLE | 2020-07-22
DATA NOT AVAILABLE | DATA NOT AVAILABLE | LAKINI LTD | HOWMUIR FARM PV - (REQUOTE) | HOWMUIR FARM PV | DATA NOT AVAILABLE | FORFAR | ANGUS | DD8 3PA | SCOTLAND | 349434 | 753942 | LUNA | N/A | LUNANHEAD GRID | 33 | SCOTTISH HYDRO ELECTRIC POWER DISTRIBUTION PLC | SOLAR | PHOTOVOLTAIC | NO | TBC | TBC | 5 | DATA NOT AVAILABLE | DATA NOT AVAILABLE | DATA NOT AVAILABLE | DATA NOT AVAILABLE | DATA NOT AVAILABLE | DATA NOT AVAILABLE | DATA NOT AVAILABLE | DATA NOT AVAILABLE | DATA NOT AVAILABLE | DATA NOT AVAILABLE | DATA NOT AVAILABLE | DATA NOT AVAILABLE | To Be Confirmed | ACCEPTED TO CONNECT | DATA NOT AVAILABLE | DATA NOT AVAILABLE | DATA NOT AVAILABLE | DATA NOT AVAILABLE | DATA NOT AVAILABLE | DATA NOT AVAILABLE | 5 | 5 | 5.263 | 0.038 | 0.04 | 2019-10-24 | TBC | N | DATA NOT AVAILABLE | N/A | TBC | SSEN_Rein_034 | DATA NOT AVAILABLE | 2020-07-22
DATA NOT AVAILABLE | DATA NOT AVAILABLE | LR-SENERGY | LOCHABER SMELTER HYDRO (ADD CAP) | LOCHABER SMELTER HYDRO (ADD CAP) | DATA NOT AVAILABLE | FORT WILLIAM | HIGHLAND | PH33 6TH | SCOTLAND | 212620 | 775054 | FWIL | N/A | TBC | TBC | SCOTTISH HYDRO ELECTRIC POWER DISTRIBUTION PLC | WATER (FLOWING WATER OR HEAD OF WATER) | HYDRO - OTHER | NO | TBC | TBC | 18 | DATA NOT AVAILABLE | DATA NOT AVAILABLE | DATA NOT AVAILABLE | DATA NOT AVAILABLE | DATA NOT AVAILABLE | DATA NOT AVAILABLE | DATA NOT AVAILABLE | DATA NOT AVAILABLE | DATA NOT AVAILABLE | DATA NOT AVAILABLE | DATA NOT AVAILABLE | DATA NOT AVAILABLE | No | ACCEPTED TO CONNECT | DATA NOT AVAILABLE | DATA NOT AVAILABLE | DATA NOT AVAILABLE | DATA NOT AVAILABLE | DATA NOT AVAILABLE | DATA NOT AVAILABLE | 18 | 18 | 18.947 | 0 | 0 | 2015-10-08 | TBC | N | DATA NOT AVAILABLE | N/A | TBC | N/A | DATA NOT AVAILABLE | 2020-07-22
DATA NOT AVAILABLE | DATA NOT AVAILABLE | DNO CONSULTING LTD | CAREY FARM PV (RECOST) | CAREY FARM PV | ABERNETHY | PERTH | PERTHSHIRE AND KINROSS | PH2 9LX | SCOTLAND | 316934 | 716067 | ABNE | N/A | TBC | 33 | SCOTTISH HYDRO ELECTRIC POWER DISTRIBUTION PLC | SOLAR | PHOTOVOLTAIC | NO | TBC | TBC | 9.9 | DATA NOT AVAILABLE | DATA NOT AVAILABLE | DATA NOT AVAILABLE | DATA NOT AVAILABLE | DATA NOT AVAILABLE | DATA NOT AVAILABLE | DATA NOT AVAILABLE | DATA NOT AVAILABLE | DATA NOT AVAILABLE | DATA NOT AVAILABLE | DATA NOT AVAILABLE | DATA NOT AVAILABLE | To Be Confirmed | ACCEPTED TO CONNECT | DATA NOT AVAILABLE | DATA NOT AVAILABLE | DATA NOT AVAILABLE | DATA NOT AVAILABLE | DATA NOT AVAILABLE | DATA NOT AVAILABLE | 9.9 | 9.9 | 10.421 | 0.029 | 0.03 | 2019-09-24 | TBC | N | DATA NOT AVAILABLE | N/A | TBC | N/A | DATA NOT AVAILABLE | 2020-07-22
DATA NOT AVAILABLE | DATA NOT AVAILABLE | DNO CONSULTING | CORDON FARM PV | CORDON FARM PV | ABERNETHY | PERTH | PERTHSHIRE AND KINROSS | PH2 9LN | SCOTLAND | 318065 | 717560 | ABNE | N/A | ABERNETHY GRID | 33 | SCOTTISH HYDRO ELECTRIC POWER DISTRIBUTION PLC | SOLAR | PHOTOVOLTAIC | NO | TBC | TBC | 9.9 | DATA NOT AVAILABLE | DATA NOT AVAILABLE | DATA NOT AVAILABLE | DATA NOT AVAILABLE | DATA NOT AVAILABLE | DATA NOT AVAILABLE | DATA NOT AVAILABLE | DATA NOT AVAILABLE | DATA NOT AVAILABLE | DATA NOT AVAILABLE | DATA NOT AVAILABLE | DATA NOT AVAILABLE | To Be Confirmed | ACCEPTED TO CONNECT | DATA NOT AVAILABLE | DATA NOT AVAILABLE | DATA NOT AVAILABLE | DATA NOT AVAILABLE | DATA NOT AVAILABLE | DATA NOT AVAILABLE | 9.9 | 9.9 | 10.421 | 0.029 | 0.03 | 2019-09-24 | TBC | N | DATA NOT AVAILABLE | N/A | TBC | N/A | DATA NOT AVAILABLE | 2020-07-22
DATA NOT AVAILABLE | DATA NOT AVAILABLE | ELGIN ENERGY | CULLERLIE ESTATE PV (RE-COST) | CULLERLIE ESTATE PV | SKENE | WESTHILL | ABERDEENSHIRE | AB32 6XA | SCOTLAND | 378071 | 803102 | KINT | N/A | KINTORE GRID | 33 | SCOTTISH HYDRO ELECTRIC POWER DISTRIBUTION PLC | SOLAR | PHOTOVOLTAIC | NO | TBC | TBC | 8.75 | DATA NOT AVAILABLE | DATA NOT AVAILABLE | DATA NOT AVAILABLE | DATA NOT AVAILABLE | DATA NOT AVAILABLE | DATA NOT AVAILABLE | DATA NOT AVAILABLE | DATA NOT AVAILABLE | DATA NOT AVAILABLE | DATA NOT AVAILABLE | DATA NOT AVAILABLE | DATA NOT AVAILABLE | To Be Confirmed | ACCEPTED TO CONNECT | DATA NOT AVAILABLE | DATA NOT AVAILABLE | DATA NOT AVAILABLE | DATA NOT AVAILABLE | DATA NOT AVAILABLE | DATA NOT AVAILABLE | 8.75 | 8.75 | 9.211 | 0.024 | 0.025 | 2019-12-20 | TBC | N | DATA NOT AVAILABLE | N/A | TBC | N/A | DATA NOT AVAILABLE | 2020-07-22
DATA NOT AVAILABLE | DATA NOT AVAILABLE | GREEN ENERGY INTERNATIONAL | PATRICKSTON FARM - PV + BATTERY | PATRICKSTON FARM | KIPPENROSS | DUNBLANE | STIRLING | FK8 3JJ | SCOTLAND | 269886 | 696288 | BRCW2 | N/A | BRACO WEST GRID | 33 | SCOTTISH HYDRO ELECTRIC POWER DISTRIBUTION PLC | SOLAR | PHOTOVOLTAIC | NO | TBC | TBC | 9.9 | STORED ENERGY (ALL STORED ENERGY IRRESPECTVE OF THE ORIGINAL ENERGY SOURCE) | STORAGE - ELECTROCHEMICAL (BATTERIES) | N/A | TBC | TBC | 6.316 | DATA NOT AVAILABLE | DATA NOT AVAILABLE | DATA NOT AVAILABLE | DATA NOT AVAILABLE | DATA NOT AVAILABLE | DATA NOT AVAILABLE | To Be Confirmed | ACCEPTED TO CONNECT | DATA NOT AVAILABLE | DATA NOT AVAILABLE | DATA NOT AVAILABLE | DATA NOT AVAILABLE | DATA NOT AVAILABLE | DATA NOT AVAILABLE | 9.9 | 9.9 | 10.421 | 5.7 | 6 | 2020-05-14 | TBC | N | DATA NOT AVAILABLE | N/A | TBC | N/A | DATA NOT AVAILABLE | 2020-07-22
DATA NOT AVAILABLE | DATA NOT AVAILABLE | CONNECT2GRID | STANDINGFAULD FARM - SOLAR | STANDINGFAULD FARM | MUTHILL CRIEFF | CRIEFF | PERTHSHIRE AND KINROSS | PH5 2BU | SCOTLAND | 286420 | 713509 | BRCW2 | N/A | BRACO WEST GRID | 33 | SCOTTISH HYDRO ELECTRIC POWER DISTRIBUTION PLC | SOLAR | PHOTOVOLTAIC | NO | TBC | TBC | 9.9 | DATA NOT AVAILABLE | DATA NOT AVAILABLE | DATA NOT AVAILABLE | DATA NOT AVAILABLE | DATA NOT AVAILABLE | DATA NOT AVAILABLE | DATA NOT AVAILABLE | DATA NOT AVAILABLE | DATA NOT AVAILABLE | DATA NOT AVAILABLE | DATA NOT AVAILABLE | DATA NOT AVAILABLE | To Be Confirmed | ACCEPTED TO CONNECT | DATA NOT AVAILABLE | DATA NOT AVAILABLE | DATA NOT AVAILABLE | DATA NOT AVAILABLE | DATA NOT AVAILABLE | DATA NOT AVAILABLE | 9.9 | 9.9 | 10.421 | 0.048 | 0.05 | 2020-06-09 | TBC | N | DATA NOT AVAILABLE | N/A | TBC | N/A | DATA NOT AVAILABLE | 2020-07-22
DATA NOT AVAILABLE | DATA NOT AVAILABLE | BISHOPS WALTHAM RENEWABLES LIMITED | BISHOPS PV - ADDITIONAL CAPACITY PHASE 2 | BISHOPS PV - ADDITIONAL CAPACITY | BISHOPS WALTHAM | SOUTHAMPTON | HAMPSHIRE | SO32 1AH | ENGLAND | 455912 | 116770 | BOTW | NETC 33kV | BISHOPS WALTHAM | 11 | SOUTHERN ELECTRIC POWER DISTRIBUTION PLC | SOLAR | PHOTOVOLTAIC | NO | TBC | TBC | 7.3 | DATA NOT AVAILABLE | DATA NOT AVAILABLE | DATA NOT AVAILABLE | DATA NOT AVAILABLE | DATA NOT AVAILABLE | DATA NOT AVAILABLE | DATA NOT AVAILABLE | DATA NOT AVAILABLE | DATA NOT AVAILABLE | DATA NOT AVAILABLE | DATA NOT AVAILABLE | DATA NOT AVAILABLE | To Be Confirmed | ACCEPTED TO CONNECT | DATA NOT AVAILABLE | DATA NOT AVAILABLE | DATA NOT AVAILABLE | DATA NOT AVAILABLE | DATA NOT AVAILABLE | DATA NOT AVAILABLE | 7.3 | 7.3 | 7.684 | 0 | 0 | 2021-07-19 | TBC | N | DATA NOT AVAILABLE | N/A | TBC | N/A | DATA NOT AVAILABLE | 2020-07-22
DATA NOT AVAILABLE | DATA NOT AVAILABLE | PADERO SOLAR LIMITED | LONGMOOR BRAKE PV | LONGMOOR BRAKE PV | CUMNOR | OXFORD | OXFORDSHIRE | OX2 9RX | ENGLAND | 447394 | 204294 | COWL | OSNE 33kV | NORTH HINKSEY | 11 | SOUTHERN ELECTRIC POWER DISTRIBUTION PLC | SOLAR | PHOTOVOLTAIC | NO | TBC | TBC | 1.3 | DATA NOT AVAILABLE | DATA NOT AVAILABLE | DATA NOT AVAILABLE | DATA NOT AVAILABLE | DATA NOT AVAILABLE | DATA NOT AVAILABLE | DATA NOT AVAILABLE | DATA NOT AVAILABLE | DATA NOT AVAILABLE | DATA NOT AVAILABLE | DATA NOT AVAILABLE | DATA NOT AVAILABLE | No | ACCEPTED TO CONNECT | DATA NOT AVAILABLE | DATA NOT AVAILABLE | DATA NOT AVAILABLE | DATA NOT AVAILABLE | DATA NOT AVAILABLE | DATA NOT AVAILABLE | 1.3 | 1.3 | 1.368 | 0 | 0 | 2014-03-10 | TBC | N | DATA NOT AVAILABLE | N/A | TBC | SSEN_Rein_002 | DATA NOT AVAILABLE | 2020-07-22
DATA NOT AVAILABLE | DATA NOT AVAILABLE | DNO CONSULTING LTD | ARBORFIELD PV | ARBORFIELD PV | DATA NOT AVAILABLE | WOKINGHAM | BERKSHIRE | RG2 9JX | ENGLAND | 475263 | 166156 | FLEE | READ 33kV | TBC | 11 | SOUTHERN ELECTRIC POWER DISTRIBUTION PLC | SOLAR | PHOTOVOLTAIC | NO | TBC | TBC | 12.6 | DATA NOT AVAILABLE | DATA NOT AVAILABLE | DATA NOT AVAILABLE | DATA NOT AVAILABLE | DATA NOT AVAILABLE | DATA NOT AVAILABLE | DATA NOT AVAILABLE | DATA NOT AVAILABLE | DATA NOT AVAILABLE | DATA NOT AVAILABLE | DATA NOT AVAILABLE | DATA NOT AVAILABLE | To Be Confirmed | ACCEPTED TO CONNECT | DATA NOT AVAILABLE | DATA NOT AVAILABLE | DATA NOT AVAILABLE | DATA NOT AVAILABLE | DATA NOT AVAILABLE | DATA NOT AVAILABLE | 12.6 | 11 | 11.579 | 0.342 | 0.36 | 2020-01-17 | TBC | N | DATA NOT AVAILABLE | N/A | TBC | N/A | DATA NOT AVAILABLE | 2020-07-22
DATA NOT AVAILABLE | DATA NOT AVAILABLE | HYDROPLAN UK | THREE LOCHS HYDRO | THREE LOCHS HYDRO (RECOST) | SHIELDAIG | STRATHCARRON | HIGHLAND | TBC | SCOTLAND | TBC | TBC | GRUB | N/A | KERRY FALLS | 11 | SCOTTISH HYDRO ELECTRIC POWER DISTRIBUTION PLC | WATER (FLOWING WATER OR HEAD OF WATER) | HYDRO - OTHER | NO | TBC | TBC | 2 | DATA NOT AVAILABLE | DATA NOT AVAILABLE | DATA NOT AVAILABLE | DATA NOT AVAILABLE | DATA NOT AVAILABLE | DATA NOT AVAILABLE | DATA NOT AVAILABLE | DATA NOT AVAILABLE | DATA NOT AVAILABLE | DATA NOT AVAILABLE | DATA NOT AVAILABLE | DATA NOT AVAILABLE | No | ACCEPTED TO CONNECT | DATA NOT AVAILABLE | DATA NOT AVAILABLE | DATA NOT AVAILABLE | DATA NOT AVAILABLE | DATA NOT AVAILABLE | DATA NOT AVAILABLE | 2 | 2 | 2.105 | 0.01 | 0.01 | 2016-11-07 | TBC | N | DATA NOT AVAILABLE | N/A | TBC | SSEN_Rein_005 | DATA NOT AVAILABLE | 2020-07-22
DATA NOT AVAILABLE | DATA NOT AVAILABLE | BAIRDS MALT LTD | BAIRDS MALT LTD 1.2MW CHP | BAIRDS MALT LTD | LONGMAN ROAD | INVERNESS | HIGHLAND | IV1 1SL | SCOTLAND | 267059 | 846546 | INNE | N/A | WATERLOO PLACE | 11 | SCOTTISH HYDRO ELECTRIC POWER DISTRIBUTION PLC | HYDROGEN | ENGINE (COMBUSTION / RECIPROCATING) | YES | TBC | TBC | 1.203 | DATA NOT AVAILABLE | DATA NOT AVAILABLE | DATA NOT AVAILABLE | DATA NOT AVAILABLE | DATA NOT AVAILABLE | DATA NOT AVAILABLE | DATA NOT AVAILABLE | DATA NOT AVAILABLE | DATA NOT AVAILABLE | DATA NOT AVAILABLE | DATA NOT AVAILABLE | DATA NOT AVAILABLE | No | ACCEPTED TO CONNECT | DATA NOT AVAILABLE | DATA NOT AVAILABLE | DATA NOT AVAILABLE | DATA NOT AVAILABLE | DATA NOT AVAILABLE | DATA NOT AVAILABLE | 1.203 | 1.203 | 1.266 | 0.011 | 0.012 | 2017-02-06 | TBC | N | DATA NOT AVAILABLE | N/A | TBC | N/A | DATA NOT AVAILABLE | 2020-07-22
DATA NOT AVAILABLE | DATA NOT AVAILABLE | ROADNIGHT TAYLOR LTD | EAST FARM SOLAR - SOLAR PV | EAST FARM SOLAR | EAST FARM WILTSHIRE | SHAFTESBURY | WILTSHIRE | BA12 0PJ | ENGLAND | 397429 | 139768 | MANN | SALI 33kV | STAPLEFORD | 11 | SOUTHERN ELECTRIC POWER DISTRIBUTION PLC | SOLAR | PHOTOVOLTAIC | NO | TBC | TBC | 12.5 | DATA NOT AVAILABLE | DATA NOT AVAILABLE | DATA NOT AVAILABLE | DATA NOT AVAILABLE | DATA NOT AVAILABLE | DATA NOT AVAILABLE | DATA NOT AVAILABLE | DATA NOT AVAILABLE | DATA NOT AVAILABLE | DATA NOT AVAILABLE | DATA NOT AVAILABLE | DATA NOT AVAILABLE | To Be Confirmed | ACCEPTED TO CONNECT | DATA NOT AVAILABLE | DATA NOT AVAILABLE | DATA NOT AVAILABLE | DATA NOT AVAILABLE | DATA NOT AVAILABLE | DATA NOT AVAILABLE | 12.5 | 12.5 | 13.158 | 0.015 | 0.016 | 2020-02-12 | TBC | N | DATA NOT AVAILABLE | N/A | TBC | N/A | DATA NOT AVAILABLE | 2020-07-22
DATA NOT AVAILABLE | DATA NOT AVAILABLE | CUSTOM SOLAR | NEW 20 GATE SHED WEST BAY HOUSE (ADD CAP) | ASSOCIATED BRITISH PORT, WEST BAY HOUSE | WEST BAY ROAD | SOUTHAMPTON | SOUTHAMPTON | SO15 1HF | ENGLAND | 440171 | 112239 | NURS | SAMP 33kV | TBC | 11 | SOUTHERN ELECTRIC POWER DISTRIBUTION PLC | SOLAR | PHOTOVOLTAIC | NO | TBC | TBC | 1.9 | DATA NOT AVAILABLE | DATA NOT AVAILABLE | DATA NOT AVAILABLE | DATA NOT AVAILABLE | DATA NOT AVAILABLE | DATA NOT AVAILABLE | DATA NOT AVAILABLE | DATA NOT AVAILABLE | DATA NOT AVAILABLE | DATA NOT AVAILABLE | DATA NOT AVAILABLE | DATA NOT AVAILABLE | To Be Confirmed | ACCEPTED TO CONNECT | DATA NOT AVAILABLE | DATA NOT AVAILABLE | DATA NOT AVAILABLE | DATA NOT AVAILABLE | DATA NOT AVAILABLE | DATA NOT AVAILABLE | 1.9 | 1.9 | 2 | 0 | 0 | 2019-05-09 | TBC | N | DATA NOT AVAILABLE | N/A | TBC | N/A | DATA NOT AVAILABLE | 2020-07-22
DATA NOT AVAILABLE | DATA NOT AVAILABLE | CUSTOM SOLAR | 4.7271MW - SOLAR PV | ASSOCIATED BRITISH PORTS | WEST BAY HOUSE WEST BAY ROAD | SOUTHAMPTON | HAMPSHIRE | SO15 1HF | ENGLAND | 440170 | 112239 | NURS | SAMP 33kV | TBC | 11 | SOUTHERN ELECTRIC POWER DISTRIBUTION PLC | SOLAR | PHOTOVOLTAIC | NO | TBC | TBC | 1.7 | DATA NOT AVAILABLE | DATA NOT AVAILABLE | DATA NOT AVAILABLE | DATA NOT AVAILABLE | DATA NOT AVAILABLE | DATA NOT AVAILABLE | DATA NOT AVAILABLE | DATA NOT AVAILABLE | DATA NOT AVAILABLE | DATA NOT AVAILABLE | DATA NOT AVAILABLE | DATA NOT AVAILABLE | To Be Confirmed | ACCEPTED TO CONNECT | DATA NOT AVAILABLE | DATA NOT AVAILABLE | DATA NOT AVAILABLE | DATA NOT AVAILABLE | DATA NOT AVAILABLE | DATA NOT AVAILABLE | 1.7 | 1.7 | 1.789 | 0 | 0 | 2020-06-09 | TBC | N | DATA NOT AVAILABLE | N/A | TBC | N/A | DATA NOT AVAILABLE | 2020-07-22
DATA NOT AVAILABLE | DATA NOT AVAILABLE | FREEDOM GROUP | GAS PEAKING PLANT WESTSHORE | GAS PEAKING PLANT WESTSHORE | FAIRNEY BUSINESS PARK WESTSHORE ROAD | FRASERBURGH | ABERDEENSHIRE | AB43 9SU | SCOTLAND | 398656 | 867154 | FRAS | N/A | FRASERBURGH GRID | 33 | SCOTTISH HYDRO ELECTRIC POWER DISTRIBUTION PLC | ADVANCED FUEL (PRODUCED VIA GASIFICATION OR PYROLYSIS OF BIOFUEL OR WASTE) | GAS TURBINE (OCGT) | YES | TBC | TBC | 35 | DATA NOT AVAILABLE | DATA NOT AVAILABLE | DATA NOT AVAILABLE | DATA NOT AVAILABLE | DATA NOT AVAILABLE | DATA NOT AVAILABLE | DATA NOT AVAILABLE | DATA NOT AVAILABLE | DATA NOT AVAILABLE | DATA NOT AVAILABLE | DATA NOT AVAILABLE | DATA NOT AVAILABLE | No | ACCEPTED TO CONNECT | DATA NOT AVAILABLE | DATA NOT AVAILABLE | DATA NOT AVAILABLE | DATA NOT AVAILABLE | DATA NOT AVAILABLE | DATA NOT AVAILABLE | 35 | 35 | 36.842 | 4.75 | 5 | 2017-10-23 | TBC | N | DATA NOT AVAILABLE | N/A | TBC | N/A | DATA NOT AVAILABLE | 2020-07-22
DATA NOT AVAILABLE | DATA NOT AVAILABLE | DATA NOT AVAILABLE | STANTON FITZWARREN PV | STANTON FITZWARREN PV | DATA NOT AVAILABLE | SWINDON | WILTSHIRE | SN6 7SE | ENGLAND | 417999 | 190239 | MITY | STRA 33kV | STANTON FITZWARREN | 11 | SOUTHERN ELECTRIC POWER DISTRIBUTION PLC | SOLAR | PHOTOVOLTAIC | NO | TBC | TBC | 3.5 | DATA NOT AVAILABLE | DATA NOT AVAILABLE | DATA NOT AVAILABLE | DATA NOT AVAILABLE | DATA NOT AVAILABLE | DATA NOT AVAILABLE | DATA NOT AVAILABLE | DATA NOT AVAILABLE | DATA NOT AVAILABLE | DATA NOT AVAILABLE | DATA NOT AVAILABLE | DATA NOT AVAILABLE | No | ACCEPTED TO CONNECT | DATA NOT AVAILABLE | DATA NOT AVAILABLE | DATA NOT AVAILABLE | DATA NOT AVAILABLE | DATA NOT AVAILABLE | DATA NOT AVAILABLE | 3.5 | 3.5 | 3.684 | 0 | 0 | 2015-11-25 | TBC | N | DATA NOT AVAILABLE | N/A | TBC | SSEN_Rein_004 | DATA NOT AVAILABLE | 2020-07-22
DATA NOT AVAILABLE | DATA NOT AVAILABLE | INNOGY RENEWABLES UK LIMITED | GLASA HYDRO GENERATING STATIONS | GLASA HYDRO GENERATING STATIONS | KILDERMORIE ESTATE ARDROSS | ALNESS | HIGHLAND | IV17 0YH | SCOTLAND | 252096 | 877941 | ALNE | N/A | ALNESS GRID | 33 | SCOTTISH HYDRO ELECTRIC POWER DISTRIBUTION PLC | WATER (FLOWING WATER OR HEAD OF WATER) | HYDRO - OTHER | NO | TBC | TBC | 4.1 | DATA NOT AVAILABLE | DATA NOT AVAILABLE | DATA NOT AVAILABLE | DATA NOT AVAILABLE | DATA NOT AVAILABLE | DATA NOT AVAILABLE | DATA NOT AVAILABLE | DATA NOT AVAILABLE | DATA NOT AVAILABLE | DATA NOT AVAILABLE | DATA NOT AVAILABLE | DATA NOT AVAILABLE | No | ACCEPTED TO CONNECT | DATA NOT AVAILABLE | DATA NOT AVAILABLE | DATA NOT AVAILABLE | DATA NOT AVAILABLE | DATA NOT AVAILABLE | DATA NOT AVAILABLE | 4.1 | 4.1 | 4.316 | 0.19 | 0.2 | 2018-03-23 | TBC | N | DATA NOT AVAILABLE | N/A | TBC | N/A | DATA NOT AVAILABLE | 2020-07-22
DATA NOT AVAILABLE | DATA NOT AVAILABLE | THE GRID CONSULTANT | STRICHEN NORTH ENERGY PLANT | DATA NOT AVAILABLE | SOUTH REDBOG STRICHEN | FRASERBURGH | ABERDEENSHIRE | AB43 6RP | SCOTLAND | 398363 | 854311 | STRI | N/A | STRICHEN GRID | 33 | SCOTTISH HYDRO ELECTRIC POWER DISTRIBUTION PLC | OTHER | OTHER | NO | TBC | TBC | 25 | DATA NOT AVAILABLE | DATA NOT AVAILABLE | DATA NOT AVAILABLE | DATA NOT AVAILABLE | DATA NOT AVAILABLE | DATA NOT AVAILABLE | DATA NOT AVAILABLE | DATA NOT AVAILABLE | DATA NOT AVAILABLE | DATA NOT AVAILABLE | DATA NOT AVAILABLE | DATA NOT AVAILABLE | No | ACCEPTED TO CONNECT | DATA NOT AVAILABLE | DATA NOT AVAILABLE | DATA NOT AVAILABLE | DATA NOT AVAILABLE | DATA NOT AVAILABLE | DATA NOT AVAILABLE | 25 | 25 | 26.316 | 23.75 | 25 | 2017-12-28 | TBC | N | DATA NOT AVAILABLE | N/A | TBC | N/A | DATA NOT AVAILABLE | 2020-07-22
DATA NOT AVAILABLE | DATA NOT AVAILABLE | THE GRID CONSULTANT | STRICHEN SOUTH ENERGY PLANT | MR & MRS P CHAPMAN, | SOUTH REDBOG STRICHEN | FRASERBURGH | ABERDEENSHIRE | AB43 6RP | SCOTLAND | 398363 | 854311 | STRI | N/A | STRICHEN GRID | 33 | SCOTTISH HYDRO ELECTRIC POWER DISTRIBUTION PLC | OTHER | OTHER | NO | TBC | TBC | 10 | DATA NOT AVAILABLE | DATA NOT AVAILABLE | DATA NOT AVAILABLE | DATA NOT AVAILABLE | DATA NOT AVAILABLE | DATA NOT AVAILABLE | DATA NOT AVAILABLE | DATA NOT AVAILABLE | DATA NOT AVAILABLE | DATA NOT AVAILABLE | DATA NOT AVAILABLE | DATA NOT AVAILABLE | No | ACCEPTED TO CONNECT | DATA NOT AVAILABLE | DATA NOT AVAILABLE | DATA NOT AVAILABLE | DATA NOT AVAILABLE | DATA NOT AVAILABLE | DATA NOT AVAILABLE | 10 | 10 | 10.526 | 9.5 | 10 | 2017-12-01 | TBC | N | DATA NOT AVAILABLE | N/A | TBC | SSEN_Rein_006 | DATA NOT AVAILABLE | 2020-07-22
DATA NOT AVAILABLE | DATA NOT AVAILABLE | ETHICAL POWER CONNECTIONS LTD | PV ADD 25MW | CIRENCESTER SOLAR PARK, ESTATE OFFICE | BATHURST ESTATES CIRENCESTER PARK CIRENCESTER | CIRENCESTER | GLOUCESTERSHIRE | GL7 2BU | ENGLAND | 402026 | 202037 | TBC | TBC | TBC | 11 | SOUTHERN ELECTRIC POWER DISTRIBUTION PLC | SOLAR | PHOTOVOLTAIC | NO | TBC | TBC | 25 | DATA NOT AVAILABLE | DATA NOT AVAILABLE | DATA NOT AVAILABLE | DATA NOT AVAILABLE | DATA NOT AVAILABLE | DATA NOT AVAILABLE | DATA NOT AVAILABLE | DATA NOT AVAILABLE | DATA NOT AVAILABLE | DATA NOT AVAILABLE | DATA NOT AVAILABLE | DATA NOT AVAILABLE | To Be Confirmed | ACCEPTED TO CONNECT | DATA NOT AVAILABLE | DATA NOT AVAILABLE | DATA NOT AVAILABLE | DATA NOT AVAILABLE | DATA NOT AVAILABLE | DATA NOT AVAILABLE | 25 | 25 | 26.316 | 0 | 0 | 2020-03-30 | TBC | N | DATA NOT AVAILABLE | N/A | TBC | SSEN_Rein_043 | DATA NOT AVAILABLE | 2020-07-22
DATA NOT AVAILABLE | DATA NOT AVAILABLE | ROADNIGHT TAYLOR LTD | DUCKLINGTON FARM - SOLAR PV | DUCKLINGTON FARM | DATA NOT AVAILABLE | WITNEY | OXFORDSHIRE | OX29 7YL | ENGLAND | 433971 | 207425 | COWL | WITN 33kV | TBC | 11 | SOUTHERN ELECTRIC POWER DISTRIBUTION PLC | SOLAR | PHOTOVOLTAIC | NO | TBC | TBC | 18 | DATA NOT AVAILABLE | DATA NOT AVAILABLE | DATA NOT AVAILABLE | DATA NOT AVAILABLE | DATA NOT AVAILABLE | DATA NOT AVAILABLE | DATA NOT AVAILABLE | DATA NOT AVAILABLE | DATA NOT AVAILABLE | DATA NOT AVAILABLE | DATA NOT AVAILABLE | DATA NOT AVAILABLE | To Be Confirmed | ACCEPTED TO CONNECT | DATA NOT AVAILABLE | DATA NOT AVAILABLE | DATA NOT AVAILABLE | DATA NOT AVAILABLE | DATA NOT AVAILABLE | DATA NOT AVAILABLE | 18 | 18 | 18.947 | 0.095 | 0.1 | 2020-03-06 | TBC | N | DATA NOT AVAILABLE | N/A | TBC | N/A | DATA NOT AVAILABLE | 2020-07-22
DATA NOT AVAILABLE | DATA NOT AVAILABLE | ADTEK LIMITED | TARLAND SITE - BATTERY | TARLAND SITE | BOGFERN | ALFORD | ABERDEENSHIRE | AB33 8LP | SCOTLAND | 352824 | 807223 | TARL | N/A | TARLAND GRID | 33 | SCOTTISH HYDRO ELECTRIC POWER DISTRIBUTION PLC | Stored Energy (all stored energy irrespective of the original energy source) | Storage - Electrochemical (Batteries) | NO | TBC | TBC | 20 | DATA NOT AVAILABLE | DATA NOT AVAILABLE | DATA NOT AVAILABLE | DATA NOT AVAILABLE | DATA NOT AVAILABLE | DATA NOT AVAILABLE | DATA NOT AVAILABLE | DATA NOT AVAILABLE | DATA NOT AVAILABLE | DATA NOT AVAILABLE | DATA NOT AVAILABLE | DATA NOT AVAILABLE | No | ACCEPTED TO CONNECT | DATA NOT AVAILABLE | DATA NOT AVAILABLE | DATA NOT AVAILABLE | DATA NOT AVAILABLE | DATA NOT AVAILABLE | DATA NOT AVAILABLE | 20 | 20 | 21.053 | 19 | 20 | 2018-04-06 | TBC | N | DATA NOT AVAILABLE | N/A | TBC | SSEN_Rein_010 | DATA NOT AVAILABLE | 2020-07-22
DATA NOT AVAILABLE | DATA NOT AVAILABLE | MUIRDEN ENERGY LLP | CULBEUCHLY GAS GENERATOR | CULBEUCHLY | DATA NOT AVAILABLE | BANFF | ABERDEENSHIRE | AB45 3AJ | SCOTLAND | 364887 | 862399 | MACD | N/A | MACDUFF GRID | 33 | SCOTTISH HYDRO ELECTRIC POWER DISTRIBUTION PLC | ADVANCED FUEL (PRODUCED VIA GASIFICATION OR PYROLYSIS OF BIOFUEL OR WASTE) | GAS TURBINE (OCGT) | NO | TBC | TBC | 20 | DATA NOT AVAILABLE | DATA NOT AVAILABLE | DATA NOT AVAILABLE | DATA NOT AVAILABLE | DATA NOT AVAILABLE | DATA NOT AVAILABLE | DATA NOT AVAILABLE | DATA NOT AVAILABLE | DATA NOT AVAILABLE | DATA NOT AVAILABLE | DATA NOT AVAILABLE | DATA NOT AVAILABLE | No | ACCEPTED TO CONNECT | DATA NOT AVAILABLE | DATA NOT AVAILABLE | DATA NOT AVAILABLE | DATA NOT AVAILABLE | DATA NOT AVAILABLE | DATA NOT AVAILABLE | 20 | 20 | 21.053 | 0.095 | 0.1 | 2018-06-25 | TBC | N | DATA NOT AVAILABLE | N/A | TBC | N/A | DATA NOT AVAILABLE | 2020-07-22
DATA NOT AVAILABLE | DATA NOT AVAILABLE | NAREC DISTRIBUTED ENERGY LTD | NOKE SOLAR FARM - PV | LAND OFF THE B4027 | NOKE WOODEATON | OXFORD | OXFORDSHIRE | OX3 9TU | ENGLAND | 454478 | 213160 | COWL | YARN 33kV | TBC | 11 | SOUTHERN ELECTRIC POWER DISTRIBUTION PLC | SOLAR | PHOTOVOLTAIC | NO | TBC | TBC | 18 | DATA NOT AVAILABLE | DATA NOT AVAILABLE | DATA NOT AVAILABLE | DATA NOT AVAILABLE | DATA NOT AVAILABLE | DATA NOT AVAILABLE | DATA NOT AVAILABLE | DATA NOT AVAILABLE | DATA NOT AVAILABLE | DATA NOT AVAILABLE | DATA NOT AVAILABLE | DATA NOT AVAILABLE | Yes | ACCEPTED TO CONNECT | DATA NOT AVAILABLE | DATA NOT AVAILABLE | DATA NOT AVAILABLE | DATA NOT AVAILABLE | DATA NOT AVAILABLE | DATA NOT AVAILABLE | 18 | 18 | 18.947 | 0.095 | 0.1 | 2019-10-18 | TBC | N | DATA NOT AVAILABLE | N/A | TBC | N/A | DATA NOT AVAILABLE | 2020-07-22
DATA NOT AVAILABLE | DATA NOT AVAILABLE | INTELLIGENT ALTERNATIVES | BINDWELL LANE - PV | BINDWELL LANE | BINDWELL LANE QUEEN CAMAL | YEOVIL | SOMERSET | BA22 7NF | ENGLAND | 359664 | 124576 | AXMI | YEOV 33kV | TBC | 11 | SOUTHERN ELECTRIC POWER DISTRIBUTION PLC | SOLAR | PHOTOVOLTAIC | NO | TBC | TBC | 9 | DATA NOT AVAILABLE | DATA NOT AVAILABLE | DATA NOT AVAILABLE | DATA NOT AVAILABLE | DATA NOT AVAILABLE | DATA NOT AVAILABLE | DATA NOT AVAILABLE | DATA NOT AVAILABLE | DATA NOT AVAILABLE | DATA NOT AVAILABLE | DATA NOT AVAILABLE | DATA NOT AVAILABLE | To Be Confirmed | ACCEPTED TO CONNECT | DATA NOT AVAILABLE | DATA NOT AVAILABLE | DATA NOT AVAILABLE | DATA NOT AVAILABLE | DATA NOT AVAILABLE | DATA NOT AVAILABLE | 9 | 9 | 9.474 | 0.048 | 0.05 | 2019-05-24 | TBC | N | DATA NOT AVAILABLE | N/A | TBC | N/A | DATA NOT AVAILABLE | 2020-07-22
DATA NOT AVAILABLE | DATA NOT AVAILABLE | THE GRID CONSULTANT | RIGIFA 20 POWER PLANT - DIESEL | RIGIFA FARM | COVE BAY NIGG | ABERDEEN | ABERDEENSHIRE | AB12 3LR | SCOTLAND | 395041 | 800247 | REDM | N/A | REDMOSS GRID | 33 | SCOTTISH HYDRO ELECTRIC POWER DISTRIBUTION PLC | OTHER | OTHER | NO | TBC | TBC | 20 | DATA NOT AVAILABLE | DATA NOT AVAILABLE | DATA NOT AVAILABLE | DATA NOT AVAILABLE | DATA NOT AVAILABLE | DATA NOT AVAILABLE | DATA NOT AVAILABLE | DATA NOT AVAILABLE | DATA NOT AVAILABLE | DATA NOT AVAILABLE | DATA NOT AVAILABLE | DATA NOT AVAILABLE | No | ACCEPTED TO CONNECT | DATA NOT AVAILABLE | DATA NOT AVAILABLE | DATA NOT AVAILABLE | DATA NOT AVAILABLE | DATA NOT AVAILABLE | DATA NOT AVAILABLE | 20 | 20 | 21.053 | 0.38 | 0.4 | 2018-07-31 | TBC | N | DATA NOT AVAILABLE | N/A | TBC | N/A | DATA NOT AVAILABLE | 2020-07-22
DATA NOT AVAILABLE | DATA NOT AVAILABLE | FORSA ENERGY GAS HOLDINGS LTD | CLAVERHOUSE - GAS | CLAVERHOUSE | JACK MARTIN WAY CLAVERHOUSE INDUSTRIAL ESTATE | DUNDEE | DUNDEE | DD4 9QX | SCOTLAND | 342355 | 734009 | MILC | N/A | MILTON OF CRAIGIE GRID | 33 | SCOTTISH HYDRO ELECTRIC POWER DISTRIBUTION PLC | BIOFUEL - SEWAGE GAS | DATA NOT AVAILABLE | NO | TBC | TBC | 22.5 | DATA NOT AVAILABLE | DATA NOT AVAILABLE | DATA NOT AVAILABLE | DATA NOT AVAILABLE | DATA NOT AVAILABLE | DATA NOT AVAILABLE | DATA NOT AVAILABLE | DATA NOT AVAILABLE | DATA NOT AVAILABLE | DATA NOT AVAILABLE | DATA NOT AVAILABLE | DATA NOT AVAILABLE | To Be Confirmed | ACCEPTED TO CONNECT | DATA NOT AVAILABLE | DATA NOT AVAILABLE | DATA NOT AVAILABLE | DATA NOT AVAILABLE | DATA NOT AVAILABLE | DATA NOT AVAILABLE | 22.5 | 22.5 | 23.684 | 0.713 | 0.75 | 2018-09-24 | TBC | N | DATA NOT AVAILABLE | N/A | TBC | SSEN_Rein_012 | DATA NOT AVAILABLE | 2020-07-22
DATA NOT AVAILABLE | DATA NOT AVAILABLE | ABERDEEN CITY COUNCIL | ABERDEEN GREENBANK CRESCENT - STEAM/DIESEL | FORMER GAS HOLDER STATION, SITE 25 GREENBANK CRESCENT | EAST TULLOS INDUSTRIAL ESTATE | ABERDEEN | ABERDEENSHIRE | AB12 3AY | SCOTLAND | 395569 | 804018 | REDM | N/A | REDMOSS GRID | 33 | SCOTTISH HYDRO ELECTRIC POWER DISTRIBUTION PLC | FOSSIL - GAS | GAS TURBINE (OCGT) | NO | TBC | TBC | 18.2 | DATA NOT AVAILABLE | DATA NOT AVAILABLE | DATA NOT AVAILABLE | DATA NOT AVAILABLE | DATA NOT AVAILABLE | DATA NOT AVAILABLE | DATA NOT AVAILABLE | DATA NOT AVAILABLE | DATA NOT AVAILABLE | DATA NOT AVAILABLE | DATA NOT AVAILABLE | DATA NOT AVAILABLE | To Be Confirmed | ACCEPTED TO CONNECT | DATA NOT AVAILABLE | DATA NOT AVAILABLE | DATA NOT AVAILABLE | DATA NOT AVAILABLE | DATA NOT AVAILABLE | DATA NOT AVAILABLE | 18.2 | 16 | 16.842 | 2.85 | 3 | 2019-08-08 | TBC | N | DATA NOT AVAILABLE | N/A | TBC | N/A | DATA NOT AVAILABLE | 2020-07-22
DATA NOT AVAILABLE | DATA NOT AVAILABLE | THE EXECUTORS OF ARP BESTERMAN | INVERMERAN HYDRO RECOST | INVERMERAN HYDRO | GLENLYON GLENLYON | ABERFELDY | PERTHSHIRE AND KINROSS | PH15 2PX | SCOTLAND | 246407 | 742078 | KIIN | N/A | KILLIN GRID | 33 | SCOTTISH HYDRO ELECTRIC POWER DISTRIBUTION PLC | WATER (FLOWING WATER OR HEAD OF WATER) | HYDRO - OTHER | NO | TBC | TBC | 2.2 | DATA NOT AVAILABLE | DATA NOT AVAILABLE | DATA NOT AVAILABLE | DATA NOT AVAILABLE | DATA NOT AVAILABLE | DATA NOT AVAILABLE | DATA NOT AVAILABLE | DATA NOT AVAILABLE | DATA NOT AVAILABLE | DATA NOT AVAILABLE | DATA NOT AVAILABLE | DATA NOT AVAILABLE | To Be Confirmed | ACCEPTED TO CONNECT | DATA NOT AVAILABLE | DATA NOT AVAILABLE | DATA NOT AVAILABLE | DATA NOT AVAILABLE | DATA NOT AVAILABLE | DATA NOT AVAILABLE | 2.2 | 2.2 | 2.316 | 0.048 | 0.05 | 2019-11-28 | TBC | N | DATA NOT AVAILABLE | N/A | TBC | N/A | DATA NOT AVAILABLE | 2020-07-22
DATA NOT AVAILABLE | DATA NOT AVAILABLE | ADTEK LIMITED | ARBROATH - BATTERY | DATA NOT AVAILABLE | EAST MUIRLANDS ROAD | ARBROATH | ANGUS | DD11 2QH | SCOTLAND | 362200 | 741791 | ARBR | N/A | ARBROATH GRID | 33 | SCOTTISH HYDRO ELECTRIC POWER DISTRIBUTION PLC | Stored Energy (all stored energy irrespective of the original energy source) | Storage - Electrochemical (Batteries) | NO | TBC | TBC | 35 | DATA NOT AVAILABLE | DATA NOT AVAILABLE | DATA NOT AVAILABLE | DATA NOT AVAILABLE | DATA NOT AVAILABLE | DATA NOT AVAILABLE | DATA NOT AVAILABLE | DATA NOT AVAILABLE | DATA NOT AVAILABLE | DATA NOT AVAILABLE | DATA NOT AVAILABLE | DATA NOT AVAILABLE | To Be Confirmed | ACCEPTED TO CONNECT | DATA NOT AVAILABLE | DATA NOT AVAILABLE | DATA NOT AVAILABLE | DATA NOT AVAILABLE | DATA NOT AVAILABLE | DATA NOT AVAILABLE | 35 | 35 | 36.842 | 33.25 | 35 | 2020-02-19 | TBC | N | DATA NOT AVAILABLE | N/A | TBC | N/A | DATA NOT AVAILABLE | 2020-07-22
DATA NOT AVAILABLE | DATA NOT AVAILABLE | SCOTTISH POWER RENEWABLES | SOUND OF ISLAY TIDAL RECOST | SOUND OF ISLAY TIDAL RECOST | DATA NOT AVAILABLE | PORT ASKAIG | ARGYLL AND BUTE | PA45 7QL | SCOTLAND | 140722 | 665759 | PORA | N/A | LOCHGILPHEAD | 33 | SCOTTISH HYDRO ELECTRIC POWER DISTRIBUTION PLC | WATER (FLOWING WATER OR HEAD OF WATER) | TIDAL STREAM DEVICES | NO | TBC | TBC | 10 | DATA NOT AVAILABLE | DATA NOT AVAILABLE | DATA NOT AVAILABLE | DATA NOT AVAILABLE | DATA NOT AVAILABLE | DATA NOT AVAILABLE | DATA NOT AVAILABLE | DATA NOT AVAILABLE | DATA NOT AVAILABLE | DATA NOT AVAILABLE | DATA NOT AVAILABLE | DATA NOT AVAILABLE | To Be Confirmed | ACCEPTED TO CONNECT | DATA NOT AVAILABLE | DATA NOT AVAILABLE | DATA NOT AVAILABLE | DATA NOT AVAILABLE | DATA NOT AVAILABLE | DATA NOT AVAILABLE | 10 | 10 | 10.526 | 0.024 | 0.025 | 2020-01-15 | TBC | N | DATA NOT AVAILABLE | N/A | TBC | N/A | DATA NOT AVAILABLE | 2020-07-22
DATA NOT AVAILABLE | DATA NOT AVAILABLE | DICKINS HYDRO RESOURCES LTD | CONSORTIA ALLT A CHAORAINN - HYDRO | ALLT A CHAORAINN HYDRO | DATA NOT AVAILABLE | BALLACHULISH | ARGYLL AND BUTE | PH49 4JA | SCOTLAND | 214306 | 748327 | KILO | N/A | KINLOCHLEVEN | 33 | SCOTTISH HYDRO ELECTRIC POWER DISTRIBUTION PLC | WATER (FLOWING WATER OR HEAD OF WATER) | HYDRO - OTHER | NO | TBC | TBC | 1.36 | DATA NOT AVAILABLE | DATA NOT AVAILABLE | DATA NOT AVAILABLE | DATA NOT AVAILABLE | DATA NOT AVAILABLE | DATA NOT AVAILABLE | DATA NOT AVAILABLE | DATA NOT AVAILABLE | DATA NOT AVAILABLE | DATA NOT AVAILABLE | DATA NOT AVAILABLE | DATA NOT AVAILABLE | To Be Confirmed | ACCEPTED TO CONNECT | DATA NOT AVAILABLE | DATA NOT AVAILABLE | DATA NOT AVAILABLE | DATA NOT AVAILABLE | DATA NOT AVAILABLE | DATA NOT AVAILABLE | 1.36 | 1.36 | 1.432 | 0.014 | 0.015 | 2019-10-28 | TBC | N | DATA NOT AVAILABLE | N/A | TBC | SSEN_Rein_037 | DATA NOT AVAILABLE | 2020-07-22
DATA NOT AVAILABLE | DATA NOT AVAILABLE | DICKINS HYDRO RESOURCES LTD | CONSORTIA ALLT CHARNAN HYDRO | ALLT CHARNAN HYDRO | DATA NOT AVAILABLE | BALLACHULISH | ARGYLL AND BUTE | PH49 4JA | SCOTLAND | 214306 | 748327 | KILO | N/A | KINLOCHLEVEN | 33 | SCOTTISH HYDRO ELECTRIC POWER DISTRIBUTION PLC | WATER (FLOWING WATER OR HEAD OF WATER) | HYDRO - OTHER | NO | TBC | TBC | 1.047 | DATA NOT AVAILABLE | DATA NOT AVAILABLE | DATA NOT AVAILABLE | DATA NOT AVAILABLE | DATA NOT AVAILABLE | DATA NOT AVAILABLE | DATA NOT AVAILABLE | DATA NOT AVAILABLE | DATA NOT AVAILABLE | DATA NOT AVAILABLE | DATA NOT AVAILABLE | DATA NOT AVAILABLE | To Be Confirmed | ACCEPTED TO CONNECT | DATA NOT AVAILABLE | DATA NOT AVAILABLE | DATA NOT AVAILABLE | DATA NOT AVAILABLE | DATA NOT AVAILABLE | DATA NOT AVAILABLE | 1.047 | 1.047 | 1.102 | 0.014 | 0.015 | 2019-10-28 | TBC | N | DATA NOT AVAILABLE | N/A | TBC | SSEN_Rein_038 | DATA NOT AVAILABLE | 2020-07-22
DATA NOT AVAILABLE | DATA NOT AVAILABLE | DICKINS HYDRO RESOURCES LTD | CONSORTIA ALLT MHEURAN HYDRO | ALLT MHEURAN HYDRO | DATA NOT AVAILABLE | BALLACHULISH | ARGYLL AND BUTE | PH49 4JA | SCOTLAND | 214306 | 748327 | KILO | N/A | KINLOCHLEVEN | 33 | SCOTTISH HYDRO ELECTRIC POWER DISTRIBUTION PLC | WATER (FLOWING WATER OR HEAD OF WATER) | HYDRO - OTHER | NO | TBC | TBC | 1.36 | DATA NOT AVAILABLE | DATA NOT AVAILABLE | DATA NOT AVAILABLE | DATA NOT AVAILABLE | DATA NOT AVAILABLE | DATA NOT AVAILABLE | DATA NOT AVAILABLE | DATA NOT AVAILABLE | DATA NOT AVAILABLE | DATA NOT AVAILABLE | DATA NOT AVAILABLE | DATA NOT AVAILABLE | To Be Confirmed | ACCEPTED TO CONNECT | DATA NOT AVAILABLE | DATA NOT AVAILABLE | DATA NOT AVAILABLE | DATA NOT AVAILABLE | DATA NOT AVAILABLE | DATA NOT AVAILABLE | 1.36 | 1.36 | 1.432 | 0.014 | 0.015 | 2019-10-28 | TBC | N | DATA NOT AVAILABLE | N/A | TBC | SSEN_Rein_039 | DATA NOT AVAILABLE | 2020-07-22
DATA NOT AVAILABLE | DATA NOT AVAILABLE | DICKINS HYDRO RESOURCES LTD | CONSORTIA ALLT NAN GAOIREAN HYDRO | ALLT NAN GAOIREAN HYDRO | DATA NOT AVAILABLE | BALLACHULISH | ARGYLL AND BUTE | PH49 4JA | SCOTLAND | 214306 | 748327 | KILO | N/A | KINLOCHLEVEN | 33 | SCOTTISH HYDRO ELECTRIC POWER DISTRIBUTION PLC | WATER (FLOWING WATER OR HEAD OF WATER) | HYDRO - OTHER | NO | TBC | TBC | 1.047 | DATA NOT AVAILABLE | DATA NOT AVAILABLE | DATA NOT AVAILABLE | DATA NOT AVAILABLE | DATA NOT AVAILABLE | DATA NOT AVAILABLE | DATA NOT AVAILABLE | DATA NOT AVAILABLE | DATA NOT AVAILABLE | DATA NOT AVAILABLE | DATA NOT AVAILABLE | DATA NOT AVAILABLE | To Be Confirmed | ACCEPTED TO CONNECT | DATA NOT AVAILABLE | DATA NOT AVAILABLE | DATA NOT AVAILABLE | DATA NOT AVAILABLE | DATA NOT AVAILABLE | DATA NOT AVAILABLE | 1.047 | 1.047 | 1.102 | 0.014 | 0.015 | 2019-10-28 | TBC | N | DATA NOT AVAILABLE | N/A | TBC | SSEN_Rein_040 | DATA NOT AVAILABLE | 2020-07-22
DATA NOT AVAILABLE | DATA NOT AVAILABLE | BALANCED GRID SOLUTIONS LTD | ABDN FARBURN TERRACE - BATTERY | FARBURN TERRACE | STONEYWOOD | ABERDEEN | ABERDEENSHIRE | AB21 7DT | SCOTLAND | 388490 | 812452 | DYCE | N/A | TBC | 33 | SCOTTISH HYDRO ELECTRIC POWER DISTRIBUTION PLC | Stored Energy (all stored energy irrespective of the original energy source) | Storage - Electrochemical (Batteries) | NO | TBC | TBC | 30 | DATA NOT AVAILABLE | DATA NOT AVAILABLE | DATA NOT AVAILABLE | DATA NOT AVAILABLE | DATA NOT AVAILABLE | DATA NOT AVAILABLE | DATA NOT AVAILABLE | DATA NOT AVAILABLE | DATA NOT AVAILABLE | DATA NOT AVAILABLE | DATA NOT AVAILABLE | DATA NOT AVAILABLE | To Be Confirmed | ACCEPTED TO CONNECT | DATA NOT AVAILABLE | DATA NOT AVAILABLE | DATA NOT AVAILABLE | DATA NOT AVAILABLE | DATA NOT AVAILABLE | DATA NOT AVAILABLE | 30 | 30 | 31.579 | 28.5 | 30 | 2020-02-13 | TBC | N | DATA NOT AVAILABLE | N/A | TBC | N/A | DATA NOT AVAILABLE | 2020-07-22
DATA NOT AVAILABLE | DATA NOT AVAILABLE | ADTEK LIMITED | PLEASANCE ROAD - BATTERY (REQUOTE) | COUPAR SITE | PLEASANCE ROAD | BLAIRGOWRIE | PERTHSHIRE AND KINROSS | PH13 9JB | SCOTLAND | 322108 | 739419 | COUA | N/A | COUPAR ANGUS GRID | 33 | SCOTTISH HYDRO ELECTRIC POWER DISTRIBUTION PLC | Stored Energy (all stored energy irrespective of the original energy source) | Storage - Electrochemical (Batteries) | NO | TBC | TBC | 40 | DATA NOT AVAILABLE | DATA NOT AVAILABLE | DATA NOT AVAILABLE | DATA NOT AVAILABLE | DATA NOT AVAILABLE | DATA NOT AVAILABLE | DATA NOT AVAILABLE | DATA NOT AVAILABLE | DATA NOT AVAILABLE | DATA NOT AVAILABLE | DATA NOT AVAILABLE | DATA NOT AVAILABLE | To Be Confirmed | ACCEPTED TO CONNECT | DATA NOT AVAILABLE | DATA NOT AVAILABLE | DATA NOT AVAILABLE | DATA NOT AVAILABLE | DATA NOT AVAILABLE | DATA NOT AVAILABLE | 40 | 40 | 42.105 | 38 | 40 | 2020-01-09 | TBC | N | DATA NOT AVAILABLE | N/A | TBC | N/A | DATA NOT AVAILABLE | 2020-07-22
DATA NOT AVAILABLE | DATA NOT AVAILABLE | SIMEC LOCHABER HYDRO POWER 2 LTD | LOCHABER SMELTER HYDRO (ADD CAP) | DATA NOT AVAILABLE | LOCHABER SMELTER | FORT WILLIAM | HIGHLAND | PH33 6TH | SCOTLAND | 212620 | 775054 | FWIL | N/A | FORT WILLIAM GRID | 33 | SCOTTISH HYDRO ELECTRIC POWER DISTRIBUTION PLC | WATER (FLOWING WATER OR HEAD OF WATER) | HYDRO - OTHER | NO | TBC | TBC | 90 | DATA NOT AVAILABLE | DATA NOT AVAILABLE | DATA NOT AVAILABLE | DATA NOT AVAILABLE | DATA NOT AVAILABLE | DATA NOT AVAILABLE | DATA NOT AVAILABLE | DATA NOT AVAILABLE | DATA NOT AVAILABLE | DATA NOT AVAILABLE | DATA NOT AVAILABLE | DATA NOT AVAILABLE | To Be Confirmed | ACCEPTED TO CONNECT | DATA NOT AVAILABLE | DATA NOT AVAILABLE | DATA NOT AVAILABLE | DATA NOT AVAILABLE | DATA NOT AVAILABLE | DATA NOT AVAILABLE | 0.001 | 52 | 54.737 | 31.35 | 33 | 2020-03-25 | TBC | N | DATA NOT AVAILABLE | N/A | TBC | SSEN_Rein_050 | DATA NOT AVAILABLE | 2020-07-22
DATA NOT AVAILABLE | DATA NOT AVAILABLE | FES SUPPORT SERVICES LTD | LOSSIEMOUTH | RAF LOSSIEMOUTH | DATA NOT AVAILABLE | LOSSIEMOUTH | MORAY | IV31 6SD | SCOTLAND | 322167 | 869703 | ELGI | N/A | TBC | 33 | SCOTTISH HYDRO ELECTRIC POWER DISTRIBUTION PLC | OTHER | OTHER | NO | TBC | TBC | 8 | DATA NOT AVAILABLE | DATA NOT AVAILABLE | DATA NOT AVAILABLE | DATA NOT AVAILABLE | DATA NOT AVAILABLE | DATA NOT AVAILABLE | DATA NOT AVAILABLE | DATA NOT AVAILABLE | DATA NOT AVAILABLE | DATA NOT AVAILABLE | DATA NOT AVAILABLE | DATA NOT AVAILABLE | To Be Confirmed | ACCEPTED TO CONNECT | DATA NOT AVAILABLE | DATA NOT AVAILABLE | DATA NOT AVAILABLE | DATA NOT AVAILABLE | DATA NOT AVAILABLE | DATA NOT AVAILABLE | 8 | 8 | 8.421 | 8.17 | 8.6 | 2020-04-20 | TBC | N | DATA NOT AVAILABLE | N/A | TBC | SSEN_Rein_052 | DATA NOT AVAILABLE | 2020-07-22
DATA NOT AVAILABLE | DATA NOT AVAILABLE | NAREC DISTRIBUTED ENERGY LTD | LAND OFF THE B9134 - ELECTRICAL ENERGY | LAND OFF THE B9134 | FORFAR ANGUS | ANGUS | ANGUS | DD8 2UX | SCOTLAND | 347506 | 751932 | LUNA | N/A | TBC | 33 | SCOTTISH HYDRO ELECTRIC POWER DISTRIBUTION PLC | OTHER | OTHER | NO | TBC | TBC | 49.99 | DATA NOT AVAILABLE | DATA NOT AVAILABLE | DATA NOT AVAILABLE | DATA NOT AVAILABLE | DATA NOT AVAILABLE | DATA NOT AVAILABLE | DATA NOT AVAILABLE | DATA NOT AVAILABLE | DATA NOT AVAILABLE | DATA NOT AVAILABLE | DATA NOT AVAILABLE | DATA NOT AVAILABLE | To Be Confirmed | ACCEPTED TO CONNECT | DATA NOT AVAILABLE | DATA NOT AVAILABLE | DATA NOT AVAILABLE | DATA NOT AVAILABLE | DATA NOT AVAILABLE | DATA NOT AVAILABLE | 49.99 | 49.99 | 52.621 | 47.491 | 49.99 | 2021-04-01 | TBC | N | DATA NOT AVAILABLE | N/A | TBC | N/A | DATA NOT AVAILABLE | 2020-07-22
DATA NOT AVAILABLE | DATA NOT AVAILABLE | CONRAD ENERGY (DEVELOPMENTS) LTD | HAMBLE FLEXIBLE GAS GENERATION PLANT | HOUND FARM | HOUND ROAD | SOUTHAMPTON | SOUTHAMPTON | SO31 5FS | ENGLAND | 447180 | 108834 | BOTW | NETC 33kV | HAMBLE | 11 | SOUTHERN ELECTRIC POWER DISTRIBUTION PLC | BIOFUEL - SEWAGE GAS | DATA NOT AVAILABLE | NO | TBC | TBC | 7.6 | DATA NOT AVAILABLE | DATA NOT AVAILABLE | DATA NOT AVAILABLE | DATA NOT AVAILABLE | DATA NOT AVAILABLE | DATA NOT AVAILABLE | DATA NOT AVAILABLE | DATA NOT AVAILABLE | DATA NOT AVAILABLE | DATA NOT AVAILABLE | DATA NOT AVAILABLE | DATA NOT AVAILABLE | To Be Confirmed | ACCEPTED TO CONNECT | DATA NOT AVAILABLE | DATA NOT AVAILABLE | DATA NOT AVAILABLE | DATA NOT AVAILABLE | DATA NOT AVAILABLE | DATA NOT AVAILABLE | 7.6 | 7.2 | 7.579 | 0.19 | 0.2 | 2020-01-27 | TBC | N | DATA NOT AVAILABLE | N/A | TBC | SSEN_Rein_041 | DATA NOT AVAILABLE | 2020-07-22
DATA NOT AVAILABLE | DATA NOT AVAILABLE | DNO CONSULTING LTD | NORTHACRE RESOURCE RECOVERY PLANT STEAM TURBINE | NORTHACRE RESOURCE RECOVERY PLANT | STEPHENSON ROAD | WESTBURY | WILTSHIRE | BA13 4WD | ENGLAND | 385590 | 152134 | MELK | NORR 33kV | TBC | 11 | SOUTHERN ELECTRIC POWER DISTRIBUTION PLC | ADVANCED FUEL (PRODUCED VIA GASIFICATION OR PYROLYSIS OF BIOFUEL OR WASTE) | GAS TURBINE (OCGT) | NO | TBC | TBC | 35.473 | DATA NOT AVAILABLE | DATA NOT AVAILABLE | DATA NOT AVAILABLE | DATA NOT AVAILABLE | DATA NOT AVAILABLE | DATA NOT AVAILABLE | DATA NOT AVAILABLE | DATA NOT AVAILABLE | DATA NOT AVAILABLE | DATA NOT AVAILABLE | DATA NOT AVAILABLE | DATA NOT AVAILABLE | No | ACCEPTED TO CONNECT | DATA NOT AVAILABLE | DATA NOT AVAILABLE | DATA NOT AVAILABLE | DATA NOT AVAILABLE | DATA NOT AVAILABLE | DATA NOT AVAILABLE | 35.473 | 26.5 | 27.895 | 4.959 | 5.22 | 2017-11-28 | TBC | N | DATA NOT AVAILABLE | N/A | TBC | N/A | DATA NOT AVAILABLE | 2020-07-22
DATA NOT AVAILABLE | DATA NOT AVAILABLE | STERLING POWER UTILITIES | LEAFIELD BATTERY | LEAFIELD | MONKS LANE | CORSHAM | WILTSHIRE | SN13 9PH | ENGLAND | 387683 | 168550 | MELK | NORR 33kV | TBC | 11 | SOUTHERN ELECTRIC POWER DISTRIBUTION PLC | Stored Energy (all stored energy irrespective of the original energy source) | Storage - Electrochemical (Batteries) | NO | TBC | TBC | 20 | DATA NOT AVAILABLE | DATA NOT AVAILABLE | DATA NOT AVAILABLE | DATA NOT AVAILABLE | DATA NOT AVAILABLE | DATA NOT AVAILABLE | DATA NOT AVAILABLE | DATA NOT AVAILABLE | DATA NOT AVAILABLE | DATA NOT AVAILABLE | DATA NOT AVAILABLE | DATA NOT AVAILABLE | No | ACCEPTED TO CONNECT | DATA NOT AVAILABLE | DATA NOT AVAILABLE | DATA NOT AVAILABLE | DATA NOT AVAILABLE | DATA NOT AVAILABLE | DATA NOT AVAILABLE | 20 | 20 | 21.053 | 19 | 20 | 2018-06-25 | TBC | N | DATA NOT AVAILABLE | N/A | TBC | SSEN_Rein_008 | DATA NOT AVAILABLE | 2020-07-22
DATA NOT AVAILABLE | DATA NOT AVAILABLE | NORIKER POWER LTD | ROUNDPONDS GAS & BATTERY | ROUNDPONDS | ROUNDPONDS SOLAR FARM BERRY FIELD LANE | MELKSHAM | WILTSHIRE | SN12 8DF | ENGLAND | 389580 | 164535 | MELK | NORR 33kV | TBC | 11 | SOUTHERN ELECTRIC POWER DISTRIBUTION PLC | FOSSIL - GAS | GAS TURBINE (OCGT) | NO | TBC | TBC | 10 | STORED ENERGY (ALL STORED ENERGY IRRESPECTVE OF THE ORIGINAL ENERGY SOURCE) | STORAGE - ELECTROCHEMICAL (BATTERIES) | N/A | TBC | TBC | 6.316 | DATA NOT AVAILABLE | DATA NOT AVAILABLE | DATA NOT AVAILABLE | DATA NOT AVAILABLE | DATA NOT AVAILABLE | DATA NOT AVAILABLE | To Be Confirmed | ACCEPTED TO CONNECT | DATA NOT AVAILABLE | DATA NOT AVAILABLE | DATA NOT AVAILABLE | DATA NOT AVAILABLE | DATA NOT AVAILABLE | DATA NOT AVAILABLE | 10 | 10 | 10.526 | 5.7 | 6 | 2020-03-19 | TBC | N | DATA NOT AVAILABLE | N/A | TBC | N/A | DATA NOT AVAILABLE | 2020-07-22
DATA NOT AVAILABLE | DATA NOT AVAILABLE | SMS PLC | WHADDON FARM - PV/ESS | WHADDON FARM | WHADDON LANE HILPERTON | TROWBRIDGE | WILTSHIRE | BA14 6NR | ENGLAND | 387993 | 161328 | MELK | NORR 33kV | TBC | 11 | SOUTHERN ELECTRIC POWER DISTRIBUTION PLC | SOLAR | PHOTOVOLTAIC | NO | TBC | TBC | 28 | DATA NOT AVAILABLE | DATA NOT AVAILABLE | DATA NOT AVAILABLE | DATA NOT AVAILABLE | DATA NOT AVAILABLE | DATA NOT AVAILABLE | DATA NOT AVAILABLE | DATA NOT AVAILABLE | DATA NOT AVAILABLE | DATA NOT AVAILABLE | DATA NOT AVAILABLE | DATA NOT AVAILABLE | To Be Confirmed | ACCEPTED TO CONNECT | DATA NOT AVAILABLE | DATA NOT AVAILABLE | DATA NOT AVAILABLE | DATA NOT AVAILABLE | DATA NOT AVAILABLE | DATA NOT AVAILABLE | 28 | 20 | 21.053 | 7.663 | 8.066 | 2019-10-29 | TBC | N | DATA NOT AVAILABLE | N/A | TBC | N/A | DATA NOT AVAILABLE | 2020-07-22
DATA NOT AVAILABLE | DATA NOT AVAILABLE | MINISTRY OF DEFENCE | BAE FACILITIES - CHP NATURAL GAS, ELECTRICITY STOR | VICTORIA ROAD | HMNB PORTSMOUTH BUILDING 2-019, PP116 PORTSMOUTH PORTSMOUTH | PORTSMOUTH | PORTSMOUTH | PO1 3NJ | ENGLAND | 463619 | 100865 | LOVE | PORP 33kV | DOCKYARD | 11 | SOUTHERN ELECTRIC POWER DISTRIBUTION PLC | ADVANCED FUEL (PRODUCED VIA GASIFICATION OR PYROLYSIS OF BIOFUEL OR WASTE) | GAS TURBINE (OCGT) | YES | TBC | TBC | 3 | DATA NOT AVAILABLE | DATA NOT AVAILABLE | DATA NOT AVAILABLE | DATA NOT AVAILABLE | DATA NOT AVAILABLE | DATA NOT AVAILABLE | DATA NOT AVAILABLE | DATA NOT AVAILABLE | DATA NOT AVAILABLE | DATA NOT AVAILABLE | DATA NOT AVAILABLE | DATA NOT AVAILABLE | To Be Confirmed | ACCEPTED TO CONNECT | DATA NOT AVAILABLE | DATA NOT AVAILABLE | DATA NOT AVAILABLE | DATA NOT AVAILABLE | DATA NOT AVAILABLE | DATA NOT AVAILABLE | 3 | 0 | 0 | 0 | 0 | 2020-02-04 | TBC | N | DATA NOT AVAILABLE | N/A | TBC | N/A | DATA NOT AVAILABLE | 2020-07-22
DATA NOT AVAILABLE | DATA NOT AVAILABLE | AQUAMARINE POWER | LAG NA GREINE (FORMERLY LEWIS WAVE) | LAG NA GREINE (FORMERLY LEWIS WAVE) | NORTH SIADAR SOUTH MEALABOST BHUIRGH | ISLE OF LEWIS | TBC | TBC | SCOTLAND | TBC | TBC | ARMO | N/A | STORNOWAY GRID | 33 | SCOTTISH HYDRO ELECTRIC POWER DISTRIBUTION PLC | WIND | ONSHORE WIND TURBINES | NO | TBC | TBC | 3 | DATA NOT AVAILABLE | DATA NOT AVAILABLE | DATA NOT AVAILABLE | DATA NOT AVAILABLE | DATA NOT AVAILABLE | DATA NOT AVAILABLE | DATA NOT AVAILABLE | DATA NOT AVAILABLE | DATA NOT AVAILABLE | DATA NOT AVAILABLE | DATA NOT AVAILABLE | DATA NOT AVAILABLE | No | ACCEPTED TO CONNECT | DATA NOT AVAILABLE | DATA NOT AVAILABLE | DATA NOT AVAILABLE | DATA NOT AVAILABLE | DATA NOT AVAILABLE | DATA NOT AVAILABLE | 3 | 3 | 3.158 | 0 | 0 | 2011-10-31 | TBC | N | DATA NOT AVAILABLE | N/A | TBC | N/A | DATA NOT AVAILABLE | 2020-07-22
DATA NOT AVAILABLE | DATA NOT AVAILABLE | XERO ENERGY | PENTLAND ROAD ADDITIONAL 4.2MW | PENTLAND ROAD ADDITIONAL | STORNOWAY | WESTERN ISLES | TBC | TBC | SCOTLAND | TBC | TBC | ARMO | N/A | STORNOWAY GRID | 33 | SCOTTISH HYDRO ELECTRIC POWER DISTRIBUTION PLC | WIND | ONSHORE WIND TURBINES | NO | TBC | TBC | 4.2 | DATA NOT AVAILABLE | DATA NOT AVAILABLE | DATA NOT AVAILABLE | DATA NOT AVAILABLE | DATA NOT AVAILABLE | DATA NOT AVAILABLE | DATA NOT AVAILABLE | DATA NOT AVAILABLE | DATA NOT AVAILABLE | DATA NOT AVAILABLE | DATA NOT AVAILABLE | DATA NOT AVAILABLE | No | ACCEPTED TO CONNECT | DATA NOT AVAILABLE | DATA NOT AVAILABLE | DATA NOT AVAILABLE | DATA NOT AVAILABLE | DATA NOT AVAILABLE | DATA NOT AVAILABLE | 4.2 | 4.2 | 4.421 | 0 | 0 | 2012-05-11 | TBC | N | DATA NOT AVAILABLE | N/A | TBC | N/A | DATA NOT AVAILABLE | 2020-07-22
DATA NOT AVAILABLE | DATA NOT AVAILABLE | SSE RENEWABLE ENGINEERING | GLENCASSLEY | GLENCASSLEY | DATA NOT AVAILABLE | LAIRG | HIGHLAND | TBC | SCOTLAND | TBC | TBC | SHIN | N/A | SHIN GRID | 33 | SCOTTISH HYDRO ELECTRIC POWER DISTRIBUTION PLC | WIND | ONSHORE WIND TURBINES | NO | TBC | TBC | 65 | DATA NOT AVAILABLE | DATA NOT AVAILABLE | DATA NOT AVAILABLE | DATA NOT AVAILABLE | DATA NOT AVAILABLE | DATA NOT AVAILABLE | DATA NOT AVAILABLE | DATA NOT AVAILABLE | DATA NOT AVAILABLE | DATA NOT AVAILABLE | DATA NOT AVAILABLE | DATA NOT AVAILABLE | No | ACCEPTED TO CONNECT | DATA NOT AVAILABLE | DATA NOT AVAILABLE | DATA NOT AVAILABLE | DATA NOT AVAILABLE | DATA NOT AVAILABLE | DATA NOT AVAILABLE | 65 | 65 | 68.421 | 0.048 | 0.05 | 2013-03-28 | 00/01/1900 | N | DATA NOT AVAILABLE | N/A | TBC | N/A | DATA NOT AVAILABLE | 2020-07-22
DATA NOT AVAILABLE | DATA NOT AVAILABLE | ORKNEY SUSTAINABLE ENERGY LTD | RUMSTER WIND | RUMSTER WIND | DATA NOT AVAILABLE | LYBSTER | HIGHLAND | TBC | SCOTLAND | TBC | TBC | MYBS | N/A | MYBSTER GRID | 33 | SCOTTISH HYDRO ELECTRIC POWER DISTRIBUTION PLC | WIND | ONSHORE WIND TURBINES | NO | TBC | TBC | 2.85 | DATA NOT AVAILABLE | DATA NOT AVAILABLE | DATA NOT AVAILABLE | DATA NOT AVAILABLE | DATA NOT AVAILABLE | DATA NOT AVAILABLE | DATA NOT AVAILABLE | DATA NOT AVAILABLE | DATA NOT AVAILABLE | DATA NOT AVAILABLE | DATA NOT AVAILABLE | DATA NOT AVAILABLE | No | ACCEPTED TO CONNECT | DATA NOT AVAILABLE | DATA NOT AVAILABLE | DATA NOT AVAILABLE | DATA NOT AVAILABLE | DATA NOT AVAILABLE | DATA NOT AVAILABLE | 2.85 | 2.85 | 3 | 0 | 0 | 2012-12-19 | TBC | N | DATA NOT AVAILABLE | N/A | TBC | N/A | DATA NOT AVAILABLE | 2020-07-22
DATA NOT AVAILABLE | DATA NOT AVAILABLE | LIGHTSOURCE RENEWABLE DEVELOPMENT LIMITED | SHAFTESBURY ENERGY STORAGE SYSTEM ADD CAP | LITTLEDOWN PV | OFF A350 | SHAFTESBURY | DORSET | SP7 9HD | ENGLAND | 386849 | 124179 | MANN | SHAF 33kV | TBC | 11 | SOUTHERN ELECTRIC POWER DISTRIBUTION PLC | Stored Energy (all stored energy irrespective of the original energy source) | Storage - Electrochemical (Batteries) | NO | TBC | TBC | 6.5 | DATA NOT AVAILABLE | DATA NOT AVAILABLE | DATA NOT AVAILABLE | DATA NOT AVAILABLE | DATA NOT AVAILABLE | DATA NOT AVAILABLE | DATA NOT AVAILABLE | DATA NOT AVAILABLE | DATA NOT AVAILABLE | DATA NOT AVAILABLE | DATA NOT AVAILABLE | DATA NOT AVAILABLE | No | ACCEPTED TO CONNECT | DATA NOT AVAILABLE | DATA NOT AVAILABLE | DATA NOT AVAILABLE | DATA NOT AVAILABLE | DATA NOT AVAILABLE | DATA NOT AVAILABLE | 0.001 | 0.001 | 0.001 | 4.703 | 4.95 | 2018-01-18 | TBC | N | DATA NOT AVAILABLE | N/A | TBC | N/A | DATA NOT AVAILABLE | 2020-07-22
DATA NOT AVAILABLE | DATA NOT AVAILABLE | HIGHVIEW CONSULTANTS LTD | HAWKERS HILL BATTERY 20MW BATTERY (REQUOTE EFZ515) | HAWKERS HILL | DATA NOT AVAILABLE | SHAFTESBURY | DORSET | SP7 9NP | ENGLAND | 385168 | 123811 | MANN | SHAF 33kV | TBC | TBC | SOUTHERN ELECTRIC POWER DISTRIBUTION PLC | Stored Energy (all stored energy irrespective of the original energy source) | Storage - Electrochemical (Batteries) | NO | TBC | TBC | 20 | DATA NOT AVAILABLE | DATA NOT AVAILABLE | DATA NOT AVAILABLE | DATA NOT AVAILABLE | DATA NOT AVAILABLE | DATA NOT AVAILABLE | DATA NOT AVAILABLE | DATA NOT AVAILABLE | DATA NOT AVAILABLE | DATA NOT AVAILABLE | DATA NOT AVAILABLE | DATA NOT AVAILABLE | To Be Confirmed | ACCEPTED TO CONNECT | DATA NOT AVAILABLE | DATA NOT AVAILABLE | DATA NOT AVAILABLE | DATA NOT AVAILABLE | DATA NOT AVAILABLE | DATA NOT AVAILABLE | 20 | 20 | 21.053 | 19 | 20 | 2019-07-29 | TBC | N | DATA NOT AVAILABLE | N/A | TBC | N/A | DATA NOT AVAILABLE | 2020-07-22
DATA NOT AVAILABLE | DATA NOT AVAILABLE | AMERESCO | CC | WEXHAM PARK HOSPITAL | WEXHAM STREET | SLOUGH | BUCKINGHAMSHIRE | SL2 4HL | ENGLAND | 498930 | 182543 | IVES | SLOU 33kV | FARNHAM ROYAL | 11 | SOUTHERN ELECTRIC POWER DISTRIBUTION PLC | HYDROGEN | ENGINE (COMBUSTION / RECIPROCATING) | YES | TBC | TBC | 2 | DATA NOT AVAILABLE | DATA NOT AVAILABLE | DATA NOT AVAILABLE | DATA NOT AVAILABLE | DATA NOT AVAILABLE | DATA NOT AVAILABLE | DATA NOT AVAILABLE | DATA NOT AVAILABLE | DATA NOT AVAILABLE | DATA NOT AVAILABLE | DATA NOT AVAILABLE | DATA NOT AVAILABLE | To Be Confirmed | ACCEPTED TO CONNECT | DATA NOT AVAILABLE | DATA NOT AVAILABLE | DATA NOT AVAILABLE | DATA NOT AVAILABLE | DATA NOT AVAILABLE | DATA NOT AVAILABLE | 2 | 2 | 2.105 | 0 | 0 | 2019-08-29 | TBC | N | DATA NOT AVAILABLE | N/A | TBC | N/A | DATA NOT AVAILABLE | 2020-07-22
DATA NOT AVAILABLE | DATA NOT AVAILABLE | SCOTRENEWABLES (WIND POWER) | STROMNESS | STROMNESS | DATA NOT AVAILABLE | ORKNEY | ORKNEY ISLANDS | TBC | SCOTLAND | TBC | TBC | THSO | N/A | STROMNESS | 11 | SCOTTISH HYDRO ELECTRIC POWER DISTRIBUTION PLC | WIND | ONSHORE WIND TURBINES | NO | TBC | TBC | 1 | DATA NOT AVAILABLE | DATA NOT AVAILABLE | DATA NOT AVAILABLE | DATA NOT AVAILABLE | DATA NOT AVAILABLE | DATA NOT AVAILABLE | DATA NOT AVAILABLE | DATA NOT AVAILABLE | DATA NOT AVAILABLE | DATA NOT AVAILABLE | DATA NOT AVAILABLE | DATA NOT AVAILABLE | No | ACCEPTED TO CONNECT | DATA NOT AVAILABLE | DATA NOT AVAILABLE | DATA NOT AVAILABLE | DATA NOT AVAILABLE | DATA NOT AVAILABLE | DATA NOT AVAILABLE | 1 | 1 | 1.053 | 0 | 0 | 2007-04-08 | TBC | N | DATA NOT AVAILABLE | N/A | TBC | N/A | DATA NOT AVAILABLE | 2020-07-22
DATA NOT AVAILABLE | DATA NOT AVAILABLE | PPS LTD | BRINDLEY CLOSE - BATTERY | DATA NOT AVAILABLE | BRINDLEY CLOSE CHENEY MANOR | SWINDON | WILTSHIRE | SN2 2YW | ENGLAND | 413014 | 186119 | MITY | SWIN 33kV | TBC | 11 | SOUTHERN ELECTRIC POWER DISTRIBUTION PLC | Stored Energy (all stored energy irrespective of the original energy source) | Storage - Electrochemical (Batteries) | NO | TBC | TBC | 12 | DATA NOT AVAILABLE | DATA NOT AVAILABLE | DATA NOT AVAILABLE | DATA NOT AVAILABLE | DATA NOT AVAILABLE | DATA NOT AVAILABLE | DATA NOT AVAILABLE | DATA NOT AVAILABLE | DATA NOT AVAILABLE | DATA NOT AVAILABLE | DATA NOT AVAILABLE | DATA NOT AVAILABLE | To Be Confirmed | ACCEPTED TO CONNECT | DATA NOT AVAILABLE | DATA NOT AVAILABLE | DATA NOT AVAILABLE | DATA NOT AVAILABLE | DATA NOT AVAILABLE | DATA NOT AVAILABLE | 12 | 12 | 12.632 | 11.4 | 12 | 2018-08-17 | TBC | N | DATA NOT AVAILABLE | N/A | TBC | N/A | DATA NOT AVAILABLE | 2020-07-22
DATA NOT AVAILABLE | DATA NOT AVAILABLE | CONRAD ENERGY LTD | WOOTTON BASSETT FLEXIBLE GAS | WOOTTON BASSETT FLEXIBLE GAS | GENERATION STATION MARLBOROUGH ROAD WOOTTON BASSETT | SWINDON | WILTSHIRE | SN4 7SA | ENGLAND | 407560 | 180890 | MITY | SWIN 33kV | WOOTTON BASSETT | 11 | SOUTHERN ELECTRIC POWER DISTRIBUTION PLC | ADVANCED FUEL (PRODUCED VIA GASIFICATION OR PYROLYSIS OF BIOFUEL OR WASTE) | GAS TURBINE (OCGT) | NO | TBC | TBC | 7.605 | DATA NOT AVAILABLE | DATA NOT AVAILABLE | DATA NOT AVAILABLE | DATA NOT AVAILABLE | DATA NOT AVAILABLE | DATA NOT AVAILABLE | DATA NOT AVAILABLE | DATA NOT AVAILABLE | DATA NOT AVAILABLE | DATA NOT AVAILABLE | DATA NOT AVAILABLE | DATA NOT AVAILABLE | To Be Confirmed | ACCEPTED TO CONNECT | DATA NOT AVAILABLE | DATA NOT AVAILABLE | DATA NOT AVAILABLE | DATA NOT AVAILABLE | DATA NOT AVAILABLE | DATA NOT AVAILABLE | 7.605 | 6.5 | 6.842 | 0.19 | 0.2 | 2019-06-20 | TBC | N | DATA NOT AVAILABLE | N/A | TBC | N/A | DATA NOT AVAILABLE | 2020-07-22
DATA NOT AVAILABLE | DATA NOT AVAILABLE | BALANCE POWER | MARLBOROUGH ROAD GAS | MARLBOROUGH ROAD | DATA NOT AVAILABLE | ROYAL WOOTTON BASSETT | WILTSHIRE | SN4 7SA | ENGLAND | 407560 | 180890 | MITY | SWIN 33kV | WOOTTON BASSETT | 11 | SOUTHERN ELECTRIC POWER DISTRIBUTION PLC | ADVANCED FUEL (PRODUCED VIA GASIFICATION OR PYROLYSIS OF BIOFUEL OR WASTE) | GAS TURBINE (OCGT) | NO | TBC | TBC | 7.12 | DATA NOT AVAILABLE | DATA NOT AVAILABLE | DATA NOT AVAILABLE | DATA NOT AVAILABLE | DATA NOT AVAILABLE | DATA NOT AVAILABLE | DATA NOT AVAILABLE | DATA NOT AVAILABLE | DATA NOT AVAILABLE | DATA NOT AVAILABLE | DATA NOT AVAILABLE | DATA NOT AVAILABLE | To Be Confirmed | ACCEPTED TO CONNECT | DATA NOT AVAILABLE | DATA NOT AVAILABLE | DATA NOT AVAILABLE | DATA NOT AVAILABLE | DATA NOT AVAILABLE | DATA NOT AVAILABLE | 7.12 | 7.12 | 7.495 | 0.2 | 0.21 | 2020-04-01 | TBC | N | DATA NOT AVAILABLE | N/A | TBC | SSEN_Rein_046 | DATA NOT AVAILABLE | 2020-07-22
DATA NOT AVAILABLE | DATA NOT AVAILABLE | WHEELABRATOR TECHNOLOGIES (UK) LIMITED | ENVIROPARK STEAM ENGINE | ENVIROPARK | A303 DRAYTON ROAD BARTON STACEY | ANDOVER | HAMPSHIRE | SO21 3QS | ENGLAND | 443840 | 142766 | BRLE | TBC | TBC | TBC | SOUTHERN ELECTRIC POWER DISTRIBUTION PLC | FOSSIL - GAS | STEAM TURBINE (THERMAL POWER PLANT) | NO | TBC | TBC | 65.321 | DATA NOT AVAILABLE | DATA NOT AVAILABLE | DATA NOT AVAILABLE | DATA NOT AVAILABLE | DATA NOT AVAILABLE | DATA NOT AVAILABLE | DATA NOT AVAILABLE | DATA NOT AVAILABLE | DATA NOT AVAILABLE | DATA NOT AVAILABLE | DATA NOT AVAILABLE | DATA NOT AVAILABLE | No | ACCEPTED TO CONNECT | DATA NOT AVAILABLE | DATA NOT AVAILABLE | DATA NOT AVAILABLE | DATA NOT AVAILABLE | DATA NOT AVAILABLE | DATA NOT AVAILABLE | 65.321 | 55.523 | 58.445 | 7.963 | 8.382 | 2018-05-21 | TBC | N | DATA NOT AVAILABLE | N/A | TBC | SSEN_Rein_009 | DATA NOT AVAILABLE | 2020-07-22
DATA NOT AVAILABLE | DATA NOT AVAILABLE | PUBLIC POWER SOLUTIONS | BURCOT FARM - PV AND BATTERY | BURCOT FARM | BURCOT | ABINGDON | OXFORDSHIRE | OX14 3GW | ENGLAND | 456032 | 196701 | CULH | TBC | TBC | 11 | SOUTHERN ELECTRIC POWER DISTRIBUTION PLC | SOLAR | PHOTOVOLTAIC | NO | TBC | TBC | 100 | STORED ENERGY (ALL STORED ENERGY IRRESPECTVE OF THE ORIGINAL ENERGY SOURCE) | STORAGE - ELECTROCHEMICAL (BATTERIES) | N/A | TBC | TBC | 52.632 | DATA NOT AVAILABLE | DATA NOT AVAILABLE | DATA NOT AVAILABLE | DATA NOT AVAILABLE | DATA NOT AVAILABLE | DATA NOT AVAILABLE | To Be Confirmed | ACCEPTED TO CONNECT | DATA NOT AVAILABLE | DATA NOT AVAILABLE | DATA NOT AVAILABLE | DATA NOT AVAILABLE | DATA NOT AVAILABLE | DATA NOT AVAILABLE | 100 | 50 | 52.632 | 47.5 | 50 | 2020-01-17 | TBC | N | DATA NOT AVAILABLE | N/A | TBC | N/A | DATA NOT AVAILABLE | 2020-07-22
DATA NOT AVAILABLE | DATA NOT AVAILABLE | WIND HARVEST | STRUAN II WIND | STRUAN II WIND | DATA NOT AVAILABLE | ISLE OF SKYE | HIGHLAND | TBC | SCOTLAND | TBC | TBC | DUGR | N/A | DUNVEGAN GRID | 33 | SCOTTISH HYDRO ELECTRIC POWER DISTRIBUTION PLC | WIND | ONSHORE WIND TURBINES | NO | TBC | TBC | 6.9 | DATA NOT AVAILABLE | DATA NOT AVAILABLE | DATA NOT AVAILABLE | DATA NOT AVAILABLE | DATA NOT AVAILABLE | DATA NOT AVAILABLE | DATA NOT AVAILABLE | DATA NOT AVAILABLE | DATA NOT AVAILABLE | DATA NOT AVAILABLE | DATA NOT AVAILABLE | DATA NOT AVAILABLE | No | ACCEPTED TO CONNECT | DATA NOT AVAILABLE | DATA NOT AVAILABLE | DATA NOT AVAILABLE | DATA NOT AVAILABLE | DATA NOT AVAILABLE | DATA NOT AVAILABLE | 6.9 | 6.9 | 7.263 | 0.006 | 0.006 | 2013-09-16 | TBC | N | DATA NOT AVAILABLE | N/A | TBC | N/A | DATA NOT AVAILABLE | 2020-07-22
DATA NOT AVAILABLE | DATA NOT AVAILABLE | TNEI SERVICES | BUDDS PLANTATION GAS | BUDDS PLANTATION | PAICES HILL | READING | BERKSHIRE | RG7 4PJ | ENGLAND | 458585 | 162976 | BRLE | THAT 33kV | TBC | 11 | SOUTHERN ELECTRIC POWER DISTRIBUTION PLC | ADVANCED FUEL (PRODUCED VIA GASIFICATION OR PYROLYSIS OF BIOFUEL OR WASTE) | GAS TURBINE (OCGT) | NO | TBC | TBC | 19.5 | DATA NOT AVAILABLE | DATA NOT AVAILABLE | DATA NOT AVAILABLE | DATA NOT AVAILABLE | DATA NOT AVAILABLE | DATA NOT AVAILABLE | DATA NOT AVAILABLE | DATA NOT AVAILABLE | DATA NOT AVAILABLE | DATA NOT AVAILABLE | DATA NOT AVAILABLE | DATA NOT AVAILABLE | No | ACCEPTED TO CONNECT | DATA NOT AVAILABLE | DATA NOT AVAILABLE | DATA NOT AVAILABLE | DATA NOT AVAILABLE | DATA NOT AVAILABLE | DATA NOT AVAILABLE | 19.5 | 19.5 | 20.526 | 0.95 | 1 | 2018-02-06 | TBC | N | DATA NOT AVAILABLE | N/A | TBC | N/A | DATA NOT AVAILABLE | 2020-07-22
DATA NOT AVAILABLE | DATA NOT AVAILABLE | PPS LTD | MANNINGTON DEPOT BATTERY STORAGE | MANNINGTON DEPOT | TRADING ESTATE | SWINDON | WILTSHIRE | SN2 2QG | ENGLAND | 413272 | 186185 | MITY | TOOT 33kV | TBC | 11 | SOUTHERN ELECTRIC POWER DISTRIBUTION PLC | Stored Energy (all stored energy irrespective of the original energy source) | Storage - Electrochemical (Batteries) | NO | TBC | TBC | 30 | DATA NOT AVAILABLE | DATA NOT AVAILABLE | DATA NOT AVAILABLE | DATA NOT AVAILABLE | DATA NOT AVAILABLE | DATA NOT AVAILABLE | DATA NOT AVAILABLE | DATA NOT AVAILABLE | DATA NOT AVAILABLE | DATA NOT AVAILABLE | DATA NOT AVAILABLE | DATA NOT AVAILABLE | To Be Confirmed | ACCEPTED TO CONNECT | DATA NOT AVAILABLE | DATA NOT AVAILABLE | DATA NOT AVAILABLE | DATA NOT AVAILABLE | DATA NOT AVAILABLE | DATA NOT AVAILABLE | 30 | 30 | 31.579 | 28.5 | 30 | 2021-02-26 | TBC | N | DATA NOT AVAILABLE | N/A | TBC | SSEN_Rein_055 | DATA NOT AVAILABLE | 2020-07-22
DATA NOT AVAILABLE | DATA NOT AVAILABLE | PEAK GEN POWER LIMITED | PEAKGEN PW ITCHEN | ITCHEN PW DIESEL | PORTSMOUTH WATER SITE ALLINGTON LANE | EASTLEIGH | SOUTHAMPTON | SO18 3NE | ENGLAND | 445724 | 115396 | NURS | VELM 33kV | TBC | TBC | SOUTHERN ELECTRIC POWER DISTRIBUTION PLC | FOSSIL - GAS | GAS TURBINE (OCGT) | NO | TBC | TBC | 20 | DATA NOT AVAILABLE | DATA NOT AVAILABLE | DATA NOT AVAILABLE | DATA NOT AVAILABLE | DATA NOT AVAILABLE | DATA NOT AVAILABLE | DATA NOT AVAILABLE | DATA NOT AVAILABLE | DATA NOT AVAILABLE | DATA NOT AVAILABLE | DATA NOT AVAILABLE | DATA NOT AVAILABLE | To Be Confirmed | ACCEPTED TO CONNECT | DATA NOT AVAILABLE | DATA NOT AVAILABLE | DATA NOT AVAILABLE | DATA NOT AVAILABLE | DATA NOT AVAILABLE | DATA NOT AVAILABLE | 20 | 20 | 21.053 | 0 | 0 | 2019-07-31 | TBC | N | DATA NOT AVAILABLE | N/A | TBC | N/A | DATA NOT AVAILABLE | 2020-07-22
DATA NOT AVAILABLE | DATA NOT AVAILABLE | ROADNIGHT TAYLOR LTD | STOKEFORD FARM GAS | STOKEFORD FARM GAS | EAST STOKE | WAREHAM | DORSET | BH20 6AN | ENGLAND | 386980 | 87275 | MANN | WARE 33kV | TBC | TBC | SOUTHERN ELECTRIC POWER DISTRIBUTION PLC | ADVANCED FUEL (PRODUCED VIA GASIFICATION OR PYROLYSIS OF BIOFUEL OR WASTE) | GAS TURBINE (OCGT) | NO | TBC | TBC | 20.8 | DATA NOT AVAILABLE | DATA NOT AVAILABLE | DATA NOT AVAILABLE | DATA NOT AVAILABLE | DATA NOT AVAILABLE | DATA NOT AVAILABLE | DATA NOT AVAILABLE | DATA NOT AVAILABLE | DATA NOT AVAILABLE | DATA NOT AVAILABLE | DATA NOT AVAILABLE | DATA NOT AVAILABLE | No | ACCEPTED TO CONNECT | DATA NOT AVAILABLE | DATA NOT AVAILABLE | DATA NOT AVAILABLE | DATA NOT AVAILABLE | DATA NOT AVAILABLE | DATA NOT AVAILABLE | 20.8 | 20.8 | 21.895 | 0.092 | 0.097 | 2016-12-16 | TBC | N | DATA NOT AVAILABLE | N/A | TBC | N/A | DATA NOT AVAILABLE | 2020-07-22
DATA NOT AVAILABLE | DATA NOT AVAILABLE | ROADNIGHT TAYLOR LTD | STOKEFORD FARM G100 FOR ADD CAPACITY | STOKEFORD FARM G100 | EAST STOKE | WAREHAM | DORSET | BH20 6AN | ENGLAND | 386980 | 87275 | MANN | WARE 33kV | TBC | 11 | SOUTHERN ELECTRIC POWER DISTRIBUTION PLC | ADVANCED FUEL (PRODUCED VIA GASIFICATION OR PYROLYSIS OF BIOFUEL OR WASTE) | GAS TURBINE (OCGT) | NO | TBC | TBC | 16.7 | DATA NOT AVAILABLE | DATA NOT AVAILABLE | DATA NOT AVAILABLE | DATA NOT AVAILABLE | DATA NOT AVAILABLE | DATA NOT AVAILABLE | DATA NOT AVAILABLE | DATA NOT AVAILABLE | DATA NOT AVAILABLE | DATA NOT AVAILABLE | DATA NOT AVAILABLE | DATA NOT AVAILABLE | To Be Confirmed | ACCEPTED TO CONNECT | DATA NOT AVAILABLE | DATA NOT AVAILABLE | DATA NOT AVAILABLE | DATA NOT AVAILABLE | DATA NOT AVAILABLE | DATA NOT AVAILABLE | 16.7 | 0.001 | 0.001 | 15.865 | 16.7 | 2019-07-04 | TBC | N | DATA NOT AVAILABLE | N/A | TBC | SSEN_Rein_025 | DATA NOT AVAILABLE | 2020-07-22
DATA NOT AVAILABLE | DATA NOT AVAILABLE | GREEN HEDGE ENERGY BARN | MANNINGTON DEPOT BATTERY STORAGE | RUSSELL FARM COMBINED | HURSLEY | WINCHESTER | HAMPSHIRE | SO22 4JT | ENGLAND | 445337 | 127066 | NURS | WINC 33kV | TBC | 11 | SOUTHERN ELECTRIC POWER DISTRIBUTION PLC | OTHER | OTHER | NO | TBC | TBC | 40 | DATA NOT AVAILABLE | DATA NOT AVAILABLE | DATA NOT AVAILABLE | DATA NOT AVAILABLE | DATA NOT AVAILABLE | DATA NOT AVAILABLE | DATA NOT AVAILABLE | DATA NOT AVAILABLE | DATA NOT AVAILABLE | DATA NOT AVAILABLE | DATA NOT AVAILABLE | DATA NOT AVAILABLE | To Be Confirmed | ACCEPTED TO CONNECT | DATA NOT AVAILABLE | DATA NOT AVAILABLE | DATA NOT AVAILABLE | DATA NOT AVAILABLE | DATA NOT AVAILABLE | DATA NOT AVAILABLE | 40 | 20 | 21.053 | 19 | 20 | 2019-08-08 | TBC | N | DATA NOT AVAILABLE | N/A | TBC | N/A | DATA NOT AVAILABLE | 2020-07-22
DATA NOT AVAILABLE | DATA NOT AVAILABLE | SOUTH UIST ESTATE | LOCH CARNAN COMMUNITY WIND PHASE 2 | LOCH CARNAN COMMUNITY WIND PHASE 2 | DATA NOT AVAILABLE | ISLE OF SOUTH UIST | TBC | TBC | SCOTLAND | TBC | TBC | ARMO | N/A | LOCH CARNAN | 11 | SCOTTISH HYDRO ELECTRIC POWER DISTRIBUTION PLC | WIND | ONSHORE WIND TURBINES | NO | TBC | TBC | 6.9 | DATA NOT AVAILABLE | DATA NOT AVAILABLE | DATA NOT AVAILABLE | DATA NOT AVAILABLE | DATA NOT AVAILABLE | DATA NOT AVAILABLE | DATA NOT AVAILABLE | DATA NOT AVAILABLE | DATA NOT AVAILABLE | DATA NOT AVAILABLE | DATA NOT AVAILABLE | DATA NOT AVAILABLE | No | ACCEPTED TO CONNECT | DATA NOT AVAILABLE | DATA NOT AVAILABLE | DATA NOT AVAILABLE | DATA NOT AVAILABLE | DATA NOT AVAILABLE | DATA NOT AVAILABLE | 6.9 | 6.9 | 7.263 | 0 | 0 | 2013-08-06 | TBC | N | DATA NOT AVAILABLE | N/A | TBC | N/A | DATA NOT AVAILABLE | 2020-07-22
DATA NOT AVAILABLE | DATA NOT AVAILABLE | PERPETUUS TIDAL ENERGY CENTRE | PERPETUUS TIDAL ENERGY | PERPETUUS TIDAL ENERGY | DATA NOT AVAILABLE | VENTNOR | ISLE OF WIGHT | TBC | ENGLAND | TBC | TBC | FAWL | WOOC 33kV | TBC | TBC | SOUTHERN ELECTRIC POWER DISTRIBUTION PLC | OTHER | OTHER | NO | TBC | TBC | 30 | DATA NOT AVAILABLE | DATA NOT AVAILABLE | DATA NOT AVAILABLE | DATA NOT AVAILABLE | DATA NOT AVAILABLE | DATA NOT AVAILABLE | DATA NOT AVAILABLE | DATA NOT AVAILABLE | DATA NOT AVAILABLE | DATA NOT AVAILABLE | DATA NOT AVAILABLE | DATA NOT AVAILABLE | No | ACCEPTED TO CONNECT | DATA NOT AVAILABLE | DATA NOT AVAILABLE | DATA NOT AVAILABLE | DATA NOT AVAILABLE | DATA NOT AVAILABLE | DATA NOT AVAILABLE | 30 | 30 | 31.579 | 0 | 0 | 2014-09-15 | TBC | N | DATA NOT AVAILABLE | N/A | TBC | SSEN_Rein_003 | DATA NOT AVAILABLE | 2020-07-22
DATA NOT AVAILABLE | DATA NOT AVAILABLE | DATA NOT AVAILABLE | MEADAPLE WIND | MEADAPLE WIND | ROTHIENORMAN | INVERURIE | ABERDEENSHIRE | AB51 8YL | SCOTLAND | 370198 | 835658 | ROTH4 | N/A | ROTHIENORMAN | 132 | SCOTTISH HYDRO ELECTRIC POWER DISTRIBUTION PLC | WIND | ONSHORE WIND TURBINES | NO | TBC | TBC | 4.3 | DATA NOT AVAILABLE | DATA NOT AVAILABLE | DATA NOT AVAILABLE | DATA NOT AVAILABLE | DATA NOT AVAILABLE | DATA NOT AVAILABLE | DATA NOT AVAILABLE | DATA NOT AVAILABLE | DATA NOT AVAILABLE | DATA NOT AVAILABLE | DATA NOT AVAILABLE | DATA NOT AVAILABLE | No | ACCEPTED TO CONNECT | DATA NOT AVAILABLE | DATA NOT AVAILABLE | DATA NOT AVAILABLE | DATA NOT AVAILABLE | DATA NOT AVAILABLE | DATA NOT AVAILABLE | 4.3 | 4.3 | 4.526 | 0 | 0 | 2015-06-09 | TBC | N | DATA NOT AVAILABLE | N/A | TBC | N/A | DATA NOT AVAILABLE | 2020-07-22
DATA NOT AVAILABLE | DATA NOT AVAILABLE | WINDFLOW HAMMER LIMITED | CREAG NA BUNAIG WIND | CREAG NA BUNAIG WIND | DATA NOT AVAILABLE | ISLE OF HARRIS | EILEAN SIAR | HS3 3BP | SCOTLAND | 119548 | 898531 | ARMO | N/A | TARBERT | 11 | SCOTTISH HYDRO ELECTRIC POWER DISTRIBUTION PLC | WIND | ONSHORE WIND TURBINES | NO | TBC | TBC | 1 | DATA NOT AVAILABLE | DATA NOT AVAILABLE | DATA NOT AVAILABLE | DATA NOT AVAILABLE | DATA NOT AVAILABLE | DATA NOT AVAILABLE | DATA NOT AVAILABLE | DATA NOT AVAILABLE | DATA NOT AVAILABLE | DATA NOT AVAILABLE | DATA NOT AVAILABLE | DATA NOT AVAILABLE | No | ACCEPTED TO CONNECT | DATA NOT AVAILABLE | DATA NOT AVAILABLE | DATA NOT AVAILABLE | DATA NOT AVAILABLE | DATA NOT AVAILABLE | DATA NOT AVAILABLE | 1 | 0.999 | 1.052 | 0 | 0 | 2016-01-20 | TBC | N | DATA NOT AVAILABLE | N/A | TBC | N/A | DATA NOT AVAILABLE | 2020-07-22
DATA NOT AVAILABLE | DATA NOT AVAILABLE | THE NATURAL POWER CONSULTANTS LTD | FETTERESSO WIND - 37MW | FETTERESSO WIND - 37MW | DATA NOT AVAILABLE | LAURENCEKIRK | ABERDEENSHIRE | TBC | SCOTLAND | TBC | TBC | FETT1 | N/A | FETTERSSO GRID | 33 | SCOTTISH HYDRO ELECTRIC POWER DISTRIBUTION PLC | WIND | ONSHORE WIND TURBINES | NO | TBC | TBC | 37 | DATA NOT AVAILABLE | DATA NOT AVAILABLE | DATA NOT AVAILABLE | DATA NOT AVAILABLE | DATA NOT AVAILABLE | DATA NOT AVAILABLE | DATA NOT AVAILABLE | DATA NOT AVAILABLE | DATA NOT AVAILABLE | DATA NOT AVAILABLE | DATA NOT AVAILABLE | DATA NOT AVAILABLE | No | ACCEPTED TO CONNECT | DATA NOT AVAILABLE | DATA NOT AVAILABLE | DATA NOT AVAILABLE | DATA NOT AVAILABLE | DATA NOT AVAILABLE | DATA NOT AVAILABLE | 37 | 37 | 38.947 | 0 | 0 | 2016-01-26 | TBC | N | DATA NOT AVAILABLE | N/A | TBC | N/A | DATA NOT AVAILABLE | 2020-07-22
DATA NOT AVAILABLE | DATA NOT AVAILABLE | RES LIMITED | GLEAN EOGHAINN WIND | GLEAN EOGHAINN WIND | EAST OF DUNVEGAN DUNVEGAN | ISLE OF SKYE | HIGHLAND | IV55 8GS | SCOTLAND | 127339 | 848016 | DUGR | N/A | DUNVEGAN GRID | 33 | SCOTTISH HYDRO ELECTRIC POWER DISTRIBUTION PLC | WIND | ONSHORE WIND TURBINES | NO | TBC | TBC | 25 | DATA NOT AVAILABLE | DATA NOT AVAILABLE | DATA NOT AVAILABLE | DATA NOT AVAILABLE | DATA NOT AVAILABLE | DATA NOT AVAILABLE | DATA NOT AVAILABLE | DATA NOT AVAILABLE | DATA NOT AVAILABLE | DATA NOT AVAILABLE | DATA NOT AVAILABLE | DATA NOT AVAILABLE | No | ACCEPTED TO CONNECT | DATA NOT AVAILABLE | DATA NOT AVAILABLE | DATA NOT AVAILABLE | DATA NOT AVAILABLE | DATA NOT AVAILABLE | DATA NOT AVAILABLE | 25 | 25 | 26.316 | 0.274 | 0.288 | 2016-05-03 | TBC | N | DATA NOT AVAILABLE | N/A | TBC | N/A | DATA NOT AVAILABLE | 2020-07-22
DATA NOT AVAILABLE | DATA NOT AVAILABLE | GREEN CAT RENEWABLES LTD | NAVIDALE FARM WIND | NAVIDALE FARM WIND | DATA NOT AVAILABLE | HELMSDALE | HIGHLAND | KW8 6JS | SCOTLAND | 303711 | 916008 | BROR | N/A | BRORA GRID | 33 | SCOTTISH HYDRO ELECTRIC POWER DISTRIBUTION PLC | WIND | ONSHORE WIND TURBINES | NO | TBC | TBC | 15 | DATA NOT AVAILABLE | DATA NOT AVAILABLE | DATA NOT AVAILABLE | DATA NOT AVAILABLE | DATA NOT AVAILABLE | DATA NOT AVAILABLE | DATA NOT AVAILABLE | DATA NOT AVAILABLE | DATA NOT AVAILABLE | DATA NOT AVAILABLE | DATA NOT AVAILABLE | DATA NOT AVAILABLE | No | ACCEPTED TO CONNECT | DATA NOT AVAILABLE | DATA NOT AVAILABLE | DATA NOT AVAILABLE | DATA NOT AVAILABLE | DATA NOT AVAILABLE | DATA NOT AVAILABLE | 15 | 15 | 15.789 | 0.128 | 0.135 | 2016-06-22 | TBC | N | DATA NOT AVAILABLE | N/A | TBC | N/A | DATA NOT AVAILABLE | 2020-07-22
DATA NOT AVAILABLE | DATA NOT AVAILABLE | CONRAD ENERGY (DEVELOPMENTS) LTD | YEOVIL FELXIBLE GAS GENERATING PLANT - GAS | DATA NOT AVAILABLE | OXFORD ROAD | YEOVIL | SOMERSET | BA21 5HA | ENGLAND | 357480 | 116645 | AXMI | YEOV 33kV | YEOVIL | 11 | SOUTHERN ELECTRIC POWER DISTRIBUTION PLC | BIOFUEL - SEWAGE GAS | DATA NOT AVAILABLE | NO | TBC | TBC | 16.01 | DATA NOT AVAILABLE | DATA NOT AVAILABLE | DATA NOT AVAILABLE | DATA NOT AVAILABLE | DATA NOT AVAILABLE | DATA NOT AVAILABLE | DATA NOT AVAILABLE | DATA NOT AVAILABLE | DATA NOT AVAILABLE | DATA NOT AVAILABLE | DATA NOT AVAILABLE | DATA NOT AVAILABLE | To Be Confirmed | ACCEPTED TO CONNECT | DATA NOT AVAILABLE | DATA NOT AVAILABLE | DATA NOT AVAILABLE | DATA NOT AVAILABLE | DATA NOT AVAILABLE | DATA NOT AVAILABLE | 16.01 | 16.01 | 16.853 | 0.333 | 0.35 | 2019-09-03 | TBC | N | DATA NOT AVAILABLE | N/A | TBC | SSEN_Rein_031 | DATA NOT AVAILABLE | 2020-07-22
DATA NOT AVAILABLE | DATA NOT AVAILABLE | NORTHWIND ASSOCIATED LIMITED | ROTHIESHOLM FARM WIND ORKNEY CONSORTIA | ROTHIESHOLM FARM WIND ORKNEY CONSORTIA | ROTHIESHOLM HEAD STRONSAY | ORKNEY | ORKNEY ISLANDS | KW16 3AN | SCOTLAND | 325371 | 1009241 | TBC | N/A | TBC | 33 | SCOTTISH HYDRO ELECTRIC POWER DISTRIBUTION PLC | WIND | ONSHORE WIND TURBINES | NO | TBC | TBC | 30 | DATA NOT AVAILABLE | DATA NOT AVAILABLE | DATA NOT AVAILABLE | DATA NOT AVAILABLE | DATA NOT AVAILABLE | DATA NOT AVAILABLE | DATA NOT AVAILABLE | DATA NOT AVAILABLE | DATA NOT AVAILABLE | DATA NOT AVAILABLE | DATA NOT AVAILABLE | DATA NOT AVAILABLE | No | ACCEPTED TO CONNECT | DATA NOT AVAILABLE | DATA NOT AVAILABLE | DATA NOT AVAILABLE | DATA NOT AVAILABLE | DATA NOT AVAILABLE | DATA NOT AVAILABLE | 30 | 30 | 31.579 | 0 | 0 | 2018-01-08 | TBC | N | DATA NOT AVAILABLE | N/A | TBC | N/A | DATA NOT AVAILABLE | 2020-07-22
DATA NOT AVAILABLE | DATA NOT AVAILABLE | AQUATERA LTD | MESLETTER FARM WIND ORKNEY CONSORTIA | MESLETTER FARM WIND (ORKNEY CONSORTIA) | HOY | ORKNEY | ORKNEY ISLANDS | KW16 3NZ | SCOTLAND | 328306 | 989229 | TBC | N/A | TBC | 33 | SCOTTISH HYDRO ELECTRIC POWER DISTRIBUTION PLC | WIND | ONSHORE WIND TURBINES | NO | TBC | TBC | 30 | DATA NOT AVAILABLE | DATA NOT AVAILABLE | DATA NOT AVAILABLE | DATA NOT AVAILABLE | DATA NOT AVAILABLE | DATA NOT AVAILABLE | DATA NOT AVAILABLE | DATA NOT AVAILABLE | DATA NOT AVAILABLE | DATA NOT AVAILABLE | DATA NOT AVAILABLE | DATA NOT AVAILABLE | No | ACCEPTED TO CONNECT | DATA NOT AVAILABLE | DATA NOT AVAILABLE | DATA NOT AVAILABLE | DATA NOT AVAILABLE | DATA NOT AVAILABLE | DATA NOT AVAILABLE | 30 | 30 | 31.579 | 0.001 | 0.001 | 2018-01-30 | TBC | N | DATA NOT AVAILABLE | N/A | TBC | N/A | DATA NOT AVAILABLE | 2020-07-22
DATA NOT AVAILABLE | DATA NOT AVAILABLE | GRID CONNECTION CONSULTING | TULLYMURDOCH WIND | TULLYMURDOCH WIND | ALYTH | BLAIRGOWRIE | PERTHSHIRE AND KINROSS | TBC | SCOTLAND | TBC | TBC | COUA | N/A | COUPAR ANGUS GRID | 33 | SCOTTISH HYDRO ELECTRIC POWER DISTRIBUTION PLC | WIND | ONSHORE WIND TURBINES | NO | TBC | TBC | 17.5 | DATA NOT AVAILABLE | DATA NOT AVAILABLE | DATA NOT AVAILABLE | DATA NOT AVAILABLE | DATA NOT AVAILABLE | DATA NOT AVAILABLE | DATA NOT AVAILABLE | DATA NOT AVAILABLE | DATA NOT AVAILABLE | DATA NOT AVAILABLE | DATA NOT AVAILABLE | DATA NOT AVAILABLE | No | ACCEPTED TO CONNECT | DATA NOT AVAILABLE | DATA NOT AVAILABLE | DATA NOT AVAILABLE | DATA NOT AVAILABLE | DATA NOT AVAILABLE | DATA NOT AVAILABLE | 17.5 | 17.5 | 18.421 | 0.143 | 0.15 | 2017-01-23 | TBC | N | DATA NOT AVAILABLE | N/A | TBC | N/A | DATA NOT AVAILABLE | 2020-07-22
DATA NOT AVAILABLE | DATA NOT AVAILABLE | DOUNREAY TRI LTD | DOUNREAY TRI PROJECT WIND TURBINE | DOUNREAY TRI PROJECT | 9KM OFFSHORE FROM DOUNREAY DOUNREAY | THURSO | HIGHLAND | KW14 7RW | SCOTLAND | 297760 | 965302 | DOUN1 | N/A | DOUNREAY | 11 | SCOTTISH HYDRO ELECTRIC POWER DISTRIBUTION PLC | WIND | ONSHORE WIND TURBINES | NO | TBC | TBC | 9.99 | DATA NOT AVAILABLE | DATA NOT AVAILABLE | DATA NOT AVAILABLE | DATA NOT AVAILABLE | DATA NOT AVAILABLE | DATA NOT AVAILABLE | DATA NOT AVAILABLE | DATA NOT AVAILABLE | DATA NOT AVAILABLE | DATA NOT AVAILABLE | DATA NOT AVAILABLE | DATA NOT AVAILABLE | No | ACCEPTED TO CONNECT | DATA NOT AVAILABLE | DATA NOT AVAILABLE | DATA NOT AVAILABLE | DATA NOT AVAILABLE | DATA NOT AVAILABLE | DATA NOT AVAILABLE | 9.99 | 9.99 | 10.516 | 0.388 | 0.408 | 2016-12-02 | TBC | N | DATA NOT AVAILABLE | N/A | TBC | N/A | DATA NOT AVAILABLE | 2020-07-22
DATA NOT AVAILABLE | DATA NOT AVAILABLE | GREEN CAT RENEWABLES LTD | CAIRNBROGIE WIND FARM | CAIRNBROGIE WIND FARM | LAND AT MAINS OF CAIRNBROGIE OLDMELDRUM | INVERURIE | ABERDEENSHIRE | AB51 0BR | SCOTLAND | 385047 | 828018 | KINT | N/A | OLDMELDRUM | 11 | SCOTTISH HYDRO ELECTRIC POWER DISTRIBUTION PLC | WIND | ONSHORE WIND TURBINES | NO | TBC | TBC | 1.5 | DATA NOT AVAILABLE | DATA NOT AVAILABLE | DATA NOT AVAILABLE | DATA NOT AVAILABLE | DATA NOT AVAILABLE | DATA NOT AVAILABLE | DATA NOT AVAILABLE | DATA NOT AVAILABLE | DATA NOT AVAILABLE | DATA NOT AVAILABLE | DATA NOT AVAILABLE | DATA NOT AVAILABLE | No | ACCEPTED TO CONNECT | DATA NOT AVAILABLE | DATA NOT AVAILABLE | DATA NOT AVAILABLE | DATA NOT AVAILABLE | DATA NOT AVAILABLE | DATA NOT AVAILABLE | 1.5 | 1.5 | 1.579 | 0.014 | 0.015 | 2017-05-12 | TBC | N | DATA NOT AVAILABLE | N/A | TBC | N/A | DATA NOT AVAILABLE | 2020-07-22
DATA NOT AVAILABLE | DATA NOT AVAILABLE | E.ON CLIMATE & RENEWABLES LTD | CLACHAIG WIND FARM | DATA NOT AVAILABLE | CLACHAIG WIND FARM | TARBERT | ARGYLL AND BUTE | PA29 6XF | SCOTLAND | 169620 | 643942 | CAAD | N/A | CARRADALE GRID | 33 | SCOTTISH HYDRO ELECTRIC POWER DISTRIBUTION PLC | WIND | ONSHORE WIND TURBINES | NO | TBC | TBC | 47.6 | DATA NOT AVAILABLE | DATA NOT AVAILABLE | DATA NOT AVAILABLE | DATA NOT AVAILABLE | DATA NOT AVAILABLE | DATA NOT AVAILABLE | DATA NOT AVAILABLE | DATA NOT AVAILABLE | DATA NOT AVAILABLE | DATA NOT AVAILABLE | DATA NOT AVAILABLE | DATA NOT AVAILABLE | No | ACCEPTED TO CONNECT | DATA NOT AVAILABLE | DATA NOT AVAILABLE | DATA NOT AVAILABLE | DATA NOT AVAILABLE | DATA NOT AVAILABLE | DATA NOT AVAILABLE | 47.6 | 47.6 | 50.105 | 0.19 | 0.2 | 2017-09-27 | TBC | N | DATA NOT AVAILABLE | N/A | TBC | N/A | DATA NOT AVAILABLE | 2020-07-22
DATA NOT AVAILABLE | DATA NOT AVAILABLE | NAPIER CONSULTING | KILBRAUR SOUTH WIND | KILBRAUR SOUTH WIND | DATA NOT AVAILABLE | BRORA | HIGHLAND | TBC | SCOTLAND | TBC | TBC | BROR | N/A | BRORA GRID | 33 | SCOTTISH HYDRO ELECTRIC POWER DISTRIBUTION PLC | WIND | ONSHORE WIND TURBINES | NO | TBC | TBC | 27.2 | DATA NOT AVAILABLE | DATA NOT AVAILABLE | DATA NOT AVAILABLE | DATA NOT AVAILABLE | DATA NOT AVAILABLE | DATA NOT AVAILABLE | DATA NOT AVAILABLE | DATA NOT AVAILABLE | DATA NOT AVAILABLE | DATA NOT AVAILABLE | DATA NOT AVAILABLE | DATA NOT AVAILABLE | No | ACCEPTED TO CONNECT | DATA NOT AVAILABLE | DATA NOT AVAILABLE | DATA NOT AVAILABLE | DATA NOT AVAILABLE | DATA NOT AVAILABLE | DATA NOT AVAILABLE | 27.2 | 27.2 | 28.632 | 0.713 | 0.75 | 2017-11-06 | TBC | N | DATA NOT AVAILABLE | N/A | TBC | N/A | DATA NOT AVAILABLE | 2020-07-22
DATA NOT AVAILABLE | DATA NOT AVAILABLE | DATA NOT AVAILABLE | LURG HILL WIND GENERATING STATION | LURG HILL WIND FARM | DATA NOT AVAILABLE | KEITH | MORAY | AB55 6NH | SCOTLAND | 350963 | 856430 | KEIT | N/A | KEITH GRID | 33 | SCOTTISH HYDRO ELECTRIC POWER DISTRIBUTION PLC | WIND | ONSHORE WIND TURBINES | NO | TBC | TBC | 15 | DATA NOT AVAILABLE | DATA NOT AVAILABLE | DATA NOT AVAILABLE | DATA NOT AVAILABLE | DATA NOT AVAILABLE | DATA NOT AVAILABLE | DATA NOT AVAILABLE | DATA NOT AVAILABLE | DATA NOT AVAILABLE | DATA NOT AVAILABLE | DATA NOT AVAILABLE | DATA NOT AVAILABLE | No | ACCEPTED TO CONNECT | DATA NOT AVAILABLE | DATA NOT AVAILABLE | DATA NOT AVAILABLE | DATA NOT AVAILABLE | DATA NOT AVAILABLE | DATA NOT AVAILABLE | 15 | 15 | 15.789 | 0.143 | 0.15 | 2018-03-21 | TBC | N | DATA NOT AVAILABLE | N/A | TBC | SSEN_Rein_007 | DATA NOT AVAILABLE | 2020-07-22
DATA NOT AVAILABLE | DATA NOT AVAILABLE | ORKNEY ISLANDS COUNCIL | HOY WIND FARM | HOY WIND FARM | HOY | ORKNEY | ORKNEY ISLANDS | KW16 3NW | SCOTLAND | 330521 | 994410 | TBC | N/A | TBC | 33 | SCOTTISH HYDRO ELECTRIC POWER DISTRIBUTION PLC | WIND | ONSHORE WIND TURBINES | NO | TBC | TBC | 66 | DATA NOT AVAILABLE | DATA NOT AVAILABLE | DATA NOT AVAILABLE | DATA NOT AVAILABLE | DATA NOT AVAILABLE | DATA NOT AVAILABLE | DATA NOT AVAILABLE | DATA NOT AVAILABLE | DATA NOT AVAILABLE | DATA NOT AVAILABLE | DATA NOT AVAILABLE | DATA NOT AVAILABLE | No | ACCEPTED TO CONNECT | DATA NOT AVAILABLE | DATA NOT AVAILABLE | DATA NOT AVAILABLE | DATA NOT AVAILABLE | DATA NOT AVAILABLE | DATA NOT AVAILABLE | 66 | 66 | 69.474 | 0.57 | 0.6 | 2018-07-17 | TBC | N | DATA NOT AVAILABLE | N/A | TBC | N/A | DATA NOT AVAILABLE | 2020-07-22
DATA NOT AVAILABLE | DATA NOT AVAILABLE | ORKNEY ISLANDS COUNCIL | KIRKWALL PRIVATE WIRE - WIND & PV | KIRKWALL PRIVATE WIRE | KIRKWALL | ORKNEY | ORKNEY ISLANDS | KW15 1RR | SCOTLAND | 344226 | 1010909 | THSO | N/A | KIRKWALL | 11 | SCOTTISH HYDRO ELECTRIC POWER DISTRIBUTION PLC | WIND | ONSHORE WIND TURBINES | NO | TBC | TBC | 7.5 | SOLAR | PHOTOVOLTAIC | N/A | TBC | TBC | 2.211 | DATA NOT AVAILABLE | DATA NOT AVAILABLE | DATA NOT AVAILABLE | DATA NOT AVAILABLE | DATA NOT AVAILABLE | DATA NOT AVAILABLE | No | ACCEPTED TO CONNECT | DATA NOT AVAILABLE | DATA NOT AVAILABLE | DATA NOT AVAILABLE | DATA NOT AVAILABLE | DATA NOT AVAILABLE | DATA NOT AVAILABLE | 7.5 | 7.5 | 7.895 | 1.995 | 2.1 | 2018-07-18 | TBC | N | DATA NOT AVAILABLE | N/A | TBC | N/A | DATA NOT AVAILABLE | 2020-07-22
DATA NOT AVAILABLE | DATA NOT AVAILABLE | E.ON CLIMATE & RENEWABLES LTD | CAMSTER 2 WIND FARM | CAMSTER 2 WIND FARM | DATA NOT AVAILABLE | WICK | HIGHLAND | KW1 5SG | SCOTLAND | 331016 | 950277 | MYBS | N/A | MYBSTER GRID | 33 | SCOTTISH HYDRO ELECTRIC POWER DISTRIBUTION PLC | WIND | ONSHORE WIND TURBINES | NO | TBC | TBC | 38 | DATA NOT AVAILABLE | DATA NOT AVAILABLE | DATA NOT AVAILABLE | DATA NOT AVAILABLE | DATA NOT AVAILABLE | DATA NOT AVAILABLE | DATA NOT AVAILABLE | DATA NOT AVAILABLE | DATA NOT AVAILABLE | DATA NOT AVAILABLE | DATA NOT AVAILABLE | DATA NOT AVAILABLE | To Be Confirmed | ACCEPTED TO CONNECT | DATA NOT AVAILABLE | DATA NOT AVAILABLE | DATA NOT AVAILABLE | DATA NOT AVAILABLE | DATA NOT AVAILABLE | DATA NOT AVAILABLE | 38 | 38 | 40 | 0.19 | 0.2 | 2019-02-18 | TBC | N | DATA NOT AVAILABLE | N/A | TBC | N/A | DATA NOT AVAILABLE | 2020-07-22
DATA NOT AVAILABLE | DATA NOT AVAILABLE | WHIRLWIND RENEWABLES LTD | HILL OF LYBSTER WIND (RECOST) | HILL OF LYBSTER WIND | DOUNREAY | THURSO | HIGHLAND | KW14 7UZ | SCOTLAND | 302297 | 969827 | DOUN1 | N/A | DOUNREAY | 33 | SCOTTISH HYDRO ELECTRIC POWER DISTRIBUTION PLC | WIND | ONSHORE WIND TURBINES | NO | TBC | TBC | 2.3 | DATA NOT AVAILABLE | DATA NOT AVAILABLE | DATA NOT AVAILABLE | DATA NOT AVAILABLE | DATA NOT AVAILABLE | DATA NOT AVAILABLE | DATA NOT AVAILABLE | DATA NOT AVAILABLE | DATA NOT AVAILABLE | DATA NOT AVAILABLE | DATA NOT AVAILABLE | DATA NOT AVAILABLE | No | ACCEPTED TO CONNECT | DATA NOT AVAILABLE | DATA NOT AVAILABLE | DATA NOT AVAILABLE | DATA NOT AVAILABLE | DATA NOT AVAILABLE | DATA NOT AVAILABLE | 2.3 | 1.5 | 1.579 | 0.023 | 0.024 | 2018-09-20 | TBC | N | DATA NOT AVAILABLE | N/A | TBC | N/A | DATA NOT AVAILABLE | 2020-07-22
DATA NOT AVAILABLE | DATA NOT AVAILABLE | CLEAN EARTH ENERGY LIMITED | RETU LAND AT MEIKLETON OF ARDONALD FARM - TURBINE | LAND AT MEIKLETON OF ARDONALD FARM | DATA NOT AVAILABLE | HUNTLY | ABERDEENSHIRE | AB54 4UB | SCOTLAND | 345830 | 844772 | KEIT | N/A | KEITH GRID | 33 | SCOTTISH HYDRO ELECTRIC POWER DISTRIBUTION PLC | WIND | ONSHORE WIND TURBINES | NO | TBC | TBC | 4.3 | DATA NOT AVAILABLE | DATA NOT AVAILABLE | DATA NOT AVAILABLE | DATA NOT AVAILABLE | DATA NOT AVAILABLE | DATA NOT AVAILABLE | DATA NOT AVAILABLE | DATA NOT AVAILABLE | DATA NOT AVAILABLE | DATA NOT AVAILABLE | DATA NOT AVAILABLE | DATA NOT AVAILABLE | No | ACCEPTED TO CONNECT | DATA NOT AVAILABLE | DATA NOT AVAILABLE | DATA NOT AVAILABLE | DATA NOT AVAILABLE | DATA NOT AVAILABLE | DATA NOT AVAILABLE | 4.3 | 4.3 | 4.526 | 0.043 | 0.045 | 2021-07-28 | TBC | N | DATA NOT AVAILABLE | N/A | TBC | SSEN_Rein_011 | DATA NOT AVAILABLE | 2020-07-22
DATA NOT AVAILABLE | DATA NOT AVAILABLE | LOCOGEN | DURRAN MAINS WIND RE-COST | DURRAN MAINS WIND | DURRAN MAINS | THURSO | HIGHLAND | KW14 8TE | SCOTLAND | 319319 | 963975 | THSO | N/A | THURSO GRID | 33 | SCOTTISH HYDRO ELECTRIC POWER DISTRIBUTION PLC | WIND | ONSHORE WIND TURBINES | NO | TBC | TBC | 9.2 | DATA NOT AVAILABLE | DATA NOT AVAILABLE | DATA NOT AVAILABLE | DATA NOT AVAILABLE | DATA NOT AVAILABLE | DATA NOT AVAILABLE | DATA NOT AVAILABLE | DATA NOT AVAILABLE | DATA NOT AVAILABLE | DATA NOT AVAILABLE | DATA NOT AVAILABLE | DATA NOT AVAILABLE | To Be Confirmed | ACCEPTED TO CONNECT | DATA NOT AVAILABLE | DATA NOT AVAILABLE | DATA NOT AVAILABLE | DATA NOT AVAILABLE | DATA NOT AVAILABLE | DATA NOT AVAILABLE | 9.2 | 9.2 | 9.684 | 0.038 | 0.04 | 2018-11-02 | TBC | N | DATA NOT AVAILABLE | N/A | TBC | N/A | DATA NOT AVAILABLE | 2020-07-22
DATA NOT AVAILABLE | DATA NOT AVAILABLE | BEN SCA WIND FARM LTD | BEN SCA WIND FARM | BEN SCA WIND FARM | DATA NOT AVAILABLE | DUNVEGAN | HIGHLAND | IV51 9PP | SCOTLAND | 134226 | 850869 | DUGR | N/A | DUNVEGAN GRID | 33 | SCOTTISH HYDRO ELECTRIC POWER DISTRIBUTION PLC | WIND | ONSHORE WIND TURBINES | NO | TBC | TBC | 40.8 | DATA NOT AVAILABLE | DATA NOT AVAILABLE | DATA NOT AVAILABLE | DATA NOT AVAILABLE | DATA NOT AVAILABLE | DATA NOT AVAILABLE | DATA NOT AVAILABLE | DATA NOT AVAILABLE | DATA NOT AVAILABLE | DATA NOT AVAILABLE | DATA NOT AVAILABLE | DATA NOT AVAILABLE | To Be Confirmed | ACCEPTED TO CONNECT | DATA NOT AVAILABLE | DATA NOT AVAILABLE | DATA NOT AVAILABLE | DATA NOT AVAILABLE | DATA NOT AVAILABLE | DATA NOT AVAILABLE | 40.8 | 40.8 | 42.947 | 0.713 | 0.75 | 2019-02-04 | TBC | N | DATA NOT AVAILABLE | N/A | TBC | SSEN_Rein_014 | DATA NOT AVAILABLE | 2020-07-22
DATA NOT AVAILABLE | DATA NOT AVAILABLE | ABBEY ECOSSE LTD | CCM | BALMORE HOUSE | LAND TO THE EAST OF FORSS BUSINESS PARK BUSINESS & TECHNOLOGY PARK FORSS | THURSO | HIGHLAND | KW14 7UZ | SCOTLAND | 302297 | 969827 | DOUN1 | N/A | DOUNREAY | 33 | SCOTTISH HYDRO ELECTRIC POWER DISTRIBUTION PLC | WIND | ONSHORE WIND TURBINES | NO | TBC | TBC | 10 | DATA NOT AVAILABLE | DATA NOT AVAILABLE | DATA NOT AVAILABLE | DATA NOT AVAILABLE | DATA NOT AVAILABLE | DATA NOT AVAILABLE | DATA NOT AVAILABLE | DATA NOT AVAILABLE | DATA NOT AVAILABLE | DATA NOT AVAILABLE | DATA NOT AVAILABLE | DATA NOT AVAILABLE | To Be Confirmed | ACCEPTED TO CONNECT | DATA NOT AVAILABLE | DATA NOT AVAILABLE | DATA NOT AVAILABLE | DATA NOT AVAILABLE | DATA NOT AVAILABLE | DATA NOT AVAILABLE | 10 | 9.8 | 10.316 | 0.019 | 0.02 | 2019-02-20 | TBC | N | DATA NOT AVAILABLE | N/A | TBC | SSEN_Rein_015 | DATA NOT AVAILABLE | 2020-07-22
DATA NOT AVAILABLE | DATA NOT AVAILABLE | XERO ENERGY LIMITED | MELBOST & BRANAHULE WIND | DATA NOT AVAILABLE | MOOR COTTAGES MARYBANK | MUIR OF ORD | EILEAN SIAR | HS2 0DE | SCOTLAND | 140660 | 933503 | ARMO | N/A | STORNOWAY GRID | 33 | SCOTTISH HYDRO ELECTRIC POWER DISTRIBUTION PLC | WIND | ONSHORE WIND TURBINES | NO | TBC | TBC | 40 | DATA NOT AVAILABLE | DATA NOT AVAILABLE | DATA NOT AVAILABLE | DATA NOT AVAILABLE | DATA NOT AVAILABLE | DATA NOT AVAILABLE | DATA NOT AVAILABLE | DATA NOT AVAILABLE | DATA NOT AVAILABLE | DATA NOT AVAILABLE | DATA NOT AVAILABLE | DATA NOT AVAILABLE | To Be Confirmed | ACCEPTED TO CONNECT | DATA NOT AVAILABLE | DATA NOT AVAILABLE | DATA NOT AVAILABLE | DATA NOT AVAILABLE | DATA NOT AVAILABLE | DATA NOT AVAILABLE | 40 | 40 | 42.105 | 1.275 | 1.342 | 2019-05-08 | TBC | N | DATA NOT AVAILABLE | N/A | TBC | SSEN_Rein_016 | DATA NOT AVAILABLE | 2020-07-22
DATA NOT AVAILABLE | DATA NOT AVAILABLE | XERO ENERGY LIMITED | SANDWICK NORTH WIND GENERATING STATION | DATA NOT AVAILABLE | SANDWICK NORTH WIND GENERATING STATION SANDWICK | ISLE OF LEWIS | EILEAN SIAR | HS2 9JW | SCOTLAND | 138346 | 930501 | ARMO | N/A | STORNOWAY GRID | 33 | SCOTTISH HYDRO ELECTRIC POWER DISTRIBUTION PLC | WIND | ONSHORE WIND TURBINES | NO | TBC | TBC | 5 | DATA NOT AVAILABLE | DATA NOT AVAILABLE | DATA NOT AVAILABLE | DATA NOT AVAILABLE | DATA NOT AVAILABLE | DATA NOT AVAILABLE | DATA NOT AVAILABLE | DATA NOT AVAILABLE | DATA NOT AVAILABLE | DATA NOT AVAILABLE | DATA NOT AVAILABLE | DATA NOT AVAILABLE | To Be Confirmed | ACCEPTED TO CONNECT | DATA NOT AVAILABLE | DATA NOT AVAILABLE | DATA NOT AVAILABLE | DATA NOT AVAILABLE | DATA NOT AVAILABLE | DATA NOT AVAILABLE | 5 | 5 | 5.263 | 0.201 | 0.212 | 2019-02-13 | TBC | N | DATA NOT AVAILABLE | N/A | TBC | N/A | DATA NOT AVAILABLE | 2020-07-22
DATA NOT AVAILABLE | DATA NOT AVAILABLE | DRUIM LEATHANN WINDFARM LIMITED | AUTH | TOLSTA WIND FARM | DATA NOT AVAILABLE | ISLE OF LEWIS | EILEAN SIAR | HS2 0NF | SCOTLAND | 153031 | 946563 | ARMO | N/A | STORNOWAY GRID | 33 | SCOTTISH HYDRO ELECTRIC POWER DISTRIBUTION PLC | WIND | ONSHORE WIND TURBINES | NO | TBC | TBC | 49.7 | DATA NOT AVAILABLE | DATA NOT AVAILABLE | DATA NOT AVAILABLE | DATA NOT AVAILABLE | DATA NOT AVAILABLE | DATA NOT AVAILABLE | DATA NOT AVAILABLE | DATA NOT AVAILABLE | DATA NOT AVAILABLE | DATA NOT AVAILABLE | DATA NOT AVAILABLE | DATA NOT AVAILABLE | To Be Confirmed | ACCEPTED TO CONNECT | DATA NOT AVAILABLE | DATA NOT AVAILABLE | DATA NOT AVAILABLE | DATA NOT AVAILABLE | DATA NOT AVAILABLE | DATA NOT AVAILABLE | 49.7 | 49.7 | 52.316 | 0.213 | 0.224 | 2019-01-09 | TBC | N | DATA NOT AVAILABLE | N/A | TBC | SSEN_Rein_017 | DATA NOT AVAILABLE | 2020-07-22
DATA NOT AVAILABLE | DATA NOT AVAILABLE | XERO ENERGY LIMITED | AIGNISH | AIGNISH COMMUNITY WIND FARM | A859 | ISLE OF LEWIS | EILEAN SIAR | HS2 9JB | SCOTLAND | 139719 | 931395 | ARMO | N/A | STORNOWAY GRID | 33 | SCOTTISH HYDRO ELECTRIC POWER DISTRIBUTION PLC | WIND | ONSHORE WIND TURBINES | NO | TBC | TBC | 10 | DATA NOT AVAILABLE | DATA NOT AVAILABLE | DATA NOT AVAILABLE | DATA NOT AVAILABLE | DATA NOT AVAILABLE | DATA NOT AVAILABLE | DATA NOT AVAILABLE | DATA NOT AVAILABLE | DATA NOT AVAILABLE | DATA NOT AVAILABLE | DATA NOT AVAILABLE | DATA NOT AVAILABLE | To Be Confirmed | ACCEPTED TO CONNECT | DATA NOT AVAILABLE | DATA NOT AVAILABLE | DATA NOT AVAILABLE | DATA NOT AVAILABLE | DATA NOT AVAILABLE | DATA NOT AVAILABLE | 10 | 10 | 10.526 | 0.403 | 0.424 | 2019-02-27 | TBC | N | DATA NOT AVAILABLE | N/A | TBC | SSEN_Rein_019 | DATA NOT AVAILABLE | 2020-07-22
DATA NOT AVAILABLE | DATA NOT AVAILABLE | TNEI SERVICES LTD | ARDISHAIG WIND FARM/ CNOC NAM MUC WIND FARM | ARDISHAIG WIND FARM | DATA NOT AVAILABLE | ARGYLL | ARGYLL AND BUTE | PA31 8NY | SCOTLAND | 183517 | 681407 | PORA | N/A | PORT ANN GRID | 33 | SCOTTISH HYDRO ELECTRIC POWER DISTRIBUTION PLC | WIND | ONSHORE WIND TURBINES | NO | TBC | TBC | 50.4 | DATA NOT AVAILABLE | DATA NOT AVAILABLE | DATA NOT AVAILABLE | DATA NOT AVAILABLE | DATA NOT AVAILABLE | DATA NOT AVAILABLE | DATA NOT AVAILABLE | DATA NOT AVAILABLE | DATA NOT AVAILABLE | DATA NOT AVAILABLE | DATA NOT AVAILABLE | DATA NOT AVAILABLE | To Be Confirmed | ACCEPTED TO CONNECT | DATA NOT AVAILABLE | DATA NOT AVAILABLE | DATA NOT AVAILABLE | DATA NOT AVAILABLE | DATA NOT AVAILABLE | DATA NOT AVAILABLE | 50.4 | 50.4 | 53.053 | 0.575 | 0.605 | 2019-05-22 | TBC | N | DATA NOT AVAILABLE | N/A | TBC | N/A | DATA NOT AVAILABLE | 2020-07-22
DATA NOT AVAILABLE | DATA NOT AVAILABLE | RES LIMITED | GLEAN EOGHAINN WIND | GLEAN EOGHAINN WIND | EAST OF DUNVEGAN DUNVEGAN | ISLE OF SKYE | HIGHLAND | IV55 8GS | SCOTLAND | 127339 | 848016 | DUGR | N/A | DUNVEGAN GRID | 33 | SCOTTISH HYDRO ELECTRIC POWER DISTRIBUTION PLC | WIND | ONSHORE WIND TURBINES | NO | TBC | TBC | 35 | DATA NOT AVAILABLE | DATA NOT AVAILABLE | DATA NOT AVAILABLE | DATA NOT AVAILABLE | DATA NOT AVAILABLE | DATA NOT AVAILABLE | DATA NOT AVAILABLE | DATA NOT AVAILABLE | DATA NOT AVAILABLE | DATA NOT AVAILABLE | DATA NOT AVAILABLE | DATA NOT AVAILABLE | To Be Confirmed | ACCEPTED TO CONNECT | DATA NOT AVAILABLE | DATA NOT AVAILABLE | DATA NOT AVAILABLE | DATA NOT AVAILABLE | DATA NOT AVAILABLE | DATA NOT AVAILABLE | 35 | 25 | 26.316 | 10.004 | 10.53 | 2019-03-29 | TBC | N | DATA NOT AVAILABLE | N/A | TBC | N/A | DATA NOT AVAILABLE | 2020-07-22
DATA NOT AVAILABLE | DATA NOT AVAILABLE | TNEI SERVICES LTD. | BERRY BURN EXTENSION WIND FARM | BERRY BURN EXTENSION WIND FARM | ALTYRE ESTATE | FORRES | MORAY | IV36 2QH | SCOTLAND | 302547 | 845737 | BERB2 | N/A | BERRYBURN GRID | 33 | SCOTTISH HYDRO ELECTRIC POWER DISTRIBUTION PLC | WIND | ONSHORE WIND TURBINES | NO | TBC | TBC | 19.4 | DATA NOT AVAILABLE | DATA NOT AVAILABLE | DATA NOT AVAILABLE | DATA NOT AVAILABLE | DATA NOT AVAILABLE | DATA NOT AVAILABLE | DATA NOT AVAILABLE | DATA NOT AVAILABLE | DATA NOT AVAILABLE | DATA NOT AVAILABLE | DATA NOT AVAILABLE | DATA NOT AVAILABLE | To Be Confirmed | ACCEPTED TO CONNECT | DATA NOT AVAILABLE | DATA NOT AVAILABLE | DATA NOT AVAILABLE | DATA NOT AVAILABLE | DATA NOT AVAILABLE | DATA NOT AVAILABLE | 19.4 | 19.4 | 20.421 | 0.268 | 0.282 | 2019-06-18 | TBC | N | DATA NOT AVAILABLE | N/A | TBC | N/A | DATA NOT AVAILABLE | 2020-07-22
DATA NOT AVAILABLE | DATA NOT AVAILABLE | VATTENFALL WIND POWER LTD | CLASHINDARROCH WIND FARM 2 - ADDCAP | CLASHINDARROCH WIND FARM 2 | DATA NOT AVAILABLE | HUNTLY | ABERDEENSHIRE | AB54 4YL | SCOTLAND | 342767 | 835445 | CAIN2 | N/A | CAIRNFORD | 33 | SCOTTISH HYDRO ELECTRIC POWER DISTRIBUTION PLC | WIND | ONSHORE WIND TURBINES | NO | TBC | TBC | 77 | DATA NOT AVAILABLE | DATA NOT AVAILABLE | DATA NOT AVAILABLE | DATA NOT AVAILABLE | DATA NOT AVAILABLE | DATA NOT AVAILABLE | DATA NOT AVAILABLE | DATA NOT AVAILABLE | DATA NOT AVAILABLE | DATA NOT AVAILABLE | DATA NOT AVAILABLE | DATA NOT AVAILABLE | To Be Confirmed | ACCEPTED TO CONNECT | DATA NOT AVAILABLE | DATA NOT AVAILABLE | DATA NOT AVAILABLE | DATA NOT AVAILABLE | DATA NOT AVAILABLE | DATA NOT AVAILABLE | 77 | 77 | 81.053 | 2.195 | 2.31 | 2019-05-24 | TBC | N | DATA NOT AVAILABLE | N/A | TBC | N/A | DATA NOT AVAILABLE | 2020-07-22
DATA NOT AVAILABLE | DATA NOT AVAILABLE | DATA NOT AVAILABLE | CORNABO - WIND | CORNABO WIND | MONYMUSK | INVERURIE | ABERDEENSHIRE | AB51 7JL | SCOTLAND | 365728 | 818361 | TARL | N/A | WHITEHOUSE | 11 | SCOTTISH HYDRO ELECTRIC POWER DISTRIBUTION PLC | WIND | ONSHORE WIND TURBINES | NO | TBC | TBC | 2.4 | DATA NOT AVAILABLE | DATA NOT AVAILABLE | DATA NOT AVAILABLE | DATA NOT AVAILABLE | DATA NOT AVAILABLE | DATA NOT AVAILABLE | DATA NOT AVAILABLE | DATA NOT AVAILABLE | DATA NOT AVAILABLE | DATA NOT AVAILABLE | DATA NOT AVAILABLE | DATA NOT AVAILABLE | To Be Confirmed | ACCEPTED TO CONNECT | DATA NOT AVAILABLE | DATA NOT AVAILABLE | DATA NOT AVAILABLE | DATA NOT AVAILABLE | DATA NOT AVAILABLE | DATA NOT AVAILABLE | 2.4 | 2.4 | 2.526 | 0.017 | 0.018 | 2019-08-15 | TBC | N | DATA NOT AVAILABLE | N/A | TBC | SSEN_Rein_022 | DATA NOT AVAILABLE | 2020-07-22
DATA NOT AVAILABLE | DATA NOT AVAILABLE | RENEWABLE ENERGY SYSTEMS LIMITED | HILL OF TOWIE 2 WIND FARM | HILL OF TOWIE 2 WIND FARM | MORAY | ELGIN | MORAY | AB55 5JE | SCOTLAND | 337623 | 844262 | KEIT | N/A | KEITH GRID | 33 | SCOTTISH HYDRO ELECTRIC POWER DISTRIBUTION PLC | WIND | ONSHORE WIND TURBINES | NO | TBC | TBC | 36 | DATA NOT AVAILABLE | DATA NOT AVAILABLE | DATA NOT AVAILABLE | DATA NOT AVAILABLE | DATA NOT AVAILABLE | DATA NOT AVAILABLE | DATA NOT AVAILABLE | DATA NOT AVAILABLE | DATA NOT AVAILABLE | DATA NOT AVAILABLE | DATA NOT AVAILABLE | DATA NOT AVAILABLE | To Be Confirmed | ACCEPTED TO CONNECT | DATA NOT AVAILABLE | DATA NOT AVAILABLE | DATA NOT AVAILABLE | DATA NOT AVAILABLE | DATA NOT AVAILABLE | DATA NOT AVAILABLE | 36 | 36 | 37.895 | 0.022 | 0.023 | 2019-05-23 | TBC | N | DATA NOT AVAILABLE | N/A | TBC | N/A | DATA NOT AVAILABLE | 2020-07-22
DATA NOT AVAILABLE | DATA NOT AVAILABLE | EDF ENERGY RENEWABLES LTD | CRAIGTON & SPITTALHILL WIND | CRAIGTON & SPITTALHILL WIND | CRAIGTON & SPITTALHILL WIND (REQUOTE) FINTRY | GLASGOW | STIRLING | TBC | SCOTLAND | TBC | TBC | STHA | N/A | STRATHLEVEN | 33 | SCOTTISH HYDRO ELECTRIC POWER DISTRIBUTION PLC | WIND | ONSHORE WIND TURBINES | NO | TBC | TBC | 21 | DATA NOT AVAILABLE | DATA NOT AVAILABLE | DATA NOT AVAILABLE | DATA NOT AVAILABLE | DATA NOT AVAILABLE | DATA NOT AVAILABLE | DATA NOT AVAILABLE | DATA NOT AVAILABLE | DATA NOT AVAILABLE | DATA NOT AVAILABLE | DATA NOT AVAILABLE | DATA NOT AVAILABLE | To Be Confirmed | ACCEPTED TO CONNECT | DATA NOT AVAILABLE | DATA NOT AVAILABLE | DATA NOT AVAILABLE | DATA NOT AVAILABLE | DATA NOT AVAILABLE | DATA NOT AVAILABLE | 21 | 21 | 22.105 | 0.665 | 0.7 | 2019-06-21 | TBC | N | DATA NOT AVAILABLE | N/A | TBC | SSEN_Rein_024 | DATA NOT AVAILABLE | 2020-07-22
DATA NOT AVAILABLE | DATA NOT AVAILABLE | DATA NOT AVAILABLE | BEINN THULABAIGH WIND | BEINN THULABAIGH WIND TURBINE | PENTLAND ROAD STORNOWAY | WESTERN ISLES | EILEAN SIAR | HS2 0DJ | SCOTLAND | 140476 | 933999 | ARMO | N/A | STORNOWAY GRID | 33 | SCOTTISH HYDRO ELECTRIC POWER DISTRIBUTION PLC | WIND | ONSHORE WIND TURBINES | NO | TBC | TBC | 6 | DATA NOT AVAILABLE | DATA NOT AVAILABLE | DATA NOT AVAILABLE | DATA NOT AVAILABLE | DATA NOT AVAILABLE | DATA NOT AVAILABLE | DATA NOT AVAILABLE | DATA NOT AVAILABLE | DATA NOT AVAILABLE | DATA NOT AVAILABLE | DATA NOT AVAILABLE | DATA NOT AVAILABLE | To Be Confirmed | ACCEPTED TO CONNECT | DATA NOT AVAILABLE | DATA NOT AVAILABLE | DATA NOT AVAILABLE | DATA NOT AVAILABLE | DATA NOT AVAILABLE | DATA NOT AVAILABLE | 6 | 6 | 6.316 | 0.028 | 0.029 | 2019-06-10 | TBC | N | DATA NOT AVAILABLE | N/A | TBC | N/A | DATA NOT AVAILABLE | 2020-07-22
DATA NOT AVAILABLE | DATA NOT AVAILABLE | SAC CONSULTING | BRACKENHILLS WIND (RECOST) | BRACKENHILLS WIND | CORNHILL | BANFF | ABERDEENSHIRE | AB45 2BD | SCOTLAND | 357812 | 859394 | MACD | N/A | MACDUFF GRID | 33 | SCOTTISH HYDRO ELECTRIC POWER DISTRIBUTION PLC | WIND | ONSHORE WIND TURBINES | NO | TBC | TBC | 2.3 | DATA NOT AVAILABLE | DATA NOT AVAILABLE | DATA NOT AVAILABLE | DATA NOT AVAILABLE | DATA NOT AVAILABLE | DATA NOT AVAILABLE | DATA NOT AVAILABLE | DATA NOT AVAILABLE | DATA NOT AVAILABLE | DATA NOT AVAILABLE | DATA NOT AVAILABLE | DATA NOT AVAILABLE | To Be Confirmed | ACCEPTED TO CONNECT | DATA NOT AVAILABLE | DATA NOT AVAILABLE | DATA NOT AVAILABLE | DATA NOT AVAILABLE | DATA NOT AVAILABLE | DATA NOT AVAILABLE | 2.3 | 2.3 | 2.421 | 0.023 | 0.024 | 2019-08-21 | TBC | N | DATA NOT AVAILABLE | N/A | TBC | N/A | DATA NOT AVAILABLE | 2020-07-22
DATA NOT AVAILABLE | DATA NOT AVAILABLE | WIND HARVEST | WITH CCM | STRUAN II WIND | DATA NOT AVAILABLE | ISLE OF SKYE | HIGHLAND | IV56 8FY | SCOTLAND | 138782 | 835134 | DUGR | N/A | DUNVEGAN GRID | 33 | SCOTTISH HYDRO ELECTRIC POWER DISTRIBUTION PLC | WIND | ONSHORE WIND TURBINES | NO | TBC | TBC | 2.3 | DATA NOT AVAILABLE | DATA NOT AVAILABLE | DATA NOT AVAILABLE | DATA NOT AVAILABLE | DATA NOT AVAILABLE | DATA NOT AVAILABLE | DATA NOT AVAILABLE | DATA NOT AVAILABLE | DATA NOT AVAILABLE | DATA NOT AVAILABLE | DATA NOT AVAILABLE | DATA NOT AVAILABLE | To Be Confirmed | ACCEPTED TO CONNECT | DATA NOT AVAILABLE | DATA NOT AVAILABLE | DATA NOT AVAILABLE | DATA NOT AVAILABLE | DATA NOT AVAILABLE | DATA NOT AVAILABLE | 2.3 | 2.3 | 2.421 | 0.013 | 0.014 | 2019-08-28 | TBC | N | DATA NOT AVAILABLE | N/A | TBC | N/A | DATA NOT AVAILABLE | 2020-07-22
DATA NOT AVAILABLE | DATA NOT AVAILABLE | TNEI SERVICES | ACKRON WIND FARM | ACKRON WIND FARM | GOLVAL FORSINARD | FORSINARD | HIGHLAND | KW13 6YT | SCOTLAND | 289664 | 952932 | DOUN1 | N/A | DOUNREAY | 33 | SCOTTISH HYDRO ELECTRIC POWER DISTRIBUTION PLC | WIND | ONSHORE WIND TURBINES | NO | TBC | TBC | 50.4 | DATA NOT AVAILABLE | DATA NOT AVAILABLE | DATA NOT AVAILABLE | DATA NOT AVAILABLE | DATA NOT AVAILABLE | DATA NOT AVAILABLE | DATA NOT AVAILABLE | DATA NOT AVAILABLE | DATA NOT AVAILABLE | DATA NOT AVAILABLE | DATA NOT AVAILABLE | DATA NOT AVAILABLE | To Be Confirmed | ACCEPTED TO CONNECT | DATA NOT AVAILABLE | DATA NOT AVAILABLE | DATA NOT AVAILABLE | DATA NOT AVAILABLE | DATA NOT AVAILABLE | DATA NOT AVAILABLE | 50.4 | 49.9 | 52.526 | 0.593 | 0.624 | 2019-12-31 | TBC | N | DATA NOT AVAILABLE | N/A | TBC | N/A | DATA NOT AVAILABLE | 2020-07-22
DATA NOT AVAILABLE | DATA NOT AVAILABLE | GREEN CAT RENEWABLES LTD | BINN FARM - WIND (ADD CAP) | BINN FARM | GLENFARG | PERTH | PERTHSHIRE AND KINROSS | PH2 9PX | SCOTLAND | 317233 | 713295 | ABNE | N/A | ABERNETHY GRID | 33 | SCOTTISH HYDRO ELECTRIC POWER DISTRIBUTION PLC | WIND | ONSHORE WIND TURBINES | NO | TBC | TBC | 2.35 | DATA NOT AVAILABLE | DATA NOT AVAILABLE | DATA NOT AVAILABLE | DATA NOT AVAILABLE | DATA NOT AVAILABLE | DATA NOT AVAILABLE | DATA NOT AVAILABLE | DATA NOT AVAILABLE | DATA NOT AVAILABLE | DATA NOT AVAILABLE | DATA NOT AVAILABLE | DATA NOT AVAILABLE | To Be Confirmed | ACCEPTED TO CONNECT | DATA NOT AVAILABLE | DATA NOT AVAILABLE | DATA NOT AVAILABLE | DATA NOT AVAILABLE | DATA NOT AVAILABLE | DATA NOT AVAILABLE | 2.35 | 2.35 | 2.474 | 0.014 | 0.015 | 2019-11-21 | TBC | N | DATA NOT AVAILABLE | N/A | TBC | N/A | DATA NOT AVAILABLE | 2020-07-22
DATA NOT AVAILABLE | DATA NOT AVAILABLE | NATURAL POWER CONSULTANTS | HESTA HEAD WIND | HESTA HEAD (LAND NEAR) ST MARGARETS HOPE | DATA NOT AVAILABLE | ORKNEY | ORKNEY ISLANDS | KW17 2RL | SCOTLAND | 345694 | 989349 | TBC | N/A | TBC | 33 | SCOTTISH HYDRO ELECTRIC POWER DISTRIBUTION PLC | WIND | ONSHORE WIND TURBINES | NO | TBC | TBC | 20.4 | DATA NOT AVAILABLE | DATA NOT AVAILABLE | DATA NOT AVAILABLE | DATA NOT AVAILABLE | DATA NOT AVAILABLE | DATA NOT AVAILABLE | DATA NOT AVAILABLE | DATA NOT AVAILABLE | DATA NOT AVAILABLE | DATA NOT AVAILABLE | DATA NOT AVAILABLE | DATA NOT AVAILABLE | To Be Confirmed | ACCEPTED TO CONNECT | DATA NOT AVAILABLE | DATA NOT AVAILABLE | DATA NOT AVAILABLE | DATA NOT AVAILABLE | DATA NOT AVAILABLE | DATA NOT AVAILABLE | 20.4 | 20.4 | 21.474 | 0.604 | 0.636 | 2020-06-01 | TBC | N | DATA NOT AVAILABLE | N/A | TBC | N/A | DATA NOT AVAILABLE | 2020-07-22
DATA NOT AVAILABLE | DATA NOT AVAILABLE | ESB ENGINEERING & MAJOR PROJECTS | WEST TORRISDALE - WIND | WEST TORRISDALE | KINTYRE | CAMPBELTOWN | ARGYLL AND BUTE | PA28 6QT | SCOTLAND | 179349 | 636137 | CAAD | N/A | CARRADALE GRID | 33 | SCOTTISH HYDRO ELECTRIC POWER DISTRIBUTION PLC | WIND | ONSHORE WIND TURBINES | NO | TBC | TBC | 50 | DATA NOT AVAILABLE | DATA NOT AVAILABLE | DATA NOT AVAILABLE | DATA NOT AVAILABLE | DATA NOT AVAILABLE | DATA NOT AVAILABLE | DATA NOT AVAILABLE | DATA NOT AVAILABLE | DATA NOT AVAILABLE | DATA NOT AVAILABLE | DATA NOT AVAILABLE | DATA NOT AVAILABLE | To Be Confirmed | ACCEPTED TO CONNECT | DATA NOT AVAILABLE | DATA NOT AVAILABLE | DATA NOT AVAILABLE | DATA NOT AVAILABLE | DATA NOT AVAILABLE | DATA NOT AVAILABLE | 50 | 50 | 52.632 | 0.76 | 0.8 | 2020-01-27 | TBC | N | DATA NOT AVAILABLE | N/A | TBC | N/A | DATA NOT AVAILABLE | 2020-07-22
DATA NOT AVAILABLE | DATA NOT AVAILABLE | INNOGY RENEWABLES UK LTD | WITH CCM | STEMSTER WIND FARM | DATA NOT AVAILABLE | CAITHNESS | HIGHLAND | KW5 6DX | SCOTLAND | 317987 | 942705 | MYBS | N/A | TBC | 33 | SCOTTISH HYDRO ELECTRIC POWER DISTRIBUTION PLC | WIND | ONSHORE WIND TURBINES | NO | TBC | TBC | 55 | DATA NOT AVAILABLE | DATA NOT AVAILABLE | DATA NOT AVAILABLE | DATA NOT AVAILABLE | DATA NOT AVAILABLE | DATA NOT AVAILABLE | DATA NOT AVAILABLE | DATA NOT AVAILABLE | DATA NOT AVAILABLE | DATA NOT AVAILABLE | DATA NOT AVAILABLE | DATA NOT AVAILABLE | To Be Confirmed | ACCEPTED TO CONNECT | DATA NOT AVAILABLE | DATA NOT AVAILABLE | DATA NOT AVAILABLE | DATA NOT AVAILABLE | DATA NOT AVAILABLE | DATA NOT AVAILABLE | 55 | 55 | 57.895 | 0.095 | 0.1 | 2020-01-08 | TBC | N | DATA NOT AVAILABLE | N/A | TBC | N/A | DATA NOT AVAILABLE | 2020-07-22
DATA NOT AVAILABLE | DATA NOT AVAILABLE | TNEI SERVICES LTD | PAULS HILL II WIND FARM ADDCAP | PAULS HILL II WIND FARM | DATA NOT AVAILABLE | ELGIN | MORAY | TBC | SCOTLAND | TBC | TBC | GLFA | N/A | PAULS HILL WINDFARM | 33 | SCOTTISH HYDRO ELECTRIC POWER DISTRIBUTION PLC | WIND | ONSHORE WIND TURBINES | NO | TBC | TBC | 21 | DATA NOT AVAILABLE | DATA NOT AVAILABLE | DATA NOT AVAILABLE | DATA NOT AVAILABLE | DATA NOT AVAILABLE | DATA NOT AVAILABLE | DATA NOT AVAILABLE | DATA NOT AVAILABLE | DATA NOT AVAILABLE | DATA NOT AVAILABLE | DATA NOT AVAILABLE | DATA NOT AVAILABLE | To Be Confirmed | ACCEPTED TO CONNECT | DATA NOT AVAILABLE | DATA NOT AVAILABLE | DATA NOT AVAILABLE | DATA NOT AVAILABLE | DATA NOT AVAILABLE | DATA NOT AVAILABLE | 21 | 21 | 22.105 | 0.475 | 0.5 | 2020-05-28 | TBC | N | DATA NOT AVAILABLE | N/A | TBC | SSEN_Rein_097 | DATA NOT AVAILABLE | 2020-07-22
DATA NOT AVAILABLE | DATA NOT AVAILABLE | XERO ENERGY LIMITED | WITH CCM | BRAELANGWELL WIND FARM | LANGWELL MOOR | ARDGAY | HIGHLAND | IV24 3BP | SCOTLAND | 254888 | 891457 | SHIN | N/A | SHIN GRID | 33 | SCOTTISH HYDRO ELECTRIC POWER DISTRIBUTION PLC | WIND | ONSHORE WIND TURBINES | NO | TBC | TBC | 69 | DATA NOT AVAILABLE | DATA NOT AVAILABLE | DATA NOT AVAILABLE | DATA NOT AVAILABLE | DATA NOT AVAILABLE | DATA NOT AVAILABLE | DATA NOT AVAILABLE | DATA NOT AVAILABLE | DATA NOT AVAILABLE | DATA NOT AVAILABLE | DATA NOT AVAILABLE | DATA NOT AVAILABLE | To Be Confirmed | ACCEPTED TO CONNECT | DATA NOT AVAILABLE | DATA NOT AVAILABLE | DATA NOT AVAILABLE | DATA NOT AVAILABLE | DATA NOT AVAILABLE | DATA NOT AVAILABLE | 69 | 68 | 71.579 | 1.9 | 2 | 2020-02-11 | TBC | N | DATA NOT AVAILABLE | N/A | TBC | N/A | DATA NOT AVAILABLE | 2020-07-22
DATA NOT AVAILABLE | DATA NOT AVAILABLE | MUIRDEN ENERGY LLP | COGLE MOSS WIND | COGLE MOSS WIND | B874 | WICK | HIGHLAND | KW1 5UL | SCOTLAND | 326226 | 956038 | MYBS | N/A | MYBSTER GRID | 33 | SCOTTISH HYDRO ELECTRIC POWER DISTRIBUTION PLC | WIND | ONSHORE WIND TURBINES | NO | TBC | TBC | 36 | DATA NOT AVAILABLE | DATA NOT AVAILABLE | DATA NOT AVAILABLE | DATA NOT AVAILABLE | DATA NOT AVAILABLE | DATA NOT AVAILABLE | DATA NOT AVAILABLE | DATA NOT AVAILABLE | DATA NOT AVAILABLE | DATA NOT AVAILABLE | DATA NOT AVAILABLE | DATA NOT AVAILABLE | To Be Confirmed | ACCEPTED TO CONNECT | DATA NOT AVAILABLE | DATA NOT AVAILABLE | DATA NOT AVAILABLE | DATA NOT AVAILABLE | DATA NOT AVAILABLE | DATA NOT AVAILABLE | 36 | 36 | 37.895 | 0.38 | 0.4 | 2020-01-24 | TBC | N | DATA NOT AVAILABLE | N/A | TBC | N/A | DATA NOT AVAILABLE | 2020-07-22
DATA NOT AVAILABLE | DATA NOT AVAILABLE | NATURAL POWER CONSULTANTS LTD | ROTHES III WIND FARM | ROTHES III WIND FARM | ROTHES | ABERLOUR | MORAY | TBC | SCOTLAND | TBC | TBC | DAAS | N/A | DALLAS | 33 | SCOTTISH HYDRO ELECTRIC POWER DISTRIBUTION PLC | WIND | ONSHORE WIND TURBINES | NO | TBC | TBC | 23 | DATA NOT AVAILABLE | DATA NOT AVAILABLE | DATA NOT AVAILABLE | DATA NOT AVAILABLE | DATA NOT AVAILABLE | DATA NOT AVAILABLE | DATA NOT AVAILABLE | DATA NOT AVAILABLE | DATA NOT AVAILABLE | DATA NOT AVAILABLE | DATA NOT AVAILABLE | DATA NOT AVAILABLE | To Be Confirmed | ACCEPTED TO CONNECT | DATA NOT AVAILABLE | DATA NOT AVAILABLE | DATA NOT AVAILABLE | DATA NOT AVAILABLE | DATA NOT AVAILABLE | DATA NOT AVAILABLE | 23 | 23 | 24.211 | 0.285 | 0.3 | 2020-05-11 | TBC | N | DATA NOT AVAILABLE | N/A | TBC | SSEN_Rein_045 | DATA NOT AVAILABLE | 2020-07-22
DATA NOT AVAILABLE | DATA NOT AVAILABLE | LABRON TECHNICAL LTD | WITH CCM | TACHER WIND TURBINE | LAND AT TACHER | LATHERON | HIGHLAND | KW5 6DX | SCOTLAND | 317987 | 942705 | MYBS | N/A | MYBSTER GRID | 33 | SCOTTISH HYDRO ELECTRIC POWER DISTRIBUTION PLC | WIND | ONSHORE WIND TURBINES | NO | TBC | TBC | 9.99 | DATA NOT AVAILABLE | DATA NOT AVAILABLE | DATA NOT AVAILABLE | DATA NOT AVAILABLE | DATA NOT AVAILABLE | DATA NOT AVAILABLE | DATA NOT AVAILABLE | DATA NOT AVAILABLE | DATA NOT AVAILABLE | DATA NOT AVAILABLE | DATA NOT AVAILABLE | DATA NOT AVAILABLE | To Be Confirmed | ACCEPTED TO CONNECT | DATA NOT AVAILABLE | DATA NOT AVAILABLE | DATA NOT AVAILABLE | DATA NOT AVAILABLE | DATA NOT AVAILABLE | DATA NOT AVAILABLE | 9.99 | 9.99 | 10.516 | 0.075 | 0.079 | 2020-02-27 | TBC | N | DATA NOT AVAILABLE | N/A | TBC | SSEN_Rein_047 | DATA NOT AVAILABLE | 2020-07-22
DATA NOT AVAILABLE | DATA NOT AVAILABLE | NATURAL POWER CONSULTANTS | COSTA HEAD WIND | COSTA HEAD | SWANNAY | ORKNEY | ORKNEY ISLANDS | KW17 2NW | SCOTLAND | 331901 | 1028727 | THSO | N/A | SCORRADALE | 33 | SCOTTISH HYDRO ELECTRIC POWER DISTRIBUTION PLC | WIND | ONSHORE WIND TURBINES | NO | TBC | TBC | 16.32 | DATA NOT AVAILABLE | DATA NOT AVAILABLE | DATA NOT AVAILABLE | DATA NOT AVAILABLE | DATA NOT AVAILABLE | DATA NOT AVAILABLE | DATA NOT AVAILABLE | DATA NOT AVAILABLE | DATA NOT AVAILABLE | DATA NOT AVAILABLE | DATA NOT AVAILABLE | DATA NOT AVAILABLE | To Be Confirmed | ACCEPTED TO CONNECT | DATA NOT AVAILABLE | DATA NOT AVAILABLE | DATA NOT AVAILABLE | DATA NOT AVAILABLE | DATA NOT AVAILABLE | DATA NOT AVAILABLE | 16.32 | 16.32 | 17.179 | 0.4 | 0.421 | 2020-06-01 | TBC | N | DATA NOT AVAILABLE | N/A | TBC | N/A | DATA NOT AVAILABLE | 2020-07-22
DATA NOT AVAILABLE | DATA NOT AVAILABLE | REG STRATH TIRRY LTD | DG LAIRG | DATA NOT AVAILABLE | STRATH TIRRY ENERGY PARK A836 LAIRG | LAIRG | HIGHLAND | IV27 4DN | SCOTLAND | 255995 | 912324 | LAIR | N/A | LAIRG GRID | 33 | SCOTTISH HYDRO ELECTRIC POWER DISTRIBUTION PLC | WIND | ONSHORE WIND TURBINES | NO | TBC | TBC | 34.8 | DATA NOT AVAILABLE | DATA NOT AVAILABLE | DATA NOT AVAILABLE | DATA NOT AVAILABLE | DATA NOT AVAILABLE | DATA NOT AVAILABLE | DATA NOT AVAILABLE | DATA NOT AVAILABLE | DATA NOT AVAILABLE | DATA NOT AVAILABLE | DATA NOT AVAILABLE | DATA NOT AVAILABLE | To Be Confirmed | ACCEPTED TO CONNECT | DATA NOT AVAILABLE | DATA NOT AVAILABLE | DATA NOT AVAILABLE | DATA NOT AVAILABLE | DATA NOT AVAILABLE | DATA NOT AVAILABLE | 34.8 | 34.8 | 36.632 | 6.009 | 6.325 | 2020-03-24 | TBC | N | DATA NOT AVAILABLE | N/A | TBC | SSEN_Rein_049 | DATA NOT AVAILABLE | 2020-07-22
DATA NOT AVAILABLE | DATA NOT AVAILABLE | WIND 2 LIMITED | BALMEANACH WIND FARM - WIND | BALMEANACH | DUNVEGAN | ISLE OF SKYE | HIGHLAND | IV56 8FH | SCOTLAND | 131589 | 843107 | DUGR | N/A | DUNVEGAN GRID | 33 | SCOTTISH HYDRO ELECTRIC POWER DISTRIBUTION PLC | WIND | ONSHORE WIND TURBINES | NO | TBC | TBC | 45 | DATA NOT AVAILABLE | DATA NOT AVAILABLE | DATA NOT AVAILABLE | DATA NOT AVAILABLE | DATA NOT AVAILABLE | DATA NOT AVAILABLE | DATA NOT AVAILABLE | DATA NOT AVAILABLE | DATA NOT AVAILABLE | DATA NOT AVAILABLE | DATA NOT AVAILABLE | DATA NOT AVAILABLE | To Be Confirmed | ACCEPTED TO CONNECT | DATA NOT AVAILABLE | DATA NOT AVAILABLE | DATA NOT AVAILABLE | DATA NOT AVAILABLE | DATA NOT AVAILABLE | DATA NOT AVAILABLE | 45 | 45 | 47.368 | 0.713 | 0.75 | 2020-06-29 | TBC | N | DATA NOT AVAILABLE | N/A | TBC | N/A | DATA NOT AVAILABLE | 2020-07-22
DATA NOT AVAILABLE | DATA NOT AVAILABLE | SETT WIND DEVELOPMENT LTD | TOFTINGALL WIND | TOFTINGALL | CAITHNESS | CAITHNESS | HIGHLAND | KW1 5XU | SCOTLAND | 316677 | 952911 | MYBS | N/A | TBC | 33 | SCOTTISH HYDRO ELECTRIC POWER DISTRIBUTION PLC | WIND | ONSHORE WIND TURBINES | NO | TBC | TBC | 25.2 | DATA NOT AVAILABLE | DATA NOT AVAILABLE | DATA NOT AVAILABLE | DATA NOT AVAILABLE | DATA NOT AVAILABLE | DATA NOT AVAILABLE | DATA NOT AVAILABLE | DATA NOT AVAILABLE | DATA NOT AVAILABLE | DATA NOT AVAILABLE | DATA NOT AVAILABLE | DATA NOT AVAILABLE | To Be Confirmed | ACCEPTED TO CONNECT | DATA NOT AVAILABLE | DATA NOT AVAILABLE | DATA NOT AVAILABLE | DATA NOT AVAILABLE | DATA NOT AVAILABLE | DATA NOT AVAILABLE | 25.2 | 25.2 | 26.526 | 0.6 | 0.632 | 2020-04-06 | TBC | N | DATA NOT AVAILABLE | N/A | TBC | N/A | DATA NOT AVAILABLE | 2020-07-22
DATA NOT AVAILABLE | DATA NOT AVAILABLE | ROADNIGHT TAYLOR LTD | SOLAR PV AND BATTERY 18MW EXPORT 6MW IMPORT | LAINS FARM | QUARLEY | ANDOVER | HAMPSHIRE | SP11 8PX | ENGLAND | 427206 | 144365 | BRLE | ANDO 33kV | THRUXTON | 11 | SOUTHERN ELECTRIC POWER DISTRIBUTION PLC | SOLAR | PHOTOVOLTAIC | NO | TBC | TBC | 6.6 | STORED ENERGY (ALL STORED ENERGY IRRESPECTVE OF THE ORIGINAL ENERGY SOURCE) | STORAGE - ELECTROCHEMICAL (BATTERIES) | N/A | TBC | TBC | 6.947 | DATA NOT AVAILABLE | DATA NOT AVAILABLE | DATA NOT AVAILABLE | DATA NOT AVAILABLE | DATA NOT AVAILABLE | DATA NOT AVAILABLE | To Be Confirmed | ACCEPTED TO CONNECT | DATA NOT AVAILABLE | DATA NOT AVAILABLE | DATA NOT AVAILABLE | DATA NOT AVAILABLE | DATA NOT AVAILABLE | DATA NOT AVAILABLE | 6.6 | 18 | 18.947 | 6.27 | 6.6 | 2020-07-15 | TBC | N | DATA NOT AVAILABLE | N/A | TBC | N/A | DATA NOT AVAILABLE | 2020-09-10
DATA NOT AVAILABLE | DATA NOT AVAILABLE | WESSEX SOLAR POWER LIMITED | LAND AT WINDMILL FARM - SOLAR | LAND AT WINDMILL FARM | COMMON HILL CRICKLADE CRICKLADE | SWINDON | WILTSHIRE | SN6 6HA | ENGLAND | 408495 | 193343 | MITY | CIRE 33kV | TBC | TBC | SOUTHERN ELECTRIC POWER DISTRIBUTION PLC | SOLAR | PHOTOVOLTAIC | NO | TBC | TBC | 13 | DATA NOT AVAILABLE | DATA NOT AVAILABLE | DATA NOT AVAILABLE | DATA NOT AVAILABLE | DATA NOT AVAILABLE | DATA NOT AVAILABLE | DATA NOT AVAILABLE | DATA NOT AVAILABLE | DATA NOT AVAILABLE | DATA NOT AVAILABLE | DATA NOT AVAILABLE | DATA NOT AVAILABLE | Yes | ACCEPTED TO CONNECT | DATA NOT AVAILABLE | DATA NOT AVAILABLE | DATA NOT AVAILABLE | DATA NOT AVAILABLE | DATA NOT AVAILABLE | DATA NOT AVAILABLE | 13 | 13 | 13.684 | 0.409 | 0.43 | 2020-07-17 | TBC | N | DATA NOT AVAILABLE | N/A | TBC | N/A | DATA NOT AVAILABLE | 2020-09-10
DATA NOT AVAILABLE | DATA NOT AVAILABLE | RADERNIE RENEWABLES LTD. | DARGONHALL FARM - PV | DRAGONHALL FARM | PADANARAM | FORFAR | ANGUS | DD8 1PT | SCOTLAND | 342847 | 751480 | LUNA | N/A | LUNANHEAD GRID | TBC | SCOTTISH HYDRO ELECTRIC POWER DISTRIBUTION PLC | SOLAR | PHOTOVOLTAIC | NO | TBC | TBC | 5 | DATA NOT AVAILABLE | DATA NOT AVAILABLE | DATA NOT AVAILABLE | DATA NOT AVAILABLE | DATA NOT AVAILABLE | DATA NOT AVAILABLE | DATA NOT AVAILABLE | DATA NOT AVAILABLE | DATA NOT AVAILABLE | DATA NOT AVAILABLE | DATA NOT AVAILABLE | DATA NOT AVAILABLE | To Be Confirmed | ACCEPTED TO CONNECT | DATA NOT AVAILABLE | DATA NOT AVAILABLE | DATA NOT AVAILABLE | DATA NOT AVAILABLE | DATA NOT AVAILABLE | DATA NOT AVAILABLE | 5 | 5 | 5.263 | 0.048 | 0.05 | 2021-08-12 | TBC | N | DATA NOT AVAILABLE | N/A | TBC | N/A | DATA NOT AVAILABLE | 2020-09-10
DATA NOT AVAILABLE | DATA NOT AVAILABLE | SPRINGFIELD PROPERTIES | ELGIN | SOUTH GLASSGREEN | CRESCENT NORTH | ELGIN | MORAY | IV30 6GR | SCOTLAND | 322815 | 861518 | ELGI | N/A | BILBOHALL | 11 | SCOTTISH HYDRO ELECTRIC POWER DISTRIBUTION PLC | SOLAR | PHOTOVOLTAIC | NO | TBC | TBC | 0.011 | DATA NOT AVAILABLE | DATA NOT AVAILABLE | DATA NOT AVAILABLE | DATA NOT AVAILABLE | DATA NOT AVAILABLE | DATA NOT AVAILABLE | DATA NOT AVAILABLE | DATA NOT AVAILABLE | DATA NOT AVAILABLE | DATA NOT AVAILABLE | DATA NOT AVAILABLE | DATA NOT AVAILABLE | To Be Confirmed | ACCEPTED TO CONNECT | DATA NOT AVAILABLE | DATA NOT AVAILABLE | DATA NOT AVAILABLE | DATA NOT AVAILABLE | DATA NOT AVAILABLE | DATA NOT AVAILABLE | 0.011 | 0.011 | 0.012 | 1.128 | 1.187 | 2020-07-27 | TBC | N | DATA NOT AVAILABLE | N/A | TBC | N/A | DATA NOT AVAILABLE | 2020-09-10
DATA NOT AVAILABLE | DATA NOT AVAILABLE | ECOTRICITY GENERATION LIMITED | TINSLEY FARM | TINSLEY FARM | A40 SWINBROOK | BURFORD | OXFORDSHIRE | OX18 4EX | ENGLAND | 426820 | 211041 | COWL | WITN 33kV | CARTERTON | 11 | SOUTHERN ELECTRIC POWER DISTRIBUTION PLC | SOLAR | PHOTOVOLTAIC | NO | TBC | TBC | 5 | DATA NOT AVAILABLE | DATA NOT AVAILABLE | DATA NOT AVAILABLE | DATA NOT AVAILABLE | DATA NOT AVAILABLE | DATA NOT AVAILABLE | DATA NOT AVAILABLE | DATA NOT AVAILABLE | DATA NOT AVAILABLE | DATA NOT AVAILABLE | DATA NOT AVAILABLE | DATA NOT AVAILABLE | To Be Confirmed | ACCEPTED TO CONNECT | DATA NOT AVAILABLE | DATA NOT AVAILABLE | DATA NOT AVAILABLE | DATA NOT AVAILABLE | DATA NOT AVAILABLE | DATA NOT AVAILABLE | 5 | 5 | 5.263 | 0.095 | 0.1 | 2020-08-14 | TBC | N | DATA NOT AVAILABLE | N/A | TBC | N/A | DATA NOT AVAILABLE | 2020-09-10
DATA NOT AVAILABLE | DATA NOT AVAILABLE | RENEWABLE POWER LIMITED | SNARLTON LANE | SNARLTON LANE | SNARLTON LANE | MELKSHAM | WILTSHIRE | SN12 7QP | ENGLAND | 392005 | 163835 | MELK | SAPV | TBC | TBC | SOUTHERN ELECTRIC POWER DISTRIBUTION PLC | OTHER | OTHER | NO | TBC | TBC | 49.9 | DATA NOT AVAILABLE | DATA NOT AVAILABLE | DATA NOT AVAILABLE | DATA NOT AVAILABLE | DATA NOT AVAILABLE | DATA NOT AVAILABLE | DATA NOT AVAILABLE | DATA NOT AVAILABLE | DATA NOT AVAILABLE | DATA NOT AVAILABLE | DATA NOT AVAILABLE | DATA NOT AVAILABLE | To Be Confirmed | ACCEPTED TO CONNECT | DATA NOT AVAILABLE | DATA NOT AVAILABLE | DATA NOT AVAILABLE | DATA NOT AVAILABLE | DATA NOT AVAILABLE | DATA NOT AVAILABLE | 49.9 | 49.9 | 52.526 | 47.405 | 49.9 | 2020-08-13 | TBC | N | DATA NOT AVAILABLE | N/A | TBC | N/A | DATA NOT AVAILABLE | 2020-09-10
DATA NOT AVAILABLE | DATA NOT AVAILABLE | INTELLIGENT ALTERNATIVES LIMITED | 40MW SOLAR PV | DATA NOT AVAILABLE | LAND AT BARNSTAPLES FARM EAST HANNEY GROVE | WANTAGE | OXFORDSHIRE | OX13 5PA | ENGLAND | 443008 | 194933 | COWL | DRAY 33kV | TBC | TBC | SOUTHERN ELECTRIC POWER DISTRIBUTION PLC | SOLAR | PHOTOVOLTAIC | NO | TBC | TBC | 30 | DATA NOT AVAILABLE | DATA NOT AVAILABLE | DATA NOT AVAILABLE | DATA NOT AVAILABLE | DATA NOT AVAILABLE | DATA NOT AVAILABLE | DATA NOT AVAILABLE | DATA NOT AVAILABLE | DATA NOT AVAILABLE | DATA NOT AVAILABLE | DATA NOT AVAILABLE | DATA NOT AVAILABLE | To Be Confirmed | ACCEPTED TO CONNECT | DATA NOT AVAILABLE | DATA NOT AVAILABLE | DATA NOT AVAILABLE | DATA NOT AVAILABLE | DATA NOT AVAILABLE | DATA NOT AVAILABLE | 40 | 40 | 42.105 | 0.19 | 0.2 | 2020-09-11 | TBC | N | DATA NOT AVAILABLE | N/A | TBC | SSEN_Rein_057 | DATA NOT AVAILABLE | 2020-10-01
DATA NOT AVAILABLE | DATA NOT AVAILABLE | CONNECT2GRID | 30MW SOLAR | LUNANHEAD SOLAR PARK | LAND OFF SUTTIESIDE RD FORFAR | FORFAR | ANGUS | DD8 3NH | SCOTLAND | 346401 | 751882 | LUNANHEAD GRID | N/A | LUNANHEAD GRID | TBC | SCOTTISH HYDRO ELECTRIC POWER DISTRIBUTION PLC | SOLAR | PHOTOVOLTAIC | NO | TBC | TBC | 30 | DATA NOT AVAILABLE | DATA NOT AVAILABLE | DATA NOT AVAILABLE | DATA NOT AVAILABLE | DATA NOT AVAILABLE | DATA NOT AVAILABLE | DATA NOT AVAILABLE | DATA NOT AVAILABLE | DATA NOT AVAILABLE | DATA NOT AVAILABLE | DATA NOT AVAILABLE | DATA NOT AVAILABLE | To Be Confirmed | ACCEPTED TO CONNECT | DATA NOT AVAILABLE | DATA NOT AVAILABLE | DATA NOT AVAILABLE | DATA NOT AVAILABLE | DATA NOT AVAILABLE | DATA NOT AVAILABLE | 30 | 30 | 31.579 | 0.095 | 0.1 | 2020-08-20 | TBC | N | DATA NOT AVAILABLE | N/A | TBC | N/A | DATA NOT AVAILABLE | 2020-10-01
DATA NOT AVAILABLE | DATA NOT AVAILABLE | LOW CARBON UK SOLAR INVESTMENT COMPANY LIMITED | 20MW SOLAR PV AND BATTERY. | PARK FARM | SHAFTESBURY ROAD | GILLINGHAM | SOMERSET | SP8 5JG | ENGLAND | 382223 | 125442 | MANN | SHAF 33kV | TBC | TBC | SOUTHERN ELECTRIC POWER DISTRIBUTION PLC | SOLAR | PHOTOVOLTAIC | NO | TBC | TBC | 40 | STORED ENERGY (ALL STORED ENERGY IRRESPECTVE OF THE ORIGINAL ENERGY SOURCE) | STORAGE - ELECTROCHEMICAL (BATTERIES) | N/A | TBC | TBC | 22.158 | DATA NOT AVAILABLE | DATA NOT AVAILABLE | DATA NOT AVAILABLE | DATA NOT AVAILABLE | DATA NOT AVAILABLE | DATA NOT AVAILABLE | To Be Confirmed | ACCEPTED TO CONNECT | DATA NOT AVAILABLE | DATA NOT AVAILABLE | DATA NOT AVAILABLE | DATA NOT AVAILABLE | DATA NOT AVAILABLE | DATA NOT AVAILABLE | 20 | 20 | 21.053 | 19.998 | 21.05 | 2020-09-11 | TBC | N | DATA NOT AVAILABLE | N/A | TBC | N/A | DATA NOT AVAILABLE | 2020-10-01
DATA NOT AVAILABLE | DATA NOT AVAILABLE | ECOTRICITY GENERATION | THE BARN - SOLAR PV | THE BARN | COOLES FARM UPPER MINETY | MALMESBURY | WILTSHIRE | SN16 9YD | ENGLAND | 401618 | 192309 | MITY | SWIN 33kV | MINETY VILLAGE | 11 | SOUTHERN ELECTRIC POWER DISTRIBUTION PLC | SOLAR | PHOTOVOLTAIC | NO | TBC | TBC | 3 | DATA NOT AVAILABLE | DATA NOT AVAILABLE | DATA NOT AVAILABLE | DATA NOT AVAILABLE | DATA NOT AVAILABLE | DATA NOT AVAILABLE | DATA NOT AVAILABLE | DATA NOT AVAILABLE | DATA NOT AVAILABLE | DATA NOT AVAILABLE | DATA NOT AVAILABLE | DATA NOT AVAILABLE | To Be Confirmed | ACCEPTED TO CONNECT | DATA NOT AVAILABLE | DATA NOT AVAILABLE | DATA NOT AVAILABLE | DATA NOT AVAILABLE | DATA NOT AVAILABLE | DATA NOT AVAILABLE | 3 | 3 | 3.158 | 0.095 | 0.1 | 2020-09-11 | TBC | N | DATA NOT AVAILABLE | N/A | TBC | N/A | DATA NOT AVAILABLE | 2020-10-01
DATA NOT AVAILABLE | DATA NOT AVAILABLE | GREEN CAT RENEWABLES LIMITED | ST FERGUS ENERGY PARK - SOLAR & WIND (HYBRID) | ST FERGUS ENERGY PARK | ST FERGUS | ABERDEEN | ABERDEENSHIRE | AB42 3EP | SCOTLAND | 409780 | 853407 | SFEG | N/A | ST FERGUS GAS TERM | 11 | SCOTTISH HYDRO ELECTRIC POWER DISTRIBUTION PLC | SOLAR | PHOTOVOLTAIC | NO | TBC | TBC | 9.7 | WIND | ONSHORE WIND TURBINES | N/A | TBC | TBC | 0.105 | DATA NOT AVAILABLE | DATA NOT AVAILABLE | DATA NOT AVAILABLE | DATA NOT AVAILABLE | DATA NOT AVAILABLE | DATA NOT AVAILABLE | To Be Confirmed | ACCEPTED TO CONNECT | DATA NOT AVAILABLE | DATA NOT AVAILABLE | DATA NOT AVAILABLE | DATA NOT AVAILABLE | DATA NOT AVAILABLE | DATA NOT AVAILABLE | 9.7 | 9.7 | 10.211 | 0.095 | 0.1 | 2020-08-21 | TBC | N | DATA NOT AVAILABLE | N/A | TBC | SSEN_Rein_056 | DATA NOT AVAILABLE | 2020-10-01
DATA NOT AVAILABLE | DATA NOT AVAILABLE | NAREC DISTRIBUTED ENERGY LTD | 49.9MW BATTERY | BRACO BATTERY | BRACO | DUNBLANE | STIRLING | FK15 9RD | SCOTLAND | 281015 | 709090 | BRCW2 | N/A | BRACO WEST GRID | TBC | SCOTTISH HYDRO ELECTRIC POWER DISTRIBUTION PLC | Stored Energy (all stored energy irrespective of the original energy source) | Storage - Electrochemical (Batteries) | NO | TBC | TBC | 49.9 | DATA NOT AVAILABLE | DATA NOT AVAILABLE | DATA NOT AVAILABLE | DATA NOT AVAILABLE | DATA NOT AVAILABLE | DATA NOT AVAILABLE | DATA NOT AVAILABLE | DATA NOT AVAILABLE | DATA NOT AVAILABLE | DATA NOT AVAILABLE | DATA NOT AVAILABLE | DATA NOT AVAILABLE | To Be Confirmed | ACCEPTED TO CONNECT | DATA NOT AVAILABLE | DATA NOT AVAILABLE | DATA NOT AVAILABLE | DATA NOT AVAILABLE | DATA NOT AVAILABLE | DATA NOT AVAILABLE | 49.9 | 49.9 | 52.526 | 47.405 | 49.9 | 2020-08-28 | TBC | N | DATA NOT AVAILABLE | N/A | TBC | N/A | DATA NOT AVAILABLE | 2020-10-01
DATA NOT AVAILABLE | DATA NOT AVAILABLE | PENSO POWER LIMITED | BRAMLEY - 100MW BATTERY | BRAMLEY BATTERY STORAGE SYSTEM | BRAMLEY | BASINGSTOKE | HAMPSHIRE | RG7 2LJ | ENGLAND | 464220 | 161278 | BRLE | TBC | TBC | TBC | SOUTHERN ELECTRIC POWER DISTRIBUTION PLC | Stored Energy (all stored energy irrespective of the original energy source) | Storage - Electrochemical (Batteries) | NO | TBC | TBC | 110 | DATA NOT AVAILABLE | DATA NOT AVAILABLE | DATA NOT AVAILABLE | DATA NOT AVAILABLE | DATA NOT AVAILABLE | DATA NOT AVAILABLE | DATA NOT AVAILABLE | DATA NOT AVAILABLE | DATA NOT AVAILABLE | DATA NOT AVAILABLE | DATA NOT AVAILABLE | DATA NOT AVAILABLE | To Be Confirmed | ACCEPTED TO CONNECT | DATA NOT AVAILABLE | DATA NOT AVAILABLE | DATA NOT AVAILABLE | DATA NOT AVAILABLE | DATA NOT AVAILABLE | DATA NOT AVAILABLE | 110 | 99.9 | 105.158 | 94.905 | 99.9 | 2020-08-24 | TBC | N | DATA NOT AVAILABLE | N/A | TBC | N/A | DATA NOT AVAILABLE | 2020-10-01
DATA NOT AVAILABLE | DATA NOT AVAILABLE | BALANCED GRID SOLUTIONS LTD | 30MW BATTERY | WOKINGHAM BATTERY STORAGE | BLAGROVE LANE | WOKINGHAM | BERKSHIRE | RG41 4EG | ENGLAND | 479710 | 167800 | FLEE | WOKI 33kV | TBC | TBC | SOUTHERN ELECTRIC POWER DISTRIBUTION PLC | Stored Energy (all stored energy irrespective of the original energy source) | Storage - Electrochemical (Batteries) | NO | TBC | TBC | 30 | DATA NOT AVAILABLE | DATA NOT AVAILABLE | DATA NOT AVAILABLE | DATA NOT AVAILABLE | DATA NOT AVAILABLE | DATA NOT AVAILABLE | DATA NOT AVAILABLE | DATA NOT AVAILABLE | DATA NOT AVAILABLE | DATA NOT AVAILABLE | DATA NOT AVAILABLE | DATA NOT AVAILABLE | To Be Confirmed | ACCEPTED TO CONNECT | DATA NOT AVAILABLE | DATA NOT AVAILABLE | DATA NOT AVAILABLE | DATA NOT AVAILABLE | DATA NOT AVAILABLE | DATA NOT AVAILABLE | 30 | 30 | 31.579 | 28.5 | 30 | 2020-09-10 | TBC | N | DATA NOT AVAILABLE | N/A | TBC | N/A | DATA NOT AVAILABLE | 2020-10-01
DATA NOT AVAILABLE | DATA NOT AVAILABLE | ORKNEY SUSTAINABLE ENERGY LTD | WITH CCM | HAMMARS HILL B WIND ORKNEY CONSORTIA | SAVISGARTH EVIE | ORKNEY | ORKNEY ISLANDS | KW17 2PQ | SCOTLAND | 338644 | 1023698 | TBC | N/A | TBC | TBC | SCOTTISH HYDRO ELECTRIC POWER DISTRIBUTION PLC | WIND | ONSHORE WIND TURBINES | NO | TBC | TBC | 8.4 | DATA NOT AVAILABLE | DATA NOT AVAILABLE | DATA NOT AVAILABLE | DATA NOT AVAILABLE | DATA NOT AVAILABLE | DATA NOT AVAILABLE | DATA NOT AVAILABLE | DATA NOT AVAILABLE | DATA NOT AVAILABLE | DATA NOT AVAILABLE | DATA NOT AVAILABLE | DATA NOT AVAILABLE | To Be Confirmed | ACCEPTED TO CONNECT | DATA NOT AVAILABLE | DATA NOT AVAILABLE | DATA NOT AVAILABLE | DATA NOT AVAILABLE | DATA NOT AVAILABLE | DATA NOT AVAILABLE | 8.4 | 8.4 | 8.842 | 0.672 | 0.707 | TBC | TBC | N | DATA NOT AVAILABLE | N/A | TBC | N/A | DATA NOT AVAILABLE | 2020-10-01
DATA NOT AVAILABLE | DATA NOT AVAILABLE | LOW CARBON UK SOLAR INVESTMENT COMPANY LIMITED | RY SOLAR PV AND BATTERY 49.9MW EXPORT 25MW IMPORT | PART HAVELEYS SOLAR PARK | WESTBURY COURT FARM MARSH GIBBON | BICESTER | OXFORDSHIRE | OX27 0AD | ENGLAND | 463295 | 223554 | ECLA | BICN 33KV | TBC | TBC | SOUTHERN ELECTRIC POWER DISTRIBUTION PLC | SOLAR | PHOTOVOLTAIC | NO | TBC | TBC | 45.5 | STORED ENERGY (ALL STORED ENERGY IRRESPECTVE OF THE ORIGINAL ENERGY SOURCE) | STORAGE - ELECTROCHEMICAL (BATTERIES) | N/A | TBC | TBC | 27.7 | DATA NOT AVAILABLE | DATA NOT AVAILABLE | DATA NOT AVAILABLE | DATA NOT AVAILABLE | DATA NOT AVAILABLE | DATA NOT AVAILABLE | To Be Confirmed | ACCEPTED TO CONNECT | DATA NOT AVAILABLE | DATA NOT AVAILABLE | DATA NOT AVAILABLE | DATA NOT AVAILABLE | DATA NOT AVAILABLE | DATA NOT AVAILABLE | 45.5 | 45.5 | 47.895 | 27.7 | 26.315 | 2020-09-25 | TBC | N | DATA NOT AVAILABLE | N/A | TBC | N/A | DATA NOT AVAILABLE | 2020-11-02
DATA NOT AVAILABLE | DATA NOT AVAILABLE | LOW CARBON UK SOLAR INVESTMENT COMPANY LIMITED | RY 15MW SOLAR | WITHYBED SOLAR FARM | KINGS MANOR FARM | FRESHWATER | ISLE OF WIGHT | PO40 9TL | ENGLAND | 434704 | 87845 | FAWL | COWE 33kV | TBC | TBC | SOUTHERN ELECTRIC POWER DISTRIBUTION PLC | SOLAR | PHOTOVOLTAIC | NO | TBC | TBC | 15 | DATA NOT AVAILABLE | DATA NOT AVAILABLE | DATA NOT AVAILABLE | DATA NOT AVAILABLE | DATA NOT AVAILABLE | DATA NOT AVAILABLE | DATA NOT AVAILABLE | DATA NOT AVAILABLE | DATA NOT AVAILABLE | DATA NOT AVAILABLE | DATA NOT AVAILABLE | DATA NOT AVAILABLE | To Be Confirmed | ACCEPTED TO CONNECT | DATA NOT AVAILABLE | DATA NOT AVAILABLE | DATA NOT AVAILABLE | DATA NOT AVAILABLE | DATA NOT AVAILABLE | DATA NOT AVAILABLE | 15 | 15 | 15.789 | 0.056 | 0.053 | 2020-10-09 | TBC | N | DATA NOT AVAILABLE | N/A | TBC | N/A | DATA NOT AVAILABLE | 2020-11-02
DATA NOT AVAILABLE | DATA NOT AVAILABLE | SOLAR 2 LIMITED | GRANGE OF BERRYHILL | GRANGE OF BERRYHILL | EASTER FOWLIS INVERGOWIE INVERGOWIE | DUNDEE | DUNDEE | DD2 5LN | SCOTLAND | 331630 | 733415 | CHAR | N/A | TBC | TBC | SCOTTISH HYDRO ELECTRIC POWER DISTRIBUTION PLC | SOLAR | PHOTOVOLTAIC | NO | TBC | TBC | 49.9 | DATA NOT AVAILABLE | DATA NOT AVAILABLE | DATA NOT AVAILABLE | DATA NOT AVAILABLE | DATA NOT AVAILABLE | DATA NOT AVAILABLE | DATA NOT AVAILABLE | DATA NOT AVAILABLE | DATA NOT AVAILABLE | DATA NOT AVAILABLE | DATA NOT AVAILABLE | DATA NOT AVAILABLE | To Be Confirmed | ACCEPTED TO CONNECT | DATA NOT AVAILABLE | DATA NOT AVAILABLE | DATA NOT AVAILABLE | DATA NOT AVAILABLE | DATA NOT AVAILABLE | DATA NOT AVAILABLE | 49.9 | 49.9 | 52.526 | 0.316 | 0.3 | 2020-10-22 | TBC | N | DATA NOT AVAILABLE | N/A | TBC | N/A | DATA NOT AVAILABLE | 2020-11-02
DATA NOT AVAILABLE | DATA NOT AVAILABLE | JBM SOLAR PROJECTS 1 LTD | PV AND BATTERY | CORNER CORPSE SOLAR | STANTON FITZWARREN | SWINDON | WILTSHIRE | SN6 7SE | ENGLAND | 417999 | 190239 | MITY | TBC | TBC | TBC | SOUTHERN ELECTRIC POWER DISTRIBUTION PLC | SOLAR | PHOTOVOLTAIC | NO | TBC | TBC | 0.001 | STORED ENERGY (ALL STORED ENERGY IRRESPECTVE OF THE ORIGINAL ENERGY SOURCE) | STORAGE - ELECTROCHEMICAL (BATTERIES) | N/A | TBC | TBC | 10 | DATA NOT AVAILABLE | DATA NOT AVAILABLE | DATA NOT AVAILABLE | DATA NOT AVAILABLE | DATA NOT AVAILABLE | DATA NOT AVAILABLE | To Be Confirmed | ACCEPTED TO CONNECT | DATA NOT AVAILABLE | DATA NOT AVAILABLE | DATA NOT AVAILABLE | DATA NOT AVAILABLE | DATA NOT AVAILABLE | DATA NOT AVAILABLE | 0.001 | 0.001 | 0.001 | 10 | 9.5 | 2020-10-05 | TBC | N | DATA NOT AVAILABLE | N/A | TBC | N/A | DATA NOT AVAILABLE | 2020-11-02
DATA NOT AVAILABLE | DATA NOT AVAILABLE | AMP ENERGY SERVICES LTD | 4MW ANDOVER BUSINESS PARK - GAS | UNIT 2 | ANDOVER BUSINESS PARK | ANDOVER | HAMPSHIRE | SP11 8BF | ENGLAND | 433670 | 145745 | BRLE | ANDO 33kV | PORTWAY | 11 | SOUTHERN ELECTRIC POWER DISTRIBUTION PLC | ADVANCED FUEL (PRODUCED VIA GASIFICATION OR PYROLYSIS OF BIOFUEL OR WASTE) | GAS TURBINE (OCGT) | NO | TBC | TBC | 4 | DATA NOT AVAILABLE | DATA NOT AVAILABLE | DATA NOT AVAILABLE | DATA NOT AVAILABLE | DATA NOT AVAILABLE | DATA NOT AVAILABLE | DATA NOT AVAILABLE | DATA NOT AVAILABLE | DATA NOT AVAILABLE | DATA NOT AVAILABLE | DATA NOT AVAILABLE | DATA NOT AVAILABLE | To Be Confirmed | ACCEPTED TO CONNECT | DATA NOT AVAILABLE | DATA NOT AVAILABLE | DATA NOT AVAILABLE | DATA NOT AVAILABLE | DATA NOT AVAILABLE | DATA NOT AVAILABLE | 4 | 4 | 4.211 | 0.467 | 0.444 | 2020-10-05 | TBC | N | DATA NOT AVAILABLE | N/A | TBC | SSEN_Rein_058 | DATA NOT AVAILABLE | 2020-11-02
DATA NOT AVAILABLE | DATA NOT AVAILABLE | NAREC DISTRIBUTED ENERGY | WEST GOURDIE BATTERY 49.99MW | LAND OFF SOUTH ROAD | LAND OFF SOUTH ROAD | DUNDEE | DUNDEE | DD2 5JW | SCOTLAND | 335151 | 731536 | CHAR | N/A | TBC | TBC | SCOTTISH HYDRO ELECTRIC POWER DISTRIBUTION PLC | Stored Energy (all stored energy irrespective of the original energy source) | Storage - Electrochemical (Batteries) | NO | TBC | TBC | 49.9 | DATA NOT AVAILABLE | DATA NOT AVAILABLE | DATA NOT AVAILABLE | DATA NOT AVAILABLE | DATA NOT AVAILABLE | DATA NOT AVAILABLE | DATA NOT AVAILABLE | DATA NOT AVAILABLE | DATA NOT AVAILABLE | DATA NOT AVAILABLE | DATA NOT AVAILABLE | DATA NOT AVAILABLE | To Be Confirmed | ACCEPTED TO CONNECT | DATA NOT AVAILABLE | DATA NOT AVAILABLE | DATA NOT AVAILABLE | DATA NOT AVAILABLE | DATA NOT AVAILABLE | DATA NOT AVAILABLE | 49.9 | 49.9 | 52.526 | 52.526 | 49.9 | 2020-09-29 | TBC | N | DATA NOT AVAILABLE | N/A | TBC | N/A | DATA NOT AVAILABLE | 2020-11-02
DATA NOT AVAILABLE | DATA NOT AVAILABLE | LOW CARBON UK SOLAR INVESTMENT COMPANY LIMITED | SOLAR PV AND BATTERY 50MW IMPORT 50MW EXPORT | MONKLEY LANE SOLAR FARM | RODE FARM | FROME | SOMERSET | BA11 6QQ | ENGLAND | 381945 | 154019 | MELK | TBC | TBC | TBC | SOUTHERN ELECTRIC POWER DISTRIBUTION PLC | SOLAR | PHOTOVOLTAIC | NO | TBC | TBC | 50 | STORED ENERGY (ALL STORED ENERGY IRRESPECTVE OF THE ORIGINAL ENERGY SOURCE) | STORAGE - ELECTROCHEMICAL (BATTERIES) | N/A | TBC | TBC | 55.402 | DATA NOT AVAILABLE | DATA NOT AVAILABLE | DATA NOT AVAILABLE | DATA NOT AVAILABLE | DATA NOT AVAILABLE | DATA NOT AVAILABLE | To Be Confirmed | ACCEPTED TO CONNECT | DATA NOT AVAILABLE | DATA NOT AVAILABLE | DATA NOT AVAILABLE | DATA NOT AVAILABLE | DATA NOT AVAILABLE | DATA NOT AVAILABLE | 50 | 50 | 52.632 | 55.402 | 52.632 | 2020-10-27 | TBC | N | DATA NOT AVAILABLE | N/A | TBC | SSEN_Rein_059 | DATA NOT AVAILABLE | 2020-11-02
DATA NOT AVAILABLE | DATA NOT AVAILABLE | TNEI SERVICES | DGNE WIND 37.8MW EXPORT 0.282MW IMPORT | BERRY BURN EXTENSION | ALTYRE ESTATE | FORRES | MORAY | IV36 2QH | SCOTLAND | 302547 | 845737 | BERB2 | N/A | BERRYBURN GRID | TBC | SCOTTISH HYDRO ELECTRIC POWER DISTRIBUTION PLC | WIND | ONSHORE WIND TURBINES | NO | TBC | TBC | 37.8 | DATA NOT AVAILABLE | DATA NOT AVAILABLE | DATA NOT AVAILABLE | DATA NOT AVAILABLE | DATA NOT AVAILABLE | DATA NOT AVAILABLE | DATA NOT AVAILABLE | DATA NOT AVAILABLE | DATA NOT AVAILABLE | DATA NOT AVAILABLE | DATA NOT AVAILABLE | DATA NOT AVAILABLE | To Be Confirmed | ACCEPTED TO CONNECT | DATA NOT AVAILABLE | DATA NOT AVAILABLE | DATA NOT AVAILABLE | DATA NOT AVAILABLE | DATA NOT AVAILABLE | DATA NOT AVAILABLE | 37.8 | 37.8 | 39.789 | 0.297 | 0.282 | 2020-10-07 | TBC | N | DATA NOT AVAILABLE | N/A | TBC | N/A | DATA NOT AVAILABLE | 2020-11-02
DATA NOT AVAILABLE | DATA NOT AVAILABLE | TNEI SERVICES LTD | ORKNEY COMMUNITY WIND FARM PROJECT | ORKNEY COMMUNITY WIND FARM PROJECT | KIRKWALL | ORKNEY | ORKNEY ISLANDS | KW15 1TX | SCOTLAND | 339623 | 1012305 | THSO | N/A | TBC | TBC | SCOTTISH HYDRO ELECTRIC POWER DISTRIBUTION PLC | WIND | ONSHORE WIND TURBINES | NO | TBC | TBC | 30 | DATA NOT AVAILABLE | DATA NOT AVAILABLE | DATA NOT AVAILABLE | DATA NOT AVAILABLE | DATA NOT AVAILABLE | DATA NOT AVAILABLE | DATA NOT AVAILABLE | DATA NOT AVAILABLE | DATA NOT AVAILABLE | DATA NOT AVAILABLE | DATA NOT AVAILABLE | DATA NOT AVAILABLE | To Be Confirmed | ACCEPTED TO CONNECT | DATA NOT AVAILABLE | DATA NOT AVAILABLE | DATA NOT AVAILABLE | DATA NOT AVAILABLE | DATA NOT AVAILABLE | DATA NOT AVAILABLE | 30 | 30 | 31.579 | 0.166 | 0.158 | 2020-10-27 | TBC | N | DATA NOT AVAILABLE | N/A | TBC | N/A | DATA NOT AVAILABLE | 2020-11-02
DATA NOT AVAILABLE | DATA NOT AVAILABLE | TNEI SERVICES LTD | ORKNEY COMMUNITY WIND FARM - HOY | ORKNEY COMMUNITY WIND FARM - HOY | LYNESS | STROMNESS | ORKNEY ISLANDS | KW16 3NU | SCOTLAND | 330177 | 995553 | THSO | N/A | TBC | TBC | SCOTTISH HYDRO ELECTRIC POWER DISTRIBUTION PLC | WIND | ONSHORE WIND TURBINES | NO | TBC | TBC | 30 | DATA NOT AVAILABLE | DATA NOT AVAILABLE | DATA NOT AVAILABLE | DATA NOT AVAILABLE | DATA NOT AVAILABLE | DATA NOT AVAILABLE | DATA NOT AVAILABLE | DATA NOT AVAILABLE | DATA NOT AVAILABLE | DATA NOT AVAILABLE | DATA NOT AVAILABLE | DATA NOT AVAILABLE | To Be Confirmed | ACCEPTED TO CONNECT | DATA NOT AVAILABLE | DATA NOT AVAILABLE | DATA NOT AVAILABLE | DATA NOT AVAILABLE | DATA NOT AVAILABLE | DATA NOT AVAILABLE | 30 | 30 | 31.579 | 0.166 | 0.158 | 2020-10-27 | TBC | N | DATA NOT AVAILABLE | N/A | TBC | N/A | DATA NOT AVAILABLE | 2020-11-02
DATA NOT AVAILABLE | DATA NOT AVAILABLE | TNEI SERVICES LTD | ORKNEY COMMUNITY WIND FARM - FORAY | ORKNEY COMMUNITY WIND FARM - FORAY | FORAY | ORKNEY | ORKNEY ISLANDS | KW17 2DH | SCOTLAND | 343787 | 1048723 | THSO | N/A | TBC | TBC | SCOTTISH HYDRO ELECTRIC POWER DISTRIBUTION PLC | WIND | ONSHORE WIND TURBINES | NO | TBC | TBC | 30 | DATA NOT AVAILABLE | DATA NOT AVAILABLE | DATA NOT AVAILABLE | DATA NOT AVAILABLE | DATA NOT AVAILABLE | DATA NOT AVAILABLE | DATA NOT AVAILABLE | DATA NOT AVAILABLE | DATA NOT AVAILABLE | DATA NOT AVAILABLE | DATA NOT AVAILABLE | DATA NOT AVAILABLE | To Be Confirmed | ACCEPTED TO CONNECT | DATA NOT AVAILABLE | DATA NOT AVAILABLE | DATA NOT AVAILABLE | DATA NOT AVAILABLE | DATA NOT AVAILABLE | DATA NOT AVAILABLE | 30 | 30 | 31.579 | 0.166 | 0.158 | 2020-10-27 | TBC | N | DATA NOT AVAILABLE | N/A | TBC | N/A | DATA NOT AVAILABLE | 2020-11-02
DATA NOT AVAILABLE | DATA NOT AVAILABLE | RENEWABLE CONNECTIONS SOLAR HOLDINGS LIMITED | RY SOUTH PARK FARM | SOUTH PARK FARM | GREAT SHODDESDEN | ANDOVER | HAMPSHIRE | SP11 9LP | ENGLAND | 427637 | 149033 | MELK | ANDO 33kV | TBC | TBC | SOUTHERN ELECTRIC POWER DISTRIBUTION PLC | SOLAR | PHOTOVOLTAIC | NO | TBC | TBC | 14.25 | DATA NOT AVAILABLE | DATA NOT AVAILABLE | DATA NOT AVAILABLE | DATA NOT AVAILABLE | DATA NOT AVAILABLE | DATA NOT AVAILABLE | DATA NOT AVAILABLE | DATA NOT AVAILABLE | DATA NOT AVAILABLE | DATA NOT AVAILABLE | DATA NOT AVAILABLE | DATA NOT AVAILABLE | To Be Confirmed | ACCEPTED TO CONNECT | DATA NOT AVAILABLE | DATA NOT AVAILABLE | DATA NOT AVAILABLE | DATA NOT AVAILABLE | DATA NOT AVAILABLE | DATA NOT AVAILABLE | 14.25 | 14.25 | 15 | 15.789 | 15 | 2020-11-10 | TBC | N | DATA NOT AVAILABLE | N/A | TBC | N/A | DATA NOT AVAILABLE | 2020-11-25
DATA NOT AVAILABLE | DATA NOT AVAILABLE | UB GRID CONSULTANCY LTD | 12.35MW WALKFORD ROAD SOLAR | LAND NEAR | WALKFORD ROAD HIGHCLIFFE-ON-SEA | BOURNEMOUTH | DORSET | BH23 5QF | ENGLAND | 422247 | 94694 | MANN | ARNE 33kV | TBC | TBC | SOUTHERN ELECTRIC POWER DISTRIBUTION PLC | SOLAR | PHOTOVOLTAIC | NO | TBC | TBC | 12.54 | DATA NOT AVAILABLE | DATA NOT AVAILABLE | DATA NOT AVAILABLE | DATA NOT AVAILABLE | DATA NOT AVAILABLE | DATA NOT AVAILABLE | DATA NOT AVAILABLE | DATA NOT AVAILABLE | DATA NOT AVAILABLE | DATA NOT AVAILABLE | DATA NOT AVAILABLE | DATA NOT AVAILABLE | To Be Confirmed | ACCEPTED TO CONNECT | DATA NOT AVAILABLE | DATA NOT AVAILABLE | DATA NOT AVAILABLE | DATA NOT AVAILABLE | DATA NOT AVAILABLE | DATA NOT AVAILABLE | 12.54 | 12.35 | 13 | 0.111 | 0.105 | 2020-11-04 | TBC | N | DATA NOT AVAILABLE | N/A | TBC | SSEN_Rein_060 | DATA NOT AVAILABLE | 2020-11-25
DATA NOT AVAILABLE | DATA NOT AVAILABLE | RE PROJECTS DEVELOPMENT LIMITED | 23MW PV | LAND AT WESTLANDS FARM | WESTLANDS LANE | MELKSHAM | WILTSHIRE | SN12 7QQ | ENGLAND | 389145 | 166722 | MELK | NORR 33kV | TBC | TBC | SOUTHERN ELECTRIC POWER DISTRIBUTION PLC | SOLAR | PHOTOVOLTAIC | NO | TBC | TBC | 23 | DATA NOT AVAILABLE | DATA NOT AVAILABLE | DATA NOT AVAILABLE | DATA NOT AVAILABLE | DATA NOT AVAILABLE | DATA NOT AVAILABLE | DATA NOT AVAILABLE | DATA NOT AVAILABLE | DATA NOT AVAILABLE | DATA NOT AVAILABLE | DATA NOT AVAILABLE | DATA NOT AVAILABLE | To Be Confirmed | ACCEPTED TO CONNECT | DATA NOT AVAILABLE | DATA NOT AVAILABLE | DATA NOT AVAILABLE | DATA NOT AVAILABLE | DATA NOT AVAILABLE | DATA NOT AVAILABLE | 23 | 23 | 24.211 | 0.554 | 0.526 | 2020-11-09 | TBC | N | DATA NOT AVAILABLE | N/A | TBC | SSEN_Rein_062 | DATA NOT AVAILABLE | 2020-11-25
DATA NOT AVAILABLE | DATA NOT AVAILABLE | PADERO SOLAER LIMITED | 5MW - PV | EVELEY SOLAR FARM 2, EVELEY FARM | HOUGHTON STOCKBRIDGE | ANDOVER | HAMPSHIRE | SO20 6SA | ENGLAND | 432815 | 133266 | NURS | WINC 33kV | HOUGHTON | 11 | SOUTHERN ELECTRIC POWER DISTRIBUTION PLC | SOLAR | PHOTOVOLTAIC | NO | TBC | TBC | 5 | DATA NOT AVAILABLE | DATA NOT AVAILABLE | DATA NOT AVAILABLE | DATA NOT AVAILABLE | DATA NOT AVAILABLE | DATA NOT AVAILABLE | DATA NOT AVAILABLE | DATA NOT AVAILABLE | DATA NOT AVAILABLE | DATA NOT AVAILABLE | DATA NOT AVAILABLE | DATA NOT AVAILABLE | To Be Confirmed | ACCEPTED TO CONNECT | DATA NOT AVAILABLE | DATA NOT AVAILABLE | DATA NOT AVAILABLE | DATA NOT AVAILABLE | DATA NOT AVAILABLE | DATA NOT AVAILABLE | 5 | 5 | 5.263 | 0.105 | 0.1 | 2020-11-13 | TBC | N | DATA NOT AVAILABLE | N/A | TBC | N/A | DATA NOT AVAILABLE | 2020-11-25
DATA NOT AVAILABLE | DATA NOT AVAILABLE | INFRALAND LTD | 7.2MW 11KV - PV | CHILTON CANTELO SOLAR FARM | LAND SOUTH OF CHILTON CANTELO SUBSTATION CHILTON CANTELO | YEOVIL | SOMERSET | BA22 8BQ | ENGLAND | 357507 | 121718 | AXMI | YEOV 33kV | CHILTON CANTELO | 11 | SOUTHERN ELECTRIC POWER DISTRIBUTION PLC | SOLAR | PHOTOVOLTAIC | NO | TBC | TBC | 8.36 | DATA NOT AVAILABLE | DATA NOT AVAILABLE | DATA NOT AVAILABLE | DATA NOT AVAILABLE | DATA NOT AVAILABLE | DATA NOT AVAILABLE | DATA NOT AVAILABLE | DATA NOT AVAILABLE | DATA NOT AVAILABLE | DATA NOT AVAILABLE | DATA NOT AVAILABLE | DATA NOT AVAILABLE | To Be Confirmed | ACCEPTED TO CONNECT | DATA NOT AVAILABLE | DATA NOT AVAILABLE | DATA NOT AVAILABLE | DATA NOT AVAILABLE | DATA NOT AVAILABLE | DATA NOT AVAILABLE | 8.36 | 7.2 | 7.579 | 0.211 | 0.2 | 2020-11-06 | TBC | N | DATA NOT AVAILABLE | N/A | TBC | N/A | DATA NOT AVAILABLE | 2020-11-25
DATA NOT AVAILABLE | DATA NOT AVAILABLE | BALANCE POWER PROJECTS LIMITED | 7.12MW - GAS | GORING FACILITY | WALLINGFORD ROAD GORING | READING | BERKSHIRE | RG8 0HS | ENGLAND | 460175 | 182504 | BRLE | BURG 33kV | GORING | TBC | SOUTHERN ELECTRIC POWER DISTRIBUTION PLC | BIOFUEL - SEWAGE GAS | DATA NOT AVAILABLE | NO | TBC | TBC | 7.12 | DATA NOT AVAILABLE | DATA NOT AVAILABLE | DATA NOT AVAILABLE | DATA NOT AVAILABLE | DATA NOT AVAILABLE | DATA NOT AVAILABLE | DATA NOT AVAILABLE | DATA NOT AVAILABLE | DATA NOT AVAILABLE | DATA NOT AVAILABLE | DATA NOT AVAILABLE | DATA NOT AVAILABLE | To Be Confirmed | ACCEPTED TO CONNECT | DATA NOT AVAILABLE | DATA NOT AVAILABLE | DATA NOT AVAILABLE | DATA NOT AVAILABLE | DATA NOT AVAILABLE | DATA NOT AVAILABLE | 7.12 | 7.12 | 7.495 | 0.221 | 0.21 | 2020-11-02 | TBC | N | DATA NOT AVAILABLE | N/A | TBC | N/A | DATA NOT AVAILABLE | 2020-11-25
DATA NOT AVAILABLE | DATA NOT AVAILABLE | SSE GENERATION LIMITED | 55MW STEAM TURBINE | 342 EDINBURGH AVENUE | DATA NOT AVAILABLE | SLOUGH | BERKSHIRE | SL1 4TU | ENGLAND | 495555 | 181421 | IVER | SLOUGH 33KV | SLOUGH 33KV | TBC | SOUTHERN ELECTRIC POWER DISTRIBUTION PLC | DATA NOT AVAILABLE | STEAM TURBINE (THERMAL POWER PLANT) | NO | TBC | TBC | 56.275 | DATA NOT AVAILABLE | DATA NOT AVAILABLE | DATA NOT AVAILABLE | DATA NOT AVAILABLE | DATA NOT AVAILABLE | DATA NOT AVAILABLE | DATA NOT AVAILABLE | DATA NOT AVAILABLE | DATA NOT AVAILABLE | DATA NOT AVAILABLE | DATA NOT AVAILABLE | DATA NOT AVAILABLE | To Be Confirmed | ACCEPTED TO CONNECT | DATA NOT AVAILABLE | DATA NOT AVAILABLE | DATA NOT AVAILABLE | DATA NOT AVAILABLE | DATA NOT AVAILABLE | DATA NOT AVAILABLE | 56.275 | 55 | 57.895 | 5.263 | 5 | 2020-11-05 | TBC | N | DATA NOT AVAILABLE | N/A | TBC | SSEN_Rein_061 | DATA NOT AVAILABLE | 2020-11-25
DATA NOT AVAILABLE | DATA NOT AVAILABLE | INTELLIGENT ALTERNATIVES LIMITED | 18MW SOLAR PV | MALSHANGER | LAND AT MANOR FARM UPPER WOOTTON | TADLEY | HAMPSHIRE | RG26 5TH | ENGLAND | 457997 | 154655 | BRLE | BASI 33kV | HOUNDMILLS | 11 | SOUTHERN ELECTRIC POWER DISTRIBUTION PLC | SOLAR | PHOTOVOLTAIC | NO | TBC | TBC | 18 | DATA NOT AVAILABLE | DATA NOT AVAILABLE | DATA NOT AVAILABLE | DATA NOT AVAILABLE | DATA NOT AVAILABLE | DATA NOT AVAILABLE | DATA NOT AVAILABLE | DATA NOT AVAILABLE | DATA NOT AVAILABLE | DATA NOT AVAILABLE | DATA NOT AVAILABLE | DATA NOT AVAILABLE | To Be Confirmed | ACCEPTED TO CONNECT | DATA NOT AVAILABLE | DATA NOT AVAILABLE | DATA NOT AVAILABLE | DATA NOT AVAILABLE | DATA NOT AVAILABLE | DATA NOT AVAILABLE | 18 | 18 | 18.947 | 0.1 | 0.095 | 2020-12-11 | TBC | N | DATA NOT AVAILABLE | N/A | TBC | SSEN_Rein_064 | DATA NOT AVAILABLE | 2020-12-21
DATA NOT AVAILABLE | DATA NOT AVAILABLE | WEST BERKSHIRE COUNCIL | 12MW PV | BLOOMFIELD SOLAR FARM | BLOOMFIELDHATCH LANE WOKEFIELD GRAZELEY GREEN | READING | BERKSHIRE | RG7 3AD | ENGLAND | 468476 | 165782 | BRLE | BURG 33kV | TBC | TBC | SOUTHERN ELECTRIC POWER DISTRIBUTION PLC | SOLAR | PHOTOVOLTAIC | NO | TBC | TBC | 12 | DATA NOT AVAILABLE | DATA NOT AVAILABLE | DATA NOT AVAILABLE | DATA NOT AVAILABLE | DATA NOT AVAILABLE | DATA NOT AVAILABLE | DATA NOT AVAILABLE | DATA NOT AVAILABLE | DATA NOT AVAILABLE | DATA NOT AVAILABLE | DATA NOT AVAILABLE | DATA NOT AVAILABLE | To Be Confirmed | ACCEPTED TO CONNECT | DATA NOT AVAILABLE | DATA NOT AVAILABLE | DATA NOT AVAILABLE | DATA NOT AVAILABLE | DATA NOT AVAILABLE | DATA NOT AVAILABLE | 12 | 12 | 12.632 | 0.075 | 0.071 | 2020-12-09 | TBC | N | DATA NOT AVAILABLE | N/A | TBC | N/A | DATA NOT AVAILABLE | 2020-12-21
DATA NOT AVAILABLE | DATA NOT AVAILABLE | LOW CARBON UK SOLAR INVESTMENT COMPANY LIMITED | FT HARLESFORD FARM | HARLESFORD SOLAR FARM, HARLESFORD FARM | TETSWORTH | THAME | OXFORDSHIRE | OX9 7BT | ENGLAND | 467960 | 201485 | COWL | COWL | TBC | TBC | SOUTHERN ELECTRIC POWER DISTRIBUTION PLC | SOLAR | PHOTOVOLTAIC | NO | TBC | TBC | 20 | DATA NOT AVAILABLE | DATA NOT AVAILABLE | DATA NOT AVAILABLE | DATA NOT AVAILABLE | DATA NOT AVAILABLE | DATA NOT AVAILABLE | DATA NOT AVAILABLE | DATA NOT AVAILABLE | DATA NOT AVAILABLE | DATA NOT AVAILABLE | DATA NOT AVAILABLE | DATA NOT AVAILABLE | To Be Confirmed | ACCEPTED TO CONNECT | DATA NOT AVAILABLE | DATA NOT AVAILABLE | DATA NOT AVAILABLE | DATA NOT AVAILABLE | DATA NOT AVAILABLE | DATA NOT AVAILABLE | 20 | 20 | 21.053 | 0.053 | 0.05 | 2020-12-07 | TBC | N | DATA NOT AVAILABLE | N/A | TBC | SSEN_Rein_067 | DATA NOT AVAILABLE | 2020-12-21
DATA NOT AVAILABLE | DATA NOT AVAILABLE | LOW CARBON UK SOLAR INVESTMENT COMPANY LIMITED | FLAXLANDS WOOD SOLAR 30MW | DATA NOT AVAILABLE | FLAXLANDS LN ROYAL WOOTTON BASSETT | SWINDON | WILTSHIRE | SN4 8DX | ENGLAND | 405909 | 184648 | MITY | MITY | TBC | TBC | SOUTHERN ELECTRIC POWER DISTRIBUTION PLC | SOLAR | PHOTOVOLTAIC | NO | TBC | TBC | 30 | DATA NOT AVAILABLE | DATA NOT AVAILABLE | DATA NOT AVAILABLE | DATA NOT AVAILABLE | DATA NOT AVAILABLE | DATA NOT AVAILABLE | DATA NOT AVAILABLE | DATA NOT AVAILABLE | DATA NOT AVAILABLE | DATA NOT AVAILABLE | DATA NOT AVAILABLE | DATA NOT AVAILABLE | To Be Confirmed | ACCEPTED TO CONNECT | DATA NOT AVAILABLE | DATA NOT AVAILABLE | DATA NOT AVAILABLE | DATA NOT AVAILABLE | DATA NOT AVAILABLE | DATA NOT AVAILABLE | 30 | 30 | 31.579 | 10 | 9.5 | 2020-12-15 | TBC | N | DATA NOT AVAILABLE | N/A | TBC | N/A | DATA NOT AVAILABLE | 2020-12-21
DATA NOT AVAILABLE | DATA NOT AVAILABLE | INTELLIGENT ALTERNATIVES LIMITED | GEN | LAND AT LOCKS FARM | BOTLEY ROAD BISHOPS WALTHAM | SOUTHAMPTON | HAMPSHIRE | SO32 1DR | ENGLAND | 454696 | 116497 | BOTW | NETC 33kV | TBC | TBC | SOUTHERN ELECTRIC POWER DISTRIBUTION PLC | SOLAR | PHOTOVOLTAIC | NO | TBC | TBC | 12 | DATA NOT AVAILABLE | DATA NOT AVAILABLE | DATA NOT AVAILABLE | DATA NOT AVAILABLE | DATA NOT AVAILABLE | DATA NOT AVAILABLE | DATA NOT AVAILABLE | DATA NOT AVAILABLE | DATA NOT AVAILABLE | DATA NOT AVAILABLE | DATA NOT AVAILABLE | DATA NOT AVAILABLE | To Be Confirmed | ACCEPTED TO CONNECT | DATA NOT AVAILABLE | DATA NOT AVAILABLE | DATA NOT AVAILABLE | DATA NOT AVAILABLE | DATA NOT AVAILABLE | DATA NOT AVAILABLE | 12 | 12 | 12.632 | 0.211 | 0.2 | 2020-11-30 | TBC | N | DATA NOT AVAILABLE | N/A | TBC | SSEN_Rein_066 | DATA NOT AVAILABLE | 2020-12-21
DATA NOT AVAILABLE | DATA NOT AVAILABLE | ROADNIGHT TAYLOR LTD | TILBURY FARM | TILBURY FARM SOLAR & STORAGE | EYNSHAM ROAD BOTLEY | OXFORD | OXFORDSHIRE | OX2 9ND | ENGLAND | 448053 | 206513 | COWL | OXFORD 33kV | OXFORD | 33 | SOUTHERN ELECTRIC POWER DISTRIBUTION PLC | SOLAR | PHOTOVOLTAIC | NO | TBC | TBC | 49.9 | DATA NOT AVAILABLE | DATA NOT AVAILABLE | DATA NOT AVAILABLE | DATA NOT AVAILABLE | DATA NOT AVAILABLE | DATA NOT AVAILABLE | DATA NOT AVAILABLE | DATA NOT AVAILABLE | DATA NOT AVAILABLE | DATA NOT AVAILABLE | DATA NOT AVAILABLE | DATA NOT AVAILABLE | To Be Confirmed | ACCEPTED TO CONNECT | DATA NOT AVAILABLE | DATA NOT AVAILABLE | DATA NOT AVAILABLE | DATA NOT AVAILABLE | DATA NOT AVAILABLE | DATA NOT AVAILABLE | 49.9 | 49.9 | 52.526 | 2 | 1.9 | 2020-12-15 | TBC | N | DATA NOT AVAILABLE | N/A | TBC | SSEN_Rein_065 | DATA NOT AVAILABLE | 2020-12-21
DATA NOT AVAILABLE | DATA NOT AVAILABLE | BOUYGUES E&S SOLUTIONS LTD. | 5MW PV 1MW BATTERY | BLENHEIM PALACE & ESTATE | LAND OFF BANBURY RD WOODSTOCK | KIDLINGTON | OXFORDSHIRE | OX20 1LQ | ENGLAND | 445305 | 217051 | COWL | YARN 33kV | WOODSTOCK | 11 | SOUTHERN ELECTRIC POWER DISTRIBUTION PLC | SOLAR | PHOTOVOLTAIC | NO | TBC | TBC | 6 | STORED ENERGY (ALL STORED ENERGY IRRESPECTVE OF THE ORIGINAL ENERGY SOURCE) | STORAGE - ELECTROCHEMICAL (BATTERIES) | N/A | TBC | TBC | 1.316 | DATA NOT AVAILABLE | DATA NOT AVAILABLE | DATA NOT AVAILABLE | DATA NOT AVAILABLE | DATA NOT AVAILABLE | DATA NOT AVAILABLE | To Be Confirmed | ACCEPTED TO CONNECT | DATA NOT AVAILABLE | DATA NOT AVAILABLE | DATA NOT AVAILABLE | DATA NOT AVAILABLE | DATA NOT AVAILABLE | DATA NOT AVAILABLE | 6 | 5 | 5.263 | 1.25 | 1.188 | 2020-12-15 | TBC | N | DATA NOT AVAILABLE | N/A | TBC | N/A | DATA NOT AVAILABLE | 2020-12-21
DATA NOT AVAILABLE | DATA NOT AVAILABLE | A & W BROCK LTD | 43.975MW - PV & BATTERY | MANOR FARM | WEST WORLDHAM | ALTON | HAMPSHIRE | GU34 3BD | ENGLAND | 474091 | 137006 | FLEE | ALTO 33kV | ALTON LOCAL | 0.4 | SOUTHERN ELECTRIC POWER DISTRIBUTION PLC | SOLAR | PHOTOVOLTAIC | NO | TBC | TBC | 43.975 | STORED ENERGY (ALL STORED ENERGY IRRESPECTVE OF THE ORIGINAL ENERGY SOURCE) | STORAGE - ELECTROCHEMICAL (BATTERIES) | N/A | TBC | TBC | 21.053 | DATA NOT AVAILABLE | DATA NOT AVAILABLE | DATA NOT AVAILABLE | DATA NOT AVAILABLE | DATA NOT AVAILABLE | DATA NOT AVAILABLE | To Be Confirmed | ACCEPTED TO CONNECT | DATA NOT AVAILABLE | DATA NOT AVAILABLE | DATA NOT AVAILABLE | DATA NOT AVAILABLE | DATA NOT AVAILABLE | DATA NOT AVAILABLE | 43.975 | 43.975 | 46.289 | 20 | 19 | 2020-12-16 | TBC | N | DATA NOT AVAILABLE | N/A | TBC | N/A | DATA NOT AVAILABLE | 2020-12-21
DATA NOT AVAILABLE | DATA NOT AVAILABLE | FICHTNER CONSULTING ENGINEERS LTD | 30MW STEAM TURBINE | FORD CIRCULAR ENERGY PARK | FORD AIRFIELD INDUSTRIAL ESTATE | ARUNDEL | WEST SUSSEX | BN18 0HY | ENGLAND | 498968 | 103119 | LOVE | CHHE 33kV | TBC | TBC | SOUTHERN ELECTRIC POWER DISTRIBUTION PLC | WASTE | DATA NOT AVAILABLE | NO | TBC | TBC | 30 | DATA NOT AVAILABLE | DATA NOT AVAILABLE | DATA NOT AVAILABLE | DATA NOT AVAILABLE | DATA NOT AVAILABLE | DATA NOT AVAILABLE | DATA NOT AVAILABLE | DATA NOT AVAILABLE | DATA NOT AVAILABLE | DATA NOT AVAILABLE | DATA NOT AVAILABLE | DATA NOT AVAILABLE | To Be Confirmed | ACCEPTED TO CONNECT | DATA NOT AVAILABLE | DATA NOT AVAILABLE | DATA NOT AVAILABLE | DATA NOT AVAILABLE | DATA NOT AVAILABLE | DATA NOT AVAILABLE | 30 | 30 | 31.579 | 5.684 | 5.4 | 2020-12-01 | TBC | N | DATA NOT AVAILABLE | N/A | TBC | SSEN_Rein_068 | DATA NOT AVAILABLE | 2020-12-21
DATA NOT AVAILABLE | DATA NOT AVAILABLE | SSE GENERATION LTD | TUMMEL BRIDGE POWER STATION | TUMMEL BRIDGE POWER STATION | 3 RIVERSIDE TUMMEL BRIDGE | PITLOCHRY | PERTHSHIRE AND KINROSS | PH16 5SB | SCOTLAND | 276354 | 759013 | TUMB | N/A | TUMMEL BRIDGE GRID | TBC | SCOTTISH HYDRO ELECTRIC POWER DISTRIBUTION PLC | WATER (FLOWING WATER OR HEAD OF WATER) | HYDRO - OTHER | NO | TBC | TBC | 6.46 | DATA NOT AVAILABLE | DATA NOT AVAILABLE | DATA NOT AVAILABLE | DATA NOT AVAILABLE | DATA NOT AVAILABLE | DATA NOT AVAILABLE | DATA NOT AVAILABLE | DATA NOT AVAILABLE | DATA NOT AVAILABLE | DATA NOT AVAILABLE | DATA NOT AVAILABLE | DATA NOT AVAILABLE | To Be Confirmed | ACCEPTED TO CONNECT | DATA NOT AVAILABLE | DATA NOT AVAILABLE | DATA NOT AVAILABLE | DATA NOT AVAILABLE | DATA NOT AVAILABLE | DATA NOT AVAILABLE | 6.46 | 6.46 | 6.8 | 0 | 0 | 2020-12-04 | TBC | N | DATA NOT AVAILABLE | N/A | TBC | SSEN_Rein_063 | DATA NOT AVAILABLE | 2020-12-21
DATA NOT AVAILABLE | DATA NOT AVAILABLE | HAWKSMOOR ENERGY LIMITED | 22MW BATTERY | NORTH MAINS BATTERY STORAGE PARK | SUTTIESIDE FARM | FORFAR | ANGUS | DD8 3RN | SCOTLAND | 345570 | 751847 | LUNA | N/A | TBC | TBC | SCOTTISH HYDRO ELECTRIC POWER DISTRIBUTION PLC | Stored Energy (all stored energy irrespective of the original energy source) | Storage - Electrochemical (Batteries) | NO | TBC | TBC | 22 | DATA NOT AVAILABLE | DATA NOT AVAILABLE | DATA NOT AVAILABLE | DATA NOT AVAILABLE | DATA NOT AVAILABLE | DATA NOT AVAILABLE | DATA NOT AVAILABLE | DATA NOT AVAILABLE | DATA NOT AVAILABLE | DATA NOT AVAILABLE | DATA NOT AVAILABLE | DATA NOT AVAILABLE | To Be Confirmed | ACCEPTED TO CONNECT | DATA NOT AVAILABLE | DATA NOT AVAILABLE | DATA NOT AVAILABLE | DATA NOT AVAILABLE | DATA NOT AVAILABLE | DATA NOT AVAILABLE | 22 | 22 | 23.158 | 22 | 20.9 | 2020-12-15 | TBC | N | DATA NOT AVAILABLE | N/A | TBC | N/A | DATA NOT AVAILABLE | 2020-12-21
DATA NOT AVAILABLE | DATA NOT AVAILABLE | EUROPEAN MARINE ENERGY CENTRE | RPZ ADDITION 7.2MW TIDAL TOTAL | DATA NOT AVAILABLE | EMEC EDAY TEST SITE EDAY | ORKNEY | ORKNEY ISLANDS | KW17 2AA | SCOTLAND | 356176 | 1030812 | THSO | N/A | EDAY TIDAL STREAM | TBC | SCOTTISH HYDRO ELECTRIC POWER DISTRIBUTION PLC | WATER (FLOWING WATER OR HEAD OF WATER) | TIDAL STREAM DEVICES | NO | TBC | TBC | 3.2 | DATA NOT AVAILABLE | DATA NOT AVAILABLE | DATA NOT AVAILABLE | DATA NOT AVAILABLE | DATA NOT AVAILABLE | DATA NOT AVAILABLE | DATA NOT AVAILABLE | DATA NOT AVAILABLE | DATA NOT AVAILABLE | DATA NOT AVAILABLE | DATA NOT AVAILABLE | DATA NOT AVAILABLE | Yes | ACCEPTED TO CONNECT | DATA NOT AVAILABLE | DATA NOT AVAILABLE | DATA NOT AVAILABLE | DATA NOT AVAILABLE | DATA NOT AVAILABLE | DATA NOT AVAILABLE | 3.2 | 3.2 | 3.368 | 0 | 0 | 2020-12-11 | TBC | N | DATA NOT AVAILABLE | N/A | TBC | N/A | DATA NOT AVAILABLE | 2020-12-21
DATA NOT AVAILABLE | DATA NOT AVAILABLE | GREEN FROG CONNECT | FT5MW - BATTERY ADD CAP (30MW - BATTERY EXISTING) | FT MANNINGTON DEPOT STORAGE | TRADING ESTATE | SWINDON | WILTSHIRE | SN2 2QG | ENGLAND | 413272 | 186185 | MITY | TOOT 33kV | TBC | TBC | SOUTHERN ELECTRIC POWER DISTRIBUTION PLC | Stored Energy (all stored energy irrespective of the original energy source) | Storage - Electrochemical (Batteries) | NO | TBC | TBC | 5 | DATA NOT AVAILABLE | DATA NOT AVAILABLE | DATA NOT AVAILABLE | DATA NOT AVAILABLE | DATA NOT AVAILABLE | DATA NOT AVAILABLE | DATA NOT AVAILABLE | DATA NOT AVAILABLE | DATA NOT AVAILABLE | DATA NOT AVAILABLE | DATA NOT AVAILABLE | DATA NOT AVAILABLE | To Be Confirmed | ACCEPTED TO CONNECT | DATA NOT AVAILABLE | DATA NOT AVAILABLE | DATA NOT AVAILABLE | DATA NOT AVAILABLE | DATA NOT AVAILABLE | DATA NOT AVAILABLE | 5 | 5 | 5.263 | 5.263 | 5 | 2020-10-12 | TBC | N | DATA NOT AVAILABLE | N/A | TBC | N/A | DATA NOT AVAILABLE | 2020-12-21
DATA NOT AVAILABLE | DATA NOT AVAILABLE | CONRAD ENERGY (DEVELOPMENTS) LIMITED | 7.2MW - GAS (7.605MW INSTALL) | BISHOPSTOKE POWER GENERATION PLANT | CHICKENHALL LANE BISHOPSTOKE | EASTLEIGH | HAMPSHIRE | SO50 6YU | ENGLAND | 446331 | 118416 | NURS | VELM 33kV | BISHOPSTOKE | 11 | SOUTHERN ELECTRIC POWER DISTRIBUTION PLC | ADVANCED FUEL (PRODUCED VIA GASIFICATION OR PYROLYSIS OF BIOFUEL OR WASTE) | GAS TURBINE (OCGT) | NO | TBC | TBC | 7.605 | DATA NOT AVAILABLE | DATA NOT AVAILABLE | DATA NOT AVAILABLE | DATA NOT AVAILABLE | DATA NOT AVAILABLE | DATA NOT AVAILABLE | DATA NOT AVAILABLE | DATA NOT AVAILABLE | DATA NOT AVAILABLE | DATA NOT AVAILABLE | DATA NOT AVAILABLE | DATA NOT AVAILABLE | To Be Confirmed | ACCEPTED TO CONNECT | DATA NOT AVAILABLE | DATA NOT AVAILABLE | DATA NOT AVAILABLE | DATA NOT AVAILABLE | DATA NOT AVAILABLE | DATA NOT AVAILABLE | 7.605 | 7.2 | 7.579 | 0.3 | 0.285 | 2020-11-25 | TBC | N | DATA NOT AVAILABLE | N/A | TBC | N/A | DATA NOT AVAILABLE | 2020-12-21
DATA NOT AVAILABLE | DATA NOT AVAILABLE | RENEWABLE ENERGY SYSTEMS LTD. | DG THURSO | CAIRNMORE HILL WIND GENERATING STATION | CAIRNMORE HILL | THURSO | HIGHLAND | KW14 7XU | SCOTLAND | 305421 | 969095 | THSO | N/A | THURSO GRID | TBC | SCOTTISH HYDRO ELECTRIC POWER DISTRIBUTION PLC | WIND | ONSHORE WIND TURBINES | NO | TBC | TBC | 46 | DATA NOT AVAILABLE | DATA NOT AVAILABLE | DATA NOT AVAILABLE | DATA NOT AVAILABLE | DATA NOT AVAILABLE | DATA NOT AVAILABLE | DATA NOT AVAILABLE | DATA NOT AVAILABLE | DATA NOT AVAILABLE | DATA NOT AVAILABLE | DATA NOT AVAILABLE | DATA NOT AVAILABLE | To Be Confirmed | ACCEPTED TO CONNECT | DATA NOT AVAILABLE | DATA NOT AVAILABLE | DATA NOT AVAILABLE | DATA NOT AVAILABLE | DATA NOT AVAILABLE | DATA NOT AVAILABLE | 46 | 36 | 37.895 | 10.53 | 10.004 | 2020-12-04 | TBC | N | DATA NOT AVAILABLE | N/A | TBC | N/A | DATA NOT AVAILABLE | 2020-12-21
DATA NOT AVAILABLE | DATA NOT AVAILABLE | DNO CONSULTING LTD | 10MW CRUXTON FARM PV | DATA NOT AVAILABLE | CRUXTON FARM MAIDEN NEWTON | DORCHESTER | DORSET | DT2 0EB | ENGLAND | 360190 | 96475 | CHIC | CHIC 33kV | TBC | TBC | SOUTHERN ELECTRIC POWER DISTRIBUTION PLC | SOLAR | PHOTOVOLTAIC | NO | TBC | TBC | 20 | DATA NOT AVAILABLE | DATA NOT AVAILABLE | DATA NOT AVAILABLE | DATA NOT AVAILABLE | DATA NOT AVAILABLE | DATA NOT AVAILABLE | DATA NOT AVAILABLE | DATA NOT AVAILABLE | DATA NOT AVAILABLE | DATA NOT AVAILABLE | DATA NOT AVAILABLE | DATA NOT AVAILABLE | To Be Confirmed | ACCEPTED TO CONNECT | DATA NOT AVAILABLE | DATA NOT AVAILABLE | DATA NOT AVAILABLE | DATA NOT AVAILABLE | DATA NOT AVAILABLE | DATA NOT AVAILABLE | 20 | 10 | 10.526 | 10.53 | 10.004 | 2020-12-21 | TBC | N | DATA NOT AVAILABLE | N/A | TBC | SSEN_Rein_102 | DATA NOT AVAILABLE | 2021-01-29
DATA NOT AVAILABLE | DATA NOT AVAILABLE | ANESCO LTD | FT SIDDINGTON - PV | LAND TO THE EAST OF ASHTON ROAD | SIDDINGTON | CIRENCESTER | GLOUCESTERSHIRE | GL7 6DB | ENGLAND | 403696 | 197870 | MITY | CIRE 33kV | TBC | TBC | SOUTHERN ELECTRIC POWER DISTRIBUTION PLC | SOLAR | PHOTOVOLTAIC | NO | TBC | TBC | 23 | DATA NOT AVAILABLE | DATA NOT AVAILABLE | DATA NOT AVAILABLE | DATA NOT AVAILABLE | DATA NOT AVAILABLE | DATA NOT AVAILABLE | DATA NOT AVAILABLE | DATA NOT AVAILABLE | DATA NOT AVAILABLE | DATA NOT AVAILABLE | DATA NOT AVAILABLE | DATA NOT AVAILABLE | To Be Confirmed | ACCEPTED TO CONNECT | DATA NOT AVAILABLE | DATA NOT AVAILABLE | DATA NOT AVAILABLE | DATA NOT AVAILABLE | DATA NOT AVAILABLE | DATA NOT AVAILABLE | 23 | 23 | 24.211 | 0.05 | 0.048 | 2021-01-07 | TBC | N | DATA NOT AVAILABLE | N/A | TBC | N/A | DATA NOT AVAILABLE | 2021-01-29
DATA NOT AVAILABLE | DATA NOT AVAILABLE | RENEWABLE CONNECTIONS SOLAR HOLDINGS LIMITED | 24MW EXPORT 8.5MVA IMPORT | DATA NOT AVAILABLE | GRANGE FARM NORTH DENCHWORTH | WANTAGE | OXFORDSHIRE | OX12 0DW | ENGLAND | 438639 | 192824 | COWL | DRAY 33kV | TBC | TBC | SOUTHERN ELECTRIC POWER DISTRIBUTION PLC | SOLAR | PHOTOVOLTAIC | NO | TBC | TBC | 24.045 | DATA NOT AVAILABLE | DATA NOT AVAILABLE | DATA NOT AVAILABLE | DATA NOT AVAILABLE | DATA NOT AVAILABLE | DATA NOT AVAILABLE | DATA NOT AVAILABLE | DATA NOT AVAILABLE | DATA NOT AVAILABLE | DATA NOT AVAILABLE | DATA NOT AVAILABLE | DATA NOT AVAILABLE | To Be Confirmed | ACCEPTED TO CONNECT | DATA NOT AVAILABLE | DATA NOT AVAILABLE | DATA NOT AVAILABLE | DATA NOT AVAILABLE | DATA NOT AVAILABLE | DATA NOT AVAILABLE | 24.045 | 24 | 25.263 | 0.266 | 0.253 | 2020-12-22 | TBC | N | DATA NOT AVAILABLE | N/A | TBC | SSEN_Rein_074 | DATA NOT AVAILABLE | 2021-01-29
DATA NOT AVAILABLE | DATA NOT AVAILABLE | KEBBLE LTD | LONDON ROAD PV | DATA NOT AVAILABLE | LAND SOUTH OF LONDON ROAD POULTON | CIRENCESTER | GLOUCESTERSHIRE | GL7 5JN | ENGLAND | 411947 | 200327 | MITY | SWIN 33kV | TBC | TBC | SOUTHERN ELECTRIC POWER DISTRIBUTION PLC | SOLAR | PHOTOVOLTAIC | NO | TBC | TBC | 15 | DATA NOT AVAILABLE | DATA NOT AVAILABLE | DATA NOT AVAILABLE | DATA NOT AVAILABLE | DATA NOT AVAILABLE | DATA NOT AVAILABLE | DATA NOT AVAILABLE | DATA NOT AVAILABLE | DATA NOT AVAILABLE | DATA NOT AVAILABLE | DATA NOT AVAILABLE | DATA NOT AVAILABLE | To Be Confirmed | ACCEPTED TO CONNECT | DATA NOT AVAILABLE | DATA NOT AVAILABLE | DATA NOT AVAILABLE | DATA NOT AVAILABLE | DATA NOT AVAILABLE | DATA NOT AVAILABLE | 15 | 15 | 15.789 | 0.15 | 0.143 | 2021-01-11 | TBC | N | DATA NOT AVAILABLE | N/A | TBC | N/A | DATA NOT AVAILABLE | 2021-01-29
DATA NOT AVAILABLE | DATA NOT AVAILABLE | NOVALUX ENERGY SOLUTIONS LTD | 0.7MW - BIOMASS CHP | GOODWOOD CHP, REDVINS FARM | GOODWOOD ESTATE | CHICHESTER | WEST SUSSEX | PO18 0QJ | ENGLAND | 490197 | 108126 | LOVE | CHHE 33kV | TBC | TBC | SOUTHERN ELECTRIC POWER DISTRIBUTION PLC | BIOFUEL - OTHER | ENGINE (COMBUSTION / RECIPROCATING) | YES | TBC | TBC | 0.7 | DATA NOT AVAILABLE | DATA NOT AVAILABLE | DATA NOT AVAILABLE | DATA NOT AVAILABLE | DATA NOT AVAILABLE | DATA NOT AVAILABLE | DATA NOT AVAILABLE | DATA NOT AVAILABLE | DATA NOT AVAILABLE | DATA NOT AVAILABLE | DATA NOT AVAILABLE | DATA NOT AVAILABLE | To Be Confirmed | ACCEPTED TO CONNECT | DATA NOT AVAILABLE | DATA NOT AVAILABLE | DATA NOT AVAILABLE | DATA NOT AVAILABLE | DATA NOT AVAILABLE | DATA NOT AVAILABLE | 0.7 | 0.7 | 0.737 | 1.2 | 1.14 | 2020-12-16 | TBC | N | DATA NOT AVAILABLE | N/A | TBC | SSEN_Rein_104 | DATA NOT AVAILABLE | 2021-01-29
DATA NOT AVAILABLE | DATA NOT AVAILABLE | RE PROJECTS DEVELOPMENT LTD | 100MW - BATTERY | PENN CROFT FARM BESS, PENN CROFT FARM | DATA NOT AVAILABLE | FARNHAM | HAMPSHIRE | GU10 5PX | ENGLAND | 478430 | 148816 | FLEE | COXW 33kV | TBC | TBC | SOUTHERN ELECTRIC POWER DISTRIBUTION PLC | Stored Energy (all stored energy irrespective of the original energy source) | Storage - Electrochemical (Batteries) | NO | TBC | TBC | 100 | DATA NOT AVAILABLE | DATA NOT AVAILABLE | DATA NOT AVAILABLE | DATA NOT AVAILABLE | DATA NOT AVAILABLE | DATA NOT AVAILABLE | DATA NOT AVAILABLE | DATA NOT AVAILABLE | DATA NOT AVAILABLE | DATA NOT AVAILABLE | DATA NOT AVAILABLE | DATA NOT AVAILABLE | To Be Confirmed | ACCEPTED TO CONNECT | DATA NOT AVAILABLE | DATA NOT AVAILABLE | DATA NOT AVAILABLE | DATA NOT AVAILABLE | DATA NOT AVAILABLE | DATA NOT AVAILABLE | 100 | 100 | 105.263 | 105.263 | 100 | 2020-12-21 | TBC | N | DATA NOT AVAILABLE | N/A | TBC | N/A | DATA NOT AVAILABLE | 2021-01-29
DATA NOT AVAILABLE | DATA NOT AVAILABLE | HILL PARTNERSHIPS LTD | 270KW - CHP & 2,959.1KVA DEMAND | SITE AT | LAMPTON ROAD | HOUNSLOW | GREATER LONDON | TW3 4FB | ENGLAND | 513490 | 176212 | EALI | EALI 22kV | BRIDGE ROAD | 11 | SOUTHERN ELECTRIC POWER DISTRIBUTION PLC | BIOFUEL - OTHER | ENGINE (COMBUSTION / RECIPROCATING) | YES | TBC | TBC | 0.27 | DATA NOT AVAILABLE | DATA NOT AVAILABLE | DATA NOT AVAILABLE | DATA NOT AVAILABLE | DATA NOT AVAILABLE | DATA NOT AVAILABLE | DATA NOT AVAILABLE | DATA NOT AVAILABLE | DATA NOT AVAILABLE | DATA NOT AVAILABLE | DATA NOT AVAILABLE | DATA NOT AVAILABLE | To Be Confirmed | ACCEPTED TO CONNECT | DATA NOT AVAILABLE | DATA NOT AVAILABLE | DATA NOT AVAILABLE | DATA NOT AVAILABLE | DATA NOT AVAILABLE | DATA NOT AVAILABLE | 0.27 | 0.27 | 0.284 | 2.959 | 2.811 | 2021-01-12 | TBC | N | DATA NOT AVAILABLE | N/A | TBC | N/A | DATA NOT AVAILABLE | 2021-01-29
DATA NOT AVAILABLE | DATA NOT AVAILABLE | ORKNEY ISLANDS COUNCIL | ORKNEY PPGA RE-COST | NORTH PIER SHOWER POWER | FERRY ROAD | STROMNESS | ORKNEY | KW16 3BH | SCOTLAND | 325593 | 1009263 | THSO | N/A | STROMNESS | 11 | SCOTTISH HYDRO ELECTRIC POWER DISTRIBUTION PLC | OTHER | OTHER | NO | TBC | TBC | 1.08 | DATA NOT AVAILABLE | DATA NOT AVAILABLE | DATA NOT AVAILABLE | DATA NOT AVAILABLE | DATA NOT AVAILABLE | DATA NOT AVAILABLE | DATA NOT AVAILABLE | DATA NOT AVAILABLE | DATA NOT AVAILABLE | DATA NOT AVAILABLE | DATA NOT AVAILABLE | DATA NOT AVAILABLE | To Be Confirmed | ACCEPTED TO CONNECT | DATA NOT AVAILABLE | DATA NOT AVAILABLE | DATA NOT AVAILABLE | DATA NOT AVAILABLE | DATA NOT AVAILABLE | DATA NOT AVAILABLE | 1.08 | 0 | 0 | 0 | 0 | 2021-01-19 | TBC | N | DATA NOT AVAILABLE | N/A | TBC | SSEN_Rein_101 | DATA NOT AVAILABLE | 2021-01-29
DATA NOT AVAILABLE | DATA NOT AVAILABLE | DATA NOT AVAILABLE | I WESTMILL - BATTERY STORAGE | WESTMILL FARM | WATCHFIELD SWINDON | SWINDON | WILTSHIRE | SN6 8TH | ENGLAND | 423237 | 190942 | MITY | STRA 33kV | TBC | TBC | SOUTHERN ELECTRIC POWER DISTRIBUTION PLC | Stored Energy (all stored energy irrespective of the original energy source) | Storage - Electrochemical (Batteries) | NO | TBC | TBC | 3 | DATA NOT AVAILABLE | DATA NOT AVAILABLE | DATA NOT AVAILABLE | DATA NOT AVAILABLE | DATA NOT AVAILABLE | DATA NOT AVAILABLE | DATA NOT AVAILABLE | DATA NOT AVAILABLE | DATA NOT AVAILABLE | DATA NOT AVAILABLE | DATA NOT AVAILABLE | DATA NOT AVAILABLE | To Be Confirmed | ACCEPTED TO CONNECT | DATA NOT AVAILABLE | DATA NOT AVAILABLE | DATA NOT AVAILABLE | DATA NOT AVAILABLE | DATA NOT AVAILABLE | DATA NOT AVAILABLE | 3 | 3 | 3.158 | 3.158 | 3 | 2021-01-07 | TBC | N | DATA NOT AVAILABLE | N/A | TBC | SSEN_Rein_099 | DATA NOT AVAILABLE | 2021-01-29
DATA NOT AVAILABLE | DATA NOT AVAILABLE | AMP ENERGY SERVICES LTD | 4.052MW - Gas | CENTRIC POWER | ANDOVER BUSINESS PARK | ANDOVER | HAMPSHIRE | SP11 8BF | ENGLAND | 433660 | 145751 | BRLE | ANDO 33kV | PORTWAY | 11 | SOUTHERN ELECTRIC POWER DISTRIBUTION PLC | ADVANCED FUEL (PRODUCED VIA GASIFICATION OR PYROLYSIS OF BIOFUEL OR WASTE) | GAS TURBINE (OCGT) | NO | TBC | TBC | 4.052 | DATA NOT AVAILABLE | DATA NOT AVAILABLE | DATA NOT AVAILABLE | DATA NOT AVAILABLE | DATA NOT AVAILABLE | DATA NOT AVAILABLE | DATA NOT AVAILABLE | DATA NOT AVAILABLE | DATA NOT AVAILABLE | DATA NOT AVAILABLE | DATA NOT AVAILABLE | DATA NOT AVAILABLE | To Be Confirmed | ACCEPTED TO CONNECT | DATA NOT AVAILABLE | DATA NOT AVAILABLE | DATA NOT AVAILABLE | DATA NOT AVAILABLE | DATA NOT AVAILABLE | DATA NOT AVAILABLE | 4.052 | 4.052 | 4.265 | 0.211 | 0.2 | 2021-01-27 | TBC | N | DATA NOT AVAILABLE | N/A | TBC | SSEN_Rein_075 | DATA NOT AVAILABLE | 2021-02-18
DATA NOT AVAILABLE | DATA NOT AVAILABLE | AVON UTILITIES AND GENERATION LIMITED | 50MW - BATTERY | GERARD HALL BATTERY SITE | MILL LANE NURSLING | SOUTHAMPTON | HAMPSHIRE | SO16 0YE | ENGLAND | 435578 | 115796 | TBC | TBC | TBC | TBC | SOUTHERN ELECTRIC POWER DISTRIBUTION PLC | Stored Energy (all stored energy irrespective of the original energy source) | Storage - Electrochemical (Batteries) | NO | TBC | TBC | 50 | DATA NOT AVAILABLE | DATA NOT AVAILABLE | DATA NOT AVAILABLE | DATA NOT AVAILABLE | DATA NOT AVAILABLE | DATA NOT AVAILABLE | DATA NOT AVAILABLE | DATA NOT AVAILABLE | DATA NOT AVAILABLE | DATA NOT AVAILABLE | DATA NOT AVAILABLE | DATA NOT AVAILABLE | To Be Confirmed | ACCEPTED TO CONNECT | DATA NOT AVAILABLE | DATA NOT AVAILABLE | DATA NOT AVAILABLE | DATA NOT AVAILABLE | DATA NOT AVAILABLE | DATA NOT AVAILABLE | 50 | 50 | 52.632 | 57.208 | 54.348 | 2021-01-27 | TBC | N | DATA NOT AVAILABLE | N/A | TBC | N/A | DATA NOT AVAILABLE | 2021-02-18
DATA NOT AVAILABLE | DATA NOT AVAILABLE | EDF ENERGY RENEWABLES LIMITED | AIRIGH WIND FARM | AIRIGH WIND FARM | ORMSARY | LOCHGILPHEAD | ARGYLL AND BUTE | PA31 8PE | SCOTLAND | 173927 | 671884 | PORA | N/A | PORT ANN GRID | TBC | SCOTTISH HYDRO ELECTRIC POWER DISTRIBUTION PLC | WIND | ONSHORE WIND TURBINES | NO | TBC | TBC | 38.4 | DATA NOT AVAILABLE | DATA NOT AVAILABLE | DATA NOT AVAILABLE | DATA NOT AVAILABLE | DATA NOT AVAILABLE | DATA NOT AVAILABLE | DATA NOT AVAILABLE | DATA NOT AVAILABLE | DATA NOT AVAILABLE | DATA NOT AVAILABLE | DATA NOT AVAILABLE | DATA NOT AVAILABLE | To Be Confirmed | ACCEPTED TO CONNECT | DATA NOT AVAILABLE | DATA NOT AVAILABLE | DATA NOT AVAILABLE | DATA NOT AVAILABLE | DATA NOT AVAILABLE | DATA NOT AVAILABLE | 38.4 | 38.4 | 40.421 | 0.895 | 0.85 | 2021-02-04 | TBC | N | DATA NOT AVAILABLE | N/A | TBC | N/A | DATA NOT AVAILABLE | 2021-02-18
DATA NOT AVAILABLE | DATA NOT AVAILABLE | PS RENEWABLES | SULHAMSTEAD ABBOTS SOLAR FARM 7.2MW - PV | STUD FARM | SULHAMSTEAD ROAD | READING | BERKSHIRE | RG7 4EE | ENGLAND | 465022 | 167687 | BRLE | BURG 33kV | TRASH GREEN | 11 | SOUTHERN ELECTRIC POWER DISTRIBUTION PLC | SOLAR | PHOTOVOLTAIC | NO | TBC | TBC | 7.6 | DATA NOT AVAILABLE | DATA NOT AVAILABLE | DATA NOT AVAILABLE | DATA NOT AVAILABLE | DATA NOT AVAILABLE | DATA NOT AVAILABLE | DATA NOT AVAILABLE | DATA NOT AVAILABLE | DATA NOT AVAILABLE | DATA NOT AVAILABLE | DATA NOT AVAILABLE | DATA NOT AVAILABLE | To Be Confirmed | ACCEPTED TO CONNECT | DATA NOT AVAILABLE | DATA NOT AVAILABLE | DATA NOT AVAILABLE | DATA NOT AVAILABLE | DATA NOT AVAILABLE | DATA NOT AVAILABLE | 7.6 | 7.6 | 8 | 0.111 | 0.105 | 2021-02-10 | TBC | N | DATA NOT AVAILABLE | N/A | TBC | N/A | DATA NOT AVAILABLE | 2021-04-08
DATA NOT AVAILABLE | DATA NOT AVAILABLE | ROADNIGHT TAYLOR | 10 MW - PV | ALDERTON | WILTSHIRE | SHAFTESBURY | WILTSHIRE | SN14 6EY | ENGLAND | 384729 | 183711 | MELK | CHIP 33kV | TBC | TBC | SOUTHERN ELECTRIC POWER DISTRIBUTION PLC | SOLAR | PHOTOVOLTAIC | NO | TBC | TBC | 10 | DATA NOT AVAILABLE | DATA NOT AVAILABLE | DATA NOT AVAILABLE | DATA NOT AVAILABLE | DATA NOT AVAILABLE | DATA NOT AVAILABLE | DATA NOT AVAILABLE | DATA NOT AVAILABLE | DATA NOT AVAILABLE | DATA NOT AVAILABLE | DATA NOT AVAILABLE | DATA NOT AVAILABLE | To Be Confirmed | ACCEPTED TO CONNECT | DATA NOT AVAILABLE | DATA NOT AVAILABLE | DATA NOT AVAILABLE | DATA NOT AVAILABLE | DATA NOT AVAILABLE | DATA NOT AVAILABLE | 10 | 10 | 10.526 | 0.053 | 0.05 | 2021-03-18 | TBC | N | DATA NOT AVAILABLE | N/A | TBC | SSEN_Rein_076 | DATA NOT AVAILABLE | 2021-04-08
DATA NOT AVAILABLE | DATA NOT AVAILABLE | OPDE UK LIMITED | NON COMP 47.5MW - PV | RYCOTE FARM | RYCOTE LANE GREAT HASELEY | OXFORD | OXFORDSHIRE | OX9 2PA | ENGLAND | 466878 | 204199 | COWL | COLO 33kV | TBC | TBC | SOUTHERN ELECTRIC POWER DISTRIBUTION PLC | SOLAR | PHOTOVOLTAIC | NO | TBC | TBC | 47.5 | DATA NOT AVAILABLE | DATA NOT AVAILABLE | DATA NOT AVAILABLE | DATA NOT AVAILABLE | DATA NOT AVAILABLE | DATA NOT AVAILABLE | DATA NOT AVAILABLE | DATA NOT AVAILABLE | DATA NOT AVAILABLE | DATA NOT AVAILABLE | DATA NOT AVAILABLE | DATA NOT AVAILABLE | To Be Confirmed | ACCEPTED TO CONNECT | DATA NOT AVAILABLE | DATA NOT AVAILABLE | DATA NOT AVAILABLE | DATA NOT AVAILABLE | DATA NOT AVAILABLE | DATA NOT AVAILABLE | 47.5 | 42 | 44.211 | 0.632 | 0.6 | 2021-02-10 | TBC | N | DATA NOT AVAILABLE | N/A | TBC | N/A | DATA NOT AVAILABLE | 2021-04-08
DATA NOT AVAILABLE | DATA NOT AVAILABLE | SOLAR 2 LIMITED | OXFO 26MW SOLAR FARM | TBC | CUMNOR SOUTH CUMNOR | OXFORD | OXFORDSHIRE | OX2 9GR | ENGLAND | 448766 | 204831 | COWL | COLO 33kV | TBC | TBC | SOUTHERN ELECTRIC POWER DISTRIBUTION PLC | SOLAR | PHOTOVOLTAIC | NO | TBC | TBC | 21 | DATA NOT AVAILABLE | DATA NOT AVAILABLE | DATA NOT AVAILABLE | DATA NOT AVAILABLE | DATA NOT AVAILABLE | DATA NOT AVAILABLE | DATA NOT AVAILABLE | DATA NOT AVAILABLE | DATA NOT AVAILABLE | DATA NOT AVAILABLE | DATA NOT AVAILABLE | DATA NOT AVAILABLE | To Be Confirmed | ACCEPTED TO CONNECT | DATA NOT AVAILABLE | DATA NOT AVAILABLE | DATA NOT AVAILABLE | DATA NOT AVAILABLE | DATA NOT AVAILABLE | DATA NOT AVAILABLE | 21 | 21 | 22.105 | 0.333 | 0.316 | 2021-03-17 | TBC | N | DATA NOT AVAILABLE | N/A | TBC | SSEN_Rein_077 | DATA NOT AVAILABLE | 2021-04-08
DATA NOT AVAILABLE | DATA NOT AVAILABLE | ETHICAL POWER LTD | EPG NETLEY SOLAR NORTH LTD 4.625MW - PV | NETLEY PV | PORTSMOUTH ROAD, BURSLEDON | SOUTHAMPTON | HAMPSHIRE | SO31 8BT | ENGLAND | 447013 | 110328 | BOTW | NETC 33kV | TBC | TBC | SOUTHERN ELECTRIC POWER DISTRIBUTION PLC | SOLAR | PHOTOVOLTAIC | NO | TBC | TBC | 4.625 | DATA NOT AVAILABLE | DATA NOT AVAILABLE | DATA NOT AVAILABLE | DATA NOT AVAILABLE | DATA NOT AVAILABLE | DATA NOT AVAILABLE | DATA NOT AVAILABLE | DATA NOT AVAILABLE | DATA NOT AVAILABLE | DATA NOT AVAILABLE | DATA NOT AVAILABLE | DATA NOT AVAILABLE | To Be Confirmed | ACCEPTED TO CONNECT | DATA NOT AVAILABLE | DATA NOT AVAILABLE | DATA NOT AVAILABLE | DATA NOT AVAILABLE | DATA NOT AVAILABLE | DATA NOT AVAILABLE | 4.625 | 0 | 0 | 0 | 0 | 2021-03-16 | TBC | N | DATA NOT AVAILABLE | N/A | TBC | N/A | DATA NOT AVAILABLE | 2021-04-08
DATA NOT AVAILABLE | DATA NOT AVAILABLE | ESM POWER LTD | 9.96MW - PV | DEVIZES, TOWNSEND FARM | POULSHOT | DEVIZES | WILTSHIRE | SN10 1SD | ENGLAND | 396401 | 158983 | MELK | NORR 33kV | TBC | TBC | SOUTHERN ELECTRIC POWER DISTRIBUTION PLC | SOLAR | PHOTOVOLTAIC | NO | TBC | TBC | 9.96 | DATA NOT AVAILABLE | DATA NOT AVAILABLE | DATA NOT AVAILABLE | DATA NOT AVAILABLE | DATA NOT AVAILABLE | DATA NOT AVAILABLE | DATA NOT AVAILABLE | DATA NOT AVAILABLE | DATA NOT AVAILABLE | DATA NOT AVAILABLE | DATA NOT AVAILABLE | DATA NOT AVAILABLE | To Be Confirmed | ACCEPTED TO CONNECT | DATA NOT AVAILABLE | DATA NOT AVAILABLE | DATA NOT AVAILABLE | DATA NOT AVAILABLE | DATA NOT AVAILABLE | DATA NOT AVAILABLE | 9.96 | 9.96 | 10.484 | 0.111 | 0.105 | 2021-03-10 | TBC | N | DATA NOT AVAILABLE | N/A | TBC | N/A | DATA NOT AVAILABLE | 2021-04-08
DATA NOT AVAILABLE | DATA NOT AVAILABLE | SPING CHE LTD | FT AH PURTON SOLAR FARM - SOLAR | PURTON SOLAR FARM | MOPES LANE PURTON | SWINDON | WILTSHIRE | SN5 4HG | ENGLAND | 408781 | 188774 | MITY | SWIN 33kV | TBC | TBC | SOUTHERN ELECTRIC POWER DISTRIBUTION PLC | SOLAR | PHOTOVOLTAIC | NO | TBC | TBC | 19 | DATA NOT AVAILABLE | DATA NOT AVAILABLE | DATA NOT AVAILABLE | DATA NOT AVAILABLE | DATA NOT AVAILABLE | DATA NOT AVAILABLE | DATA NOT AVAILABLE | DATA NOT AVAILABLE | DATA NOT AVAILABLE | DATA NOT AVAILABLE | DATA NOT AVAILABLE | DATA NOT AVAILABLE | To Be Confirmed | ACCEPTED TO CONNECT | DATA NOT AVAILABLE | DATA NOT AVAILABLE | DATA NOT AVAILABLE | DATA NOT AVAILABLE | DATA NOT AVAILABLE | DATA NOT AVAILABLE | 19 | 19 | 20 | 0.166 | 0.158 | 2021-02-18 | TBC | N | DATA NOT AVAILABLE | N/A | TBC | SSEN_Rein_078 | DATA NOT AVAILABLE | 2021-04-08
DATA NOT AVAILABLE | DATA NOT AVAILABLE | INNOVA RENEWABLES LIMITED | 15MW EXPORT PV & BATTERY | SOUTH LYNCH SOLAR AND STORAGE PLANT, LAND AT VIOLET HILL COTTAGE | PART OF SOUTH LYNCH FARM HURSLEY | WINCHESTER | HAMPSHIRE | SO21 2JH | ENGLAND | 442728 | 126814 | NURS | WINC 33kV | TBC | TBC | SOUTHERN ELECTRIC POWER DISTRIBUTION PLC | SOLAR | PHOTOVOLTAIC | NO | TBC | TBC | 20.9 | STORED ENERGY (ALL STORED ENERGY IRRESPECTVE OF THE ORIGINAL ENERGY SOURCE) | STORAGE - ELECTROCHEMICAL (BATTERIES) | N/A | TBC | TBC | 4.526 | DATA NOT AVAILABLE | DATA NOT AVAILABLE | DATA NOT AVAILABLE | DATA NOT AVAILABLE | DATA NOT AVAILABLE | DATA NOT AVAILABLE | To Be Confirmed | ACCEPTED TO CONNECT | DATA NOT AVAILABLE | DATA NOT AVAILABLE | DATA NOT AVAILABLE | DATA NOT AVAILABLE | DATA NOT AVAILABLE | DATA NOT AVAILABLE | 20.9 | 15 | 15.789 | 4.526 | 4.3 | 2021-03-05 | TBC | N | DATA NOT AVAILABLE | N/A | TBC | N/A | DATA NOT AVAILABLE | 2021-04-08
DATA NOT AVAILABLE | DATA NOT AVAILABLE | SPING CHE LTD | HARDY SOLAR FARM - PV-REPLACE ENJ718 | FOSSIL FARM | WINFRITH NEWBURGH | DORCHESTER | DORSET | DT2 8DB | ENGLAND | 379826 | 84967 | MANN | WINH 33kV | WINFRITH HEATH | 11 | SOUTHERN ELECTRIC POWER DISTRIBUTION PLC | SOLAR | PHOTOVOLTAIC | NO | TBC | TBC | 29.4 | DATA NOT AVAILABLE | DATA NOT AVAILABLE | DATA NOT AVAILABLE | DATA NOT AVAILABLE | DATA NOT AVAILABLE | DATA NOT AVAILABLE | DATA NOT AVAILABLE | DATA NOT AVAILABLE | DATA NOT AVAILABLE | DATA NOT AVAILABLE | DATA NOT AVAILABLE | DATA NOT AVAILABLE | To Be Confirmed | ACCEPTED TO CONNECT | DATA NOT AVAILABLE | DATA NOT AVAILABLE | DATA NOT AVAILABLE | DATA NOT AVAILABLE | DATA NOT AVAILABLE | DATA NOT AVAILABLE | 29.4 | 29.4 | 30.947 | 0.247 | 0.235 | 2021-03-12 | TBC | N | DATA NOT AVAILABLE | N/A | TBC | N/A | DATA NOT AVAILABLE | 2021-04-08
DATA NOT AVAILABLE | DATA NOT AVAILABLE | DATA NOT AVAILABLE | 21.5MW - PV | TWELVE ACRE FARM | CHILBRIDGE ROAD EYNSHAM | WITNEY | OXFORDSHIRE | OX29 4BH | ENGLAND | 441309 | 209375 | COWL | YARN 33kV | TBC | TBC | SOUTHERN ELECTRIC POWER DISTRIBUTION PLC | SOLAR | PHOTOVOLTAIC | NO | TBC | TBC | 22.5 | DATA NOT AVAILABLE | DATA NOT AVAILABLE | DATA NOT AVAILABLE | DATA NOT AVAILABLE | DATA NOT AVAILABLE | DATA NOT AVAILABLE | DATA NOT AVAILABLE | DATA NOT AVAILABLE | DATA NOT AVAILABLE | DATA NOT AVAILABLE | DATA NOT AVAILABLE | DATA NOT AVAILABLE | To Be Confirmed | ACCEPTED TO CONNECT | DATA NOT AVAILABLE | DATA NOT AVAILABLE | DATA NOT AVAILABLE | DATA NOT AVAILABLE | DATA NOT AVAILABLE | DATA NOT AVAILABLE | 22.5 | 21.5 | 22.632 | 0.111 | 0.105 | 2021-03-17 | TBC | N | DATA NOT AVAILABLE | N/A | TBC | N/A | DATA NOT AVAILABLE | 2021-04-08
DATA NOT AVAILABLE | DATA NOT AVAILABLE | FES SUPPORT SERVICES | 29.8MW - PV | LAIRD SOLAR FARM, LAIRD'S FARM | LOCHHEAD QUARRY | FORFAR | ANGUS | DD8 2HX | SCOTLAND | 346596 | 750949 | LUNA | N/A | TBC | TBC | SCOTTISH HYDRO ELECTRIC POWER DISTRIBUTION PLC | SOLAR | PHOTOVOLTAIC | NO | TBC | TBC | 29.8 | DATA NOT AVAILABLE | DATA NOT AVAILABLE | DATA NOT AVAILABLE | DATA NOT AVAILABLE | DATA NOT AVAILABLE | DATA NOT AVAILABLE | DATA NOT AVAILABLE | DATA NOT AVAILABLE | DATA NOT AVAILABLE | DATA NOT AVAILABLE | DATA NOT AVAILABLE | DATA NOT AVAILABLE | To Be Confirmed | ACCEPTED TO CONNECT | DATA NOT AVAILABLE | DATA NOT AVAILABLE | DATA NOT AVAILABLE | DATA NOT AVAILABLE | DATA NOT AVAILABLE | DATA NOT AVAILABLE | 29.8 | 29.8 | 31.368 | 0.105 | 0.1 | 2021-03-09 | TBC | N | DATA NOT AVAILABLE | N/A | TBC | N/A | DATA NOT AVAILABLE | 2021-04-08
DATA NOT AVAILABLE | DATA NOT AVAILABLE | PM GROUP | THERMOFISHER SCIENTIFIC BASINGSTOKE 0.774MW - CHP | THERMOFISHER BASINGSTOKE | WADE ROAD | BASINGSTOKE | HAMPSHIRE | RG24 8PW | ENGLAND | 465258 | 154040 | BRLE | BASI 33kV | BASINGSTOKE | 11 | SOUTHERN ELECTRIC POWER DISTRIBUTION PLC | BIOFUEL - OTHER | ENGINE (COMBUSTION / RECIPROCATING) | YES | TBC | TBC | 0.774 | DATA NOT AVAILABLE | DATA NOT AVAILABLE | DATA NOT AVAILABLE | DATA NOT AVAILABLE | DATA NOT AVAILABLE | DATA NOT AVAILABLE | DATA NOT AVAILABLE | DATA NOT AVAILABLE | DATA NOT AVAILABLE | DATA NOT AVAILABLE | DATA NOT AVAILABLE | DATA NOT AVAILABLE | To Be Confirmed | ACCEPTED TO CONNECT | DATA NOT AVAILABLE | DATA NOT AVAILABLE | DATA NOT AVAILABLE | DATA NOT AVAILABLE | DATA NOT AVAILABLE | DATA NOT AVAILABLE | 0.774 | 0.774 | 0.815 | 1.295 | 1.23 | 2021-03-03 | 00/01/1900 | N | DATA NOT AVAILABLE | N/A | TBC | N/A | DATA NOT AVAILABLE | 2021-04-08
DATA NOT AVAILABLE | DATA NOT AVAILABLE | BLACKPARK ENERGY STORAGE LTD | SP - 49.9MW - BATTERY | BLACKPARK FARM | DATA NOT AVAILABLE | NAIRN | HIGHLAND | IV12 5HY | SCOTLAND | 291560 | 854364 | NAIR | N/A | TBC | TBC | SCOTTISH HYDRO ELECTRIC POWER DISTRIBUTION PLC | Stored Energy (all stored energy irrespective of the original energy source) | Storage - Electrochemical (Batteries) | NO | TBC | TBC | 49.99 | DATA NOT AVAILABLE | DATA NOT AVAILABLE | DATA NOT AVAILABLE | DATA NOT AVAILABLE | DATA NOT AVAILABLE | DATA NOT AVAILABLE | DATA NOT AVAILABLE | DATA NOT AVAILABLE | DATA NOT AVAILABLE | DATA NOT AVAILABLE | DATA NOT AVAILABLE | DATA NOT AVAILABLE | To Be Confirmed | ACCEPTED TO CONNECT | DATA NOT AVAILABLE | DATA NOT AVAILABLE | DATA NOT AVAILABLE | DATA NOT AVAILABLE | DATA NOT AVAILABLE | DATA NOT AVAILABLE | 49.99 | 49.99 | 52.621 | 52.621 | 49.99 | 2021-02-16 | TBC | N | DATA NOT AVAILABLE | N/A | TBC | N/A | DATA NOT AVAILABLE | 2021-04-08
DATA NOT AVAILABLE | DATA NOT AVAILABLE | NAREC DISTRIBUTED ENERGY | LYNDHURST BATTERY | LAND OFF DUNSINMORE AVENUE | DUNSINMORE INDUSTRIAL ESTATE | DUNDEE | DUNDEE | DD2 3ED | SCOTLAND | 337824 | 732510 | LYND | N/A | LYNDHURST GRID | TBC | SCOTTISH HYDRO ELECTRIC POWER DISTRIBUTION PLC | Stored Energy (all stored energy irrespective of the original energy source) | Storage - Electrochemical (Batteries) | NO | TBC | TBC | 49.9 | DATA NOT AVAILABLE | DATA NOT AVAILABLE | DATA NOT AVAILABLE | DATA NOT AVAILABLE | DATA NOT AVAILABLE | DATA NOT AVAILABLE | DATA NOT AVAILABLE | DATA NOT AVAILABLE | DATA NOT AVAILABLE | DATA NOT AVAILABLE | DATA NOT AVAILABLE | DATA NOT AVAILABLE | To Be Confirmed | ACCEPTED TO CONNECT | DATA NOT AVAILABLE | DATA NOT AVAILABLE | DATA NOT AVAILABLE | DATA NOT AVAILABLE | DATA NOT AVAILABLE | DATA NOT AVAILABLE | 49.9 | 49.9 | 52.526 | 52.526 | 49.9 | 2021-02-11 | TBC | N | DATA NOT AVAILABLE | N/A | TBC | N/A | DATA NOT AVAILABLE | 2021-04-08
DATA NOT AVAILABLE | DATA NOT AVAILABLE | UTILITY CONNECTION SOLUTIONS LIMITED | 7MW - GAS | LAND AT SHARLANDS ROAD | SHARLANDS ROAD | FAREHAM | HAMPSHIRE | PO14 1RD | ENGLAND | 457586 | 104774 | LOVE | FARE 33kV | HOEFORD | 11 | SOUTHERN ELECTRIC POWER DISTRIBUTION PLC | ADVANCED FUEL (PRODUCED VIA GASIFICATION OR PYROLYSIS OF BIOFUEL OR WASTE) | GAS TURBINE (OCGT) | YES | TBC | TBC | 7 | DATA NOT AVAILABLE | DATA NOT AVAILABLE | DATA NOT AVAILABLE | DATA NOT AVAILABLE | DATA NOT AVAILABLE | DATA NOT AVAILABLE | DATA NOT AVAILABLE | DATA NOT AVAILABLE | DATA NOT AVAILABLE | DATA NOT AVAILABLE | DATA NOT AVAILABLE | DATA NOT AVAILABLE | To Be Confirmed | ACCEPTED TO CONNECT | DATA NOT AVAILABLE | DATA NOT AVAILABLE | DATA NOT AVAILABLE | DATA NOT AVAILABLE | DATA NOT AVAILABLE | DATA NOT AVAILABLE | 7 | 7 | 7.368 | 0.349 | 0.332 | 2021-04-22 | TBC | N | DATA NOT AVAILABLE | N/A | TBC | N/A | DATA NOT AVAILABLE | 2021-05-05
DATA NOT AVAILABLE | DATA NOT AVAILABLE | RE PROJECTS DEVELOPMENT LTD | 39.96MW - PV | WHERWELL SOLAR FARM | SOUTH-WEST SIDE OF WINCHESTER ROAD WHERWELL | ANDOVER | HAMPSHIRE | SP11 7HW | ENGLAND | 437554 | 142086 | BRLE | TBC | TBC | TBC | SOUTHERN ELECTRIC POWER DISTRIBUTION PLC | SOLAR | PHOTOVOLTAIC | NO | TBC | TBC | 32.4 | DATA NOT AVAILABLE | DATA NOT AVAILABLE | DATA NOT AVAILABLE | DATA NOT AVAILABLE | DATA NOT AVAILABLE | DATA NOT AVAILABLE | DATA NOT AVAILABLE | DATA NOT AVAILABLE | DATA NOT AVAILABLE | DATA NOT AVAILABLE | DATA NOT AVAILABLE | DATA NOT AVAILABLE | To Be Confirmed | ACCEPTED TO CONNECT | DATA NOT AVAILABLE | DATA NOT AVAILABLE | DATA NOT AVAILABLE | DATA NOT AVAILABLE | DATA NOT AVAILABLE | DATA NOT AVAILABLE | 32.4 | 32.4 | 34.105 | 0.554 | 0.526 | 2021-03-26 | TBC | N | DATA NOT AVAILABLE | N/A | TBC | N/A | DATA NOT AVAILABLE | 2021-05-05
DATA NOT AVAILABLE | DATA NOT AVAILABLE | GTC | ABDN 545KW - PV MULTIPLES @ 400 PLOTS | CRAIBSTONE PHASE 2, 3, 4 AND 5. | CRAIBSTONE DRIVE | ABERDEEN | ABERDEENSHIRE | AB21 9TR | SCOTLAND | 387480 | 810780 | DYCE | N/A | HARVEST AVENUE | 11 | SCOTTISH HYDRO ELECTRIC POWER DISTRIBUTION PLC | SOLAR | PHOTOVOLTAIC | NO | TBC | TBC | 0.545 | DATA NOT AVAILABLE | DATA NOT AVAILABLE | DATA NOT AVAILABLE | DATA NOT AVAILABLE | DATA NOT AVAILABLE | DATA NOT AVAILABLE | DATA NOT AVAILABLE | DATA NOT AVAILABLE | DATA NOT AVAILABLE | DATA NOT AVAILABLE | DATA NOT AVAILABLE | DATA NOT AVAILABLE | To Be Confirmed | ACCEPTED TO CONNECT | DATA NOT AVAILABLE | DATA NOT AVAILABLE | DATA NOT AVAILABLE | DATA NOT AVAILABLE | DATA NOT AVAILABLE | DATA NOT AVAILABLE | 0.545 | 0.545 | 0.574 | 1.816 | 1.725 | 2022-02-28 | TBC | N | DATA NOT AVAILABLE | N/A | TBC | SSEN_Rein_079 | DATA NOT AVAILABLE | 2021-05-05
DATA NOT AVAILABLE | DATA NOT AVAILABLE | ORKNEY SUSTAINABLE ENERGY LTD | RPZ ADDITION 1.8MW - WIND | AKLA B, AKLA WINDFARM | SWANBISTER ORPHIR | ORKNEY | ORKNEY ISLANDS | KW17 2RB | SCOTLAND | 335204 | 1006205 | THSO | N/A | SCORRADALE | 0.4 | SCOTTISH HYDRO ELECTRIC POWER DISTRIBUTION PLC | WIND | ONSHORE WIND TURBINES | NO | TBC | TBC | 1.8 | DATA NOT AVAILABLE | DATA NOT AVAILABLE | DATA NOT AVAILABLE | DATA NOT AVAILABLE | DATA NOT AVAILABLE | DATA NOT AVAILABLE | DATA NOT AVAILABLE | DATA NOT AVAILABLE | DATA NOT AVAILABLE | DATA NOT AVAILABLE | DATA NOT AVAILABLE | DATA NOT AVAILABLE | Yes | ACCEPTED TO CONNECT | DATA NOT AVAILABLE | DATA NOT AVAILABLE | DATA NOT AVAILABLE | DATA NOT AVAILABLE | DATA NOT AVAILABLE | DATA NOT AVAILABLE | 1.8 | 1.8 | 1.895 | 0.148 | 0.141 | 2021-03-22 | TBC | N | DATA NOT AVAILABLE | N/A | TBC | N/A | DATA NOT AVAILABLE | 2021-05-05
DATA NOT AVAILABLE | DATA NOT AVAILABLE | THE GREENSPAN AGENCY LIMITED | G100 PV & BATTERY | HILLHEAD OF GASK SOLAR AND STORAGE PARK | LAND NORTH OF HILLHEAD OF GASK LONGHAVEN | PETERHEAD | ABERDEENSHIRE | AB42 0PT | SCOTLAND | 408912 | 840663 | STRI | N/A | STRICHEN GRID | TBC | SCOTTISH HYDRO ELECTRIC POWER DISTRIBUTION PLC | SOLAR | PHOTOVOLTAIC | NO | TBC | TBC | 14.2 | STORED ENERGY (ALL STORED ENERGY IRRESPECTVE OF THE ORIGINAL ENERGY SOURCE) | STORAGE - ELECTROCHEMICAL (BATTERIES) | N/A | TBC | TBC | 6.105 | DATA NOT AVAILABLE | DATA NOT AVAILABLE | DATA NOT AVAILABLE | DATA NOT AVAILABLE | DATA NOT AVAILABLE | DATA NOT AVAILABLE | To Be Confirmed | ACCEPTED TO CONNECT | DATA NOT AVAILABLE | DATA NOT AVAILABLE | DATA NOT AVAILABLE | DATA NOT AVAILABLE | DATA NOT AVAILABLE | DATA NOT AVAILABLE | 14.2 | 9.5 | 10 | 6.105 | 5.8 | 2021-03-31 | TBC | N | DATA NOT AVAILABLE | N/A | TBC | N/A | DATA NOT AVAILABLE | 2021-05-05
DATA NOT AVAILABLE | DATA NOT AVAILABLE | ROADNIGHT TAYLOR LTD | 13.68MW - PV | NEWINGTON SOLAR PLANT, LAND AT NEWINGTON | CRAVEN ARMS | WALLINGFORD | OXFORDSHIRE | OX10 7AB | ENGLAND | 460390 | 195903 | COWL | COLO 33kV | BERINSFIELD | 11 | SOUTHERN ELECTRIC POWER DISTRIBUTION PLC | SOLAR | PHOTOVOLTAIC | NO | TBC | TBC | 13.68 | DATA NOT AVAILABLE | DATA NOT AVAILABLE | DATA NOT AVAILABLE | DATA NOT AVAILABLE | DATA NOT AVAILABLE | DATA NOT AVAILABLE | DATA NOT AVAILABLE | DATA NOT AVAILABLE | DATA NOT AVAILABLE | DATA NOT AVAILABLE | DATA NOT AVAILABLE | DATA NOT AVAILABLE | Yes | ACCEPTED TO CONNECT | DATA NOT AVAILABLE | DATA NOT AVAILABLE | DATA NOT AVAILABLE | DATA NOT AVAILABLE | DATA NOT AVAILABLE | DATA NOT AVAILABLE | 13.68 | 13.68 | 14.4 | 0.158 | 0.15 | 2021-03-23 | TBC | N | DATA NOT AVAILABLE | N/A | TBC | N/A | DATA NOT AVAILABLE | 2021-05-05
DATA NOT AVAILABLE | DATA NOT AVAILABLE | ORKNEY SUSTAINABLE ENERGY LTD | RPZ ADDITION 1.8MW - WIND | WORK FARM, WORK FARM | ST OLA | ORKNEY | ORKNEY ISLANDS | KW15 1UF | SCOTLAND | 346749 | 1012434 | THSO | N/A | SCORRADALE | 0.4 | SCOTTISH HYDRO ELECTRIC POWER DISTRIBUTION PLC | WIND | ONSHORE WIND TURBINES | NO | TBC | TBC | 1.8 | DATA NOT AVAILABLE | DATA NOT AVAILABLE | DATA NOT AVAILABLE | DATA NOT AVAILABLE | DATA NOT AVAILABLE | DATA NOT AVAILABLE | DATA NOT AVAILABLE | DATA NOT AVAILABLE | DATA NOT AVAILABLE | DATA NOT AVAILABLE | DATA NOT AVAILABLE | DATA NOT AVAILABLE | To Be Confirmed | ACCEPTED TO CONNECT | DATA NOT AVAILABLE | DATA NOT AVAILABLE | DATA NOT AVAILABLE | DATA NOT AVAILABLE | DATA NOT AVAILABLE | DATA NOT AVAILABLE | 1.8 | 1.8 | 1.895 | 0.148 | 0.141 | 2021-03-23 | TBC | N | DATA NOT AVAILABLE | N/A | TBC | N/A | DATA NOT AVAILABLE | 2021-05-05
DATA NOT AVAILABLE | DATA NOT AVAILABLE | SOLAR 2 LIMITED | 49.9MW - PV | MONK SHERBORNE SOLAR | QUEENS COTTAGES MONK SHERBORNE | BASINGSTOKE | HAMPSHIRE | RG23 8TH | ENGLAND | 460114 | 154460 | BRLE | BASI 33kV | OVERTON | 11 | SOUTHERN ELECTRIC POWER DISTRIBUTION PLC | SOLAR | PHOTOVOLTAIC | NO | TBC | TBC | 28 | DATA NOT AVAILABLE | DATA NOT AVAILABLE | DATA NOT AVAILABLE | DATA NOT AVAILABLE | DATA NOT AVAILABLE | DATA NOT AVAILABLE | DATA NOT AVAILABLE | DATA NOT AVAILABLE | DATA NOT AVAILABLE | DATA NOT AVAILABLE | DATA NOT AVAILABLE | DATA NOT AVAILABLE | To Be Confirmed | ACCEPTED TO CONNECT | DATA NOT AVAILABLE | DATA NOT AVAILABLE | DATA NOT AVAILABLE | DATA NOT AVAILABLE | DATA NOT AVAILABLE | DATA NOT AVAILABLE | 28 | 28 | 29.474 | 0.353 | 0.335 | 2021-04-12 | TBC | N | DATA NOT AVAILABLE | N/A | TBC | SSEN_Rein_080 | DATA NOT AVAILABLE | 2021-05-05
DATA NOT AVAILABLE | DATA NOT AVAILABLE | CONRAD ENERGY (DEVELOPMENTS) LIMITED | 7.2MW - GAS | BILSHAM POWER GENERATION PLANT, NORTHWOOD FARM | LAND TO THE WEST OF YAPTON ROAD YAPTON/CLYMPING | ARUNDEL | WEST SUSSEX | BN18 0HX | ENGLAND | 498745 | 102813 | LOVE | CHHE 33kV | BILSHAM | 11 | SOUTHERN ELECTRIC POWER DISTRIBUTION PLC | ADVANCED FUEL (PRODUCED VIA GASIFICATION OR PYROLYSIS OF BIOFUEL OR WASTE) | GAS TURBINE (OCGT) | YES | TBC | TBC | 7.605 | DATA NOT AVAILABLE | DATA NOT AVAILABLE | DATA NOT AVAILABLE | DATA NOT AVAILABLE | DATA NOT AVAILABLE | DATA NOT AVAILABLE | DATA NOT AVAILABLE | DATA NOT AVAILABLE | DATA NOT AVAILABLE | DATA NOT AVAILABLE | DATA NOT AVAILABLE | DATA NOT AVAILABLE | Yes | ACCEPTED TO CONNECT | DATA NOT AVAILABLE | DATA NOT AVAILABLE | DATA NOT AVAILABLE | DATA NOT AVAILABLE | DATA NOT AVAILABLE | DATA NOT AVAILABLE | 7.605 | 7.2 | 7.579 | 0.332 | 0.315 | 2021-04-07 | TBC | N | DATA NOT AVAILABLE | N/A | TBC | N/A | DATA NOT AVAILABLE | 2021-05-05
DATA NOT AVAILABLE | DATA NOT AVAILABLE | GRIDSERVE EMEA DEPC LTD | 6MW - PV / ESS / EV / DOM / COMM - 12MVA DEMAND | BUNFORD PARK DEVELOPMENT, CIC | WESTERN RELIEF ROAD WEST COKER | YEOVIL | SOMERSET | BA20 2HT | ENGLAND | 353187 | 115325 | AXMI | YEOV 33kV | WEST HENDFORD | 11 | SOUTHERN ELECTRIC POWER DISTRIBUTION PLC | Stored Energy (all stored energy irrespective of the original energy source) | Storage - Electrochemical (Batteries) | NO | TBC | TBC | 6.166 | DATA NOT AVAILABLE | DATA NOT AVAILABLE | DATA NOT AVAILABLE | DATA NOT AVAILABLE | DATA NOT AVAILABLE | DATA NOT AVAILABLE | DATA NOT AVAILABLE | DATA NOT AVAILABLE | DATA NOT AVAILABLE | DATA NOT AVAILABLE | DATA NOT AVAILABLE | DATA NOT AVAILABLE | To Be Confirmed | ACCEPTED TO CONNECT | DATA NOT AVAILABLE | DATA NOT AVAILABLE | DATA NOT AVAILABLE | DATA NOT AVAILABLE | DATA NOT AVAILABLE | DATA NOT AVAILABLE | 6.166 | 6 | 6.316 | 12.632 | 12 | 2021-03-31 | TBC | N | DATA NOT AVAILABLE | N/A | TBC | N/A | DATA NOT AVAILABLE | 2021-05-05
DATA NOT AVAILABLE | DATA NOT AVAILABLE | CERTUS UTILITY CONSULTING LTD | FT 6.32MW PV | DUNS TEW SOLAR FARM | HILL FARM LANE DUNS TEW | OXFORD | OXFORDSHIRE | OX25 6JJ | ENGLAND | 445901 | 229562 | COWL | YARN 33kV | DEDDINGTON | 11 | SOUTHERN ELECTRIC POWER DISTRIBUTION PLC | SOLAR | PHOTOVOLTAIC | NO | TBC | TBC | 6 | DATA NOT AVAILABLE | DATA NOT AVAILABLE | DATA NOT AVAILABLE | DATA NOT AVAILABLE | DATA NOT AVAILABLE | DATA NOT AVAILABLE | DATA NOT AVAILABLE | DATA NOT AVAILABLE | DATA NOT AVAILABLE | DATA NOT AVAILABLE | DATA NOT AVAILABLE | DATA NOT AVAILABLE | To Be Confirmed | ACCEPTED TO CONNECT | DATA NOT AVAILABLE | DATA NOT AVAILABLE | DATA NOT AVAILABLE | DATA NOT AVAILABLE | DATA NOT AVAILABLE | DATA NOT AVAILABLE | 6 | 6 | 6.316 | 0.788 | 0.749 | 2021-04-19 | TBC | N | DATA NOT AVAILABLE | N/A | TBC | N/A | DATA NOT AVAILABLE | 2021-05-05
DATA NOT AVAILABLE | DATA NOT AVAILABLE | INTELLIGENT ALTERNATIVES LIMITED | 10MW PV | DATA NOT AVAILABLE | DATA NOT AVAILABLE | DATA NOT AVAILABLE | DATA NOT AVAILABLE | TBC | ENGLAND | TBC | TBC | MELK | FROM 33kV | TBC | TBC | SOUTHERN ELECTRIC POWER DISTRIBUTION PLC | SOLAR | PHOTOVOLTAIC | NO | TBC | TBC | 10 | DATA NOT AVAILABLE | DATA NOT AVAILABLE | DATA NOT AVAILABLE | DATA NOT AVAILABLE | DATA NOT AVAILABLE | DATA NOT AVAILABLE | DATA NOT AVAILABLE | DATA NOT AVAILABLE | DATA NOT AVAILABLE | DATA NOT AVAILABLE | DATA NOT AVAILABLE | DATA NOT AVAILABLE | Yes | ACCEPTED TO CONNECT | DATA NOT AVAILABLE | DATA NOT AVAILABLE | DATA NOT AVAILABLE | DATA NOT AVAILABLE | DATA NOT AVAILABLE | DATA NOT AVAILABLE | 10 | 10 | 10.526 | 0.105 | 0.1 | 2021-04-29 | TBC | N | DATA NOT AVAILABLE | N/A | TBC | N/A | DATA NOT AVAILABLE | 2021-05-05
DATA NOT AVAILABLE | DATA NOT AVAILABLE | AMBERSIDE ENERGY LTD | MELK CORNER CORPSE SOLAR - PV | CORNER COPSE SOLAR | STANTON FITZWARREN | SWINDON | SWINDON | SN6 7SE | ENGLAND | 417999 | 190239 | MITY | STRA 33kV | TBC | TBC | SOUTHERN ELECTRIC POWER DISTRIBUTION PLC | SOLAR | PHOTOVOLTAIC | NO | TBC | TBC | 49.9 | DATA NOT AVAILABLE | DATA NOT AVAILABLE | DATA NOT AVAILABLE | DATA NOT AVAILABLE | DATA NOT AVAILABLE | DATA NOT AVAILABLE | DATA NOT AVAILABLE | DATA NOT AVAILABLE | DATA NOT AVAILABLE | DATA NOT AVAILABLE | DATA NOT AVAILABLE | DATA NOT AVAILABLE | To Be Confirmed | ACCEPTED TO CONNECT | DATA NOT AVAILABLE | DATA NOT AVAILABLE | DATA NOT AVAILABLE | DATA NOT AVAILABLE | DATA NOT AVAILABLE | DATA NOT AVAILABLE | 49.9 | 49.9 | 52.526 | 11.08 | 10.526 | 2021-03-25 | TBC | N | DATA NOT AVAILABLE | N/A | TBC | N/A | DATA NOT AVAILABLE | 2021-05-05
DATA NOT AVAILABLE | DATA NOT AVAILABLE | CONRAD ENERGY (DEVELOPMENTS) II LIMITED | QC 9MW PV | YEOVIL LEONARDO POWER GENERATION PLANT | LYSANDER ROAD | YEOVIL | SOMERSET | TBC | ENGLAND | TBC | TBC | AXMI | YEOV 33kV | WEST HENDFORD | 11 | SOUTHERN ELECTRIC POWER DISTRIBUTION PLC | SOLAR | PHOTOVOLTAIC | NO | TBC | TBC | 9 | DATA NOT AVAILABLE | DATA NOT AVAILABLE | DATA NOT AVAILABLE | DATA NOT AVAILABLE | DATA NOT AVAILABLE | DATA NOT AVAILABLE | DATA NOT AVAILABLE | DATA NOT AVAILABLE | DATA NOT AVAILABLE | DATA NOT AVAILABLE | DATA NOT AVAILABLE | DATA NOT AVAILABLE | Yes | ACCEPTED TO CONNECT | DATA NOT AVAILABLE | DATA NOT AVAILABLE | DATA NOT AVAILABLE | DATA NOT AVAILABLE | DATA NOT AVAILABLE | DATA NOT AVAILABLE | 9 | 6.08 | 6.4 | 0 | 0 | 2021-04-22 | TBC | N | DATA NOT AVAILABLE | N/A | TBC | N/A | DATA NOT AVAILABLE | 2021-05-05
DATA NOT AVAILABLE | DATA NOT AVAILABLE | WIND 2 LTD | 45MW WIND | WINDBURN WIND FARM | RHODDERS FARM ALVA | BANFF | CLACKMANNANSHIRE | FK12 5JY | SCOTLAND | 288738 | 697461 | BRCW2 | N/A | BRACO WEST GRID | TBC | SCOTTISH HYDRO ELECTRIC POWER DISTRIBUTION PLC | WIND | ONSHORE WIND TURBINES | NO | TBC | TBC | 45 | DATA NOT AVAILABLE | DATA NOT AVAILABLE | DATA NOT AVAILABLE | DATA NOT AVAILABLE | DATA NOT AVAILABLE | DATA NOT AVAILABLE | DATA NOT AVAILABLE | DATA NOT AVAILABLE | DATA NOT AVAILABLE | DATA NOT AVAILABLE | DATA NOT AVAILABLE | DATA NOT AVAILABLE | To Be Confirmed | ACCEPTED TO CONNECT | DATA NOT AVAILABLE | DATA NOT AVAILABLE | DATA NOT AVAILABLE | DATA NOT AVAILABLE | DATA NOT AVAILABLE | DATA NOT AVAILABLE | 45 | 45 | 47.368 | 0.194 | 0.184 | 2021-03-30 | TBC | N | DATA NOT AVAILABLE | N/A | TBC | N/A | DATA NOT AVAILABLE | 2021-05-05
DATA NOT AVAILABLE | DATA NOT AVAILABLE | SAVILLS (UK) LTD | 50MW BATTERY | DATA NOT AVAILABLE | UPTON LANE NURSLING | SOUTHAMPTON | HAMPSHIRE | SO16 0XY | ENGLAND | 437203 | 116775 | NURS | ROWN 33kV | TBC | TBC | SOUTHERN ELECTRIC POWER DISTRIBUTION PLC | Stored Energy (all stored energy irrespective of the original energy source) | Storage - Electrochemical (Batteries) | NO | TBC | TBC | 50 | DATA NOT AVAILABLE | DATA NOT AVAILABLE | DATA NOT AVAILABLE | DATA NOT AVAILABLE | DATA NOT AVAILABLE | DATA NOT AVAILABLE | DATA NOT AVAILABLE | DATA NOT AVAILABLE | DATA NOT AVAILABLE | DATA NOT AVAILABLE | DATA NOT AVAILABLE | DATA NOT AVAILABLE | To Be Confirmed | ACCEPTED TO CONNECT | DATA NOT AVAILABLE | DATA NOT AVAILABLE | DATA NOT AVAILABLE | DATA NOT AVAILABLE | DATA NOT AVAILABLE | DATA NOT AVAILABLE | 50 | 50 | 52.632 | 54.847 | 52.105 | 2021-04-23 | TBC | N | DATA NOT AVAILABLE | N/A | TBC | SSEN_Rein_081 | DATA NOT AVAILABLE | 2021-05-05
DATA NOT AVAILABLE | DATA NOT AVAILABLE | BALANCED GRID SOLUTIONS LIMITED | 49.9MW - BATTERY | LAND AT SILKSTEAD FARM | SILKSTEAD LANE | WINCHESTER | HAMPSHIRE | SO21 2LG | ENGLAND | 444634 | 124589 | NURS | WINC 33kV | TBC | TBC | SOUTHERN ELECTRIC POWER DISTRIBUTION PLC | Stored Energy (all stored energy irrespective of the original energy source) | Storage - Electrochemical (Batteries) | NO | TBC | TBC | 49.95 | DATA NOT AVAILABLE | DATA NOT AVAILABLE | DATA NOT AVAILABLE | DATA NOT AVAILABLE | DATA NOT AVAILABLE | DATA NOT AVAILABLE | DATA NOT AVAILABLE | DATA NOT AVAILABLE | DATA NOT AVAILABLE | DATA NOT AVAILABLE | DATA NOT AVAILABLE | DATA NOT AVAILABLE | To Be Confirmed | ACCEPTED TO CONNECT | DATA NOT AVAILABLE | DATA NOT AVAILABLE | DATA NOT AVAILABLE | DATA NOT AVAILABLE | DATA NOT AVAILABLE | DATA NOT AVAILABLE | 49.95 | 49.95 | 52.579 | 57.895 | 55 | 2021-04-09 | TBC | N | DATA NOT AVAILABLE | N/A | TBC | N/A | DATA NOT AVAILABLE | 2021-05-05
DATA NOT AVAILABLE | DATA NOT AVAILABLE | ITPENERGISED LIMITED | 9.9MW - WIND | LUGGIE'S KNOWE PHASE 2 WIND FARM | LUGGIE'S KNOWE | SHETLAND | SHETLAND ISLANDS | ZE1 0PY | SCOTLAND | 446853 | 1143910 | GREM | N/A | GREMISTA | TBC | SCOTTISH HYDRO ELECTRIC POWER DISTRIBUTION PLC | WIND | ONSHORE WIND TURBINES | NO | TBC | TBC | 10 | DATA NOT AVAILABLE | DATA NOT AVAILABLE | DATA NOT AVAILABLE | DATA NOT AVAILABLE | DATA NOT AVAILABLE | DATA NOT AVAILABLE | DATA NOT AVAILABLE | DATA NOT AVAILABLE | DATA NOT AVAILABLE | DATA NOT AVAILABLE | DATA NOT AVAILABLE | DATA NOT AVAILABLE | To Be Confirmed | ACCEPTED TO CONNECT | DATA NOT AVAILABLE | DATA NOT AVAILABLE | DATA NOT AVAILABLE | DATA NOT AVAILABLE | DATA NOT AVAILABLE | DATA NOT AVAILABLE | 10 | 9.9 | 10.421 | 0.421 | 0.4 | 2021-05-11 | TBC | N | DATA NOT AVAILABLE | N/A | TBC | N/A | DATA NOT AVAILABLE | 2021-05-27
DATA NOT AVAILABLE | DATA NOT AVAILABLE | CONRAD ENERGY (DEVELOPMENTS) LIMITED | 11KV 10.14MW GAS | SOUTH BERSTED POWER GENERATION PLANT | SHRIPNEY ROAD | BOGNOR REGIS | WEST SUSSEX | PO22 9GH | ENGLAND | 494079 | 100593 | LOVE | CHHE 33kV | SOUTH BERSTED | 11 | SOUTHERN ELECTRIC POWER DISTRIBUTION PLC | ADVANCED FUEL (PRODUCED VIA GASIFICATION OR PYROLYSIS OF BIOFUEL OR WASTE) | GAS TURBINE (OCGT) | YES | TBC | TBC | 10.14 | DATA NOT AVAILABLE | DATA NOT AVAILABLE | DATA NOT AVAILABLE | DATA NOT AVAILABLE | DATA NOT AVAILABLE | DATA NOT AVAILABLE | DATA NOT AVAILABLE | DATA NOT AVAILABLE | DATA NOT AVAILABLE | DATA NOT AVAILABLE | DATA NOT AVAILABLE | DATA NOT AVAILABLE | Yes | ACCEPTED TO CONNECT | DATA NOT AVAILABLE | DATA NOT AVAILABLE | DATA NOT AVAILABLE | DATA NOT AVAILABLE | DATA NOT AVAILABLE | DATA NOT AVAILABLE | 10.14 | 10.14 | 10.674 | 0.316 | 0.3 | 2021-03-18 | TBC | N | DATA NOT AVAILABLE | N/A | TBC | N/A | DATA NOT AVAILABLE | 2021-06-30
DATA NOT AVAILABLE | DATA NOT AVAILABLE | LOW CARBON UK SOLAR INVESTMENT COMPANY LIMITED | 9MW EXPORT AND 0.8 MW IMPORT PV/BATTERY | DOGDEAN SOLAR FARM | DOGDEAN FARM HOMINGTON | SALISBURY | WILTSHIRE | SP5 4NR | ENGLAND | 413419 | 127047 | MANN | SALI 33kV | HOMINGTON | 11 | SOUTHERN ELECTRIC POWER DISTRIBUTION PLC | SOLAR | PHOTOVOLTAIC | NO | TBC | TBC | 9.8 | STORED ENERGY (ALL STORED ENERGY IRRESPECTVE OF THE ORIGINAL ENERGY SOURCE) | STORAGE - ELECTROCHEMICAL (BATTERIES) | N/A | TBC | TBC | 0.886 | DATA NOT AVAILABLE | DATA NOT AVAILABLE | DATA NOT AVAILABLE | DATA NOT AVAILABLE | DATA NOT AVAILABLE | DATA NOT AVAILABLE | To Be Confirmed | ACCEPTED TO CONNECT | DATA NOT AVAILABLE | DATA NOT AVAILABLE | DATA NOT AVAILABLE | DATA NOT AVAILABLE | DATA NOT AVAILABLE | DATA NOT AVAILABLE | 9.8 | 9 | 9.474 | 0.886 | 0.842 | 2021-06-14 | TBC | N | DATA NOT AVAILABLE | N/A | TBC | N/A | DATA NOT AVAILABLE | 2021-06-30
DATA NOT AVAILABLE | DATA NOT AVAILABLE | CERTUS UTILITY CONSULTING | 40MW - PV | AVON TYRRELL SOLAR FARM | THATCHERS LANE BRANSGORE | CHRISTCHURCH | HAMPSHIRE | BH23 8ES | ENGLAND | 416198 | 98779 | MANN | CHRI 33kV | CHRISTCHURCH | 11 | SOUTHERN ELECTRIC POWER DISTRIBUTION PLC | SOLAR | PHOTOVOLTAIC | NO | TBC | TBC | 40 | DATA NOT AVAILABLE | DATA NOT AVAILABLE | DATA NOT AVAILABLE | DATA NOT AVAILABLE | DATA NOT AVAILABLE | DATA NOT AVAILABLE | DATA NOT AVAILABLE | DATA NOT AVAILABLE | DATA NOT AVAILABLE | DATA NOT AVAILABLE | DATA NOT AVAILABLE | DATA NOT AVAILABLE | To Be Confirmed | ACCEPTED TO CONNECT | DATA NOT AVAILABLE | DATA NOT AVAILABLE | DATA NOT AVAILABLE | DATA NOT AVAILABLE | DATA NOT AVAILABLE | DATA NOT AVAILABLE | 40 | 40 | 42.105 | 0.526 | 0.5 | 2021-06-04 | TBC | N | DATA NOT AVAILABLE | N/A | TBC | SSEN_Rein_082 | DATA NOT AVAILABLE | 2021-06-30
DATA NOT AVAILABLE | DATA NOT AVAILABLE | DNO CONSULTING LTD | 26.5MW - STEAM | NORTHACRE RESOURCE RECOVERY PLANT | STEPHENSON ROAD | WESTBURY | WILTSHIRE | BA13 4WD | ENGLAND | 385590 | 152134 | MELK | FROM 33kV | TBC | TBC | SOUTHERN ELECTRIC POWER DISTRIBUTION PLC | DATA NOT AVAILABLE | STEAM TURBINE (THERMAL POWER PLANT) | NO | TBC | TBC | 35.473 | DATA NOT AVAILABLE | DATA NOT AVAILABLE | DATA NOT AVAILABLE | DATA NOT AVAILABLE | DATA NOT AVAILABLE | DATA NOT AVAILABLE | DATA NOT AVAILABLE | DATA NOT AVAILABLE | DATA NOT AVAILABLE | DATA NOT AVAILABLE | DATA NOT AVAILABLE | DATA NOT AVAILABLE | To Be Confirmed | ACCEPTED TO CONNECT | DATA NOT AVAILABLE | DATA NOT AVAILABLE | DATA NOT AVAILABLE | DATA NOT AVAILABLE | DATA NOT AVAILABLE | DATA NOT AVAILABLE | 35.473 | 26.5 | 27.895 | 5.495 | 5.22 | 2021-05-19 | TBC | N | DATA NOT AVAILABLE | N/A | TBC | N/A | DATA NOT AVAILABLE | 2021-06-30
DATA NOT AVAILABLE | DATA NOT AVAILABLE | ESMART NETWORKS | OXFO 40MW PV | BF13A TAR FARM COTTAGE | TAR ROAD STANTON HARCOURT | WITNEY | OXFORDSHIRE | OX29 5AL | ENGLAND | 438790 | 206977 | COWL | WITN 33kV | TBC | TBC | SOUTHERN ELECTRIC POWER DISTRIBUTION PLC | SOLAR | PHOTOVOLTAIC | NO | TBC | TBC | 33 | DATA NOT AVAILABLE | DATA NOT AVAILABLE | DATA NOT AVAILABLE | DATA NOT AVAILABLE | DATA NOT AVAILABLE | DATA NOT AVAILABLE | DATA NOT AVAILABLE | DATA NOT AVAILABLE | DATA NOT AVAILABLE | DATA NOT AVAILABLE | DATA NOT AVAILABLE | DATA NOT AVAILABLE | To Be Confirmed | ACCEPTED TO CONNECT | DATA NOT AVAILABLE | DATA NOT AVAILABLE | DATA NOT AVAILABLE | DATA NOT AVAILABLE | DATA NOT AVAILABLE | DATA NOT AVAILABLE | 33 | 33 | 34.737 | 0.211 | 0.2 | 2021-06-02 | TBC | N | DATA NOT AVAILABLE | N/A | TBC | N/A | DATA NOT AVAILABLE | 2021-06-30
DATA NOT AVAILABLE | DATA NOT AVAILABLE | RENEWABLE CONNECTIONS SOLAR HOLDINGS LIMITED | 20.622MW PV & BATTERY | DATA NOT AVAILABLE | KINCRAIG FARM UDNY ELLON | ABERDEEN | ABERDEENSHIRE | AB41 7RJ | SCOTLAND | 396251 | 824673 | DYCE | N/A | DYCE GRID | TBC | SCOTTISH HYDRO ELECTRIC POWER DISTRIBUTION PLC | SOLAR | PHOTOVOLTAIC | NO | TBC | TBC | 20.622 | STORED ENERGY (ALL STORED ENERGY IRRESPECTVE OF THE ORIGINAL ENERGY SOURCE) | STORAGE - ELECTROCHEMICAL (BATTERIES) | N/A | TBC | TBC | 21.707 | DATA NOT AVAILABLE | DATA NOT AVAILABLE | DATA NOT AVAILABLE | DATA NOT AVAILABLE | DATA NOT AVAILABLE | DATA NOT AVAILABLE | Yes | ACCEPTED TO CONNECT | DATA NOT AVAILABLE | DATA NOT AVAILABLE | DATA NOT AVAILABLE | DATA NOT AVAILABLE | DATA NOT AVAILABLE | DATA NOT AVAILABLE | 20.622 | 20.622 | 21.707 | 21.707 | 20.622 | 2021-06-11 | TBC | N | DATA NOT AVAILABLE | N/A | TBC | N/A | DATA NOT AVAILABLE | 2021-06-30
DATA NOT AVAILABLE | DATA NOT AVAILABLE | DNO CONSULTING LTD | 7.5MW PV | UKW011 OAKLEY | LAND WEST OF TRENCHARDS LANE HAMPSHIRE IND BUS PK | BASINGSTOKE | HAMPSHIRE | RG23 7EA | ENGLAND | 456840 | 149595 | BRLE | BASI 33kV | OVERTON | 11 | SOUTHERN ELECTRIC POWER DISTRIBUTION PLC | SOLAR | PHOTOVOLTAIC | NO | TBC | TBC | 6.8 | DATA NOT AVAILABLE | DATA NOT AVAILABLE | DATA NOT AVAILABLE | DATA NOT AVAILABLE | DATA NOT AVAILABLE | DATA NOT AVAILABLE | DATA NOT AVAILABLE | DATA NOT AVAILABLE | DATA NOT AVAILABLE | DATA NOT AVAILABLE | DATA NOT AVAILABLE | DATA NOT AVAILABLE | To Be Confirmed | ACCEPTED TO CONNECT | DATA NOT AVAILABLE | DATA NOT AVAILABLE | DATA NOT AVAILABLE | DATA NOT AVAILABLE | DATA NOT AVAILABLE | DATA NOT AVAILABLE | 6.8 | 6.8 | 7.158 | 0.105 | 0.1 | 2021-06-01 | TBC | N | DATA NOT AVAILABLE | N/A | TBC | N/A | DATA NOT AVAILABLE | 2021-06-30
DATA NOT AVAILABLE | DATA NOT AVAILABLE | GRID CONNECTION CONSULTING | 9.9MW - WIND (OFFSHORE) | PENTLAND FLOATING, OFFSHORE WIND DEMONSTRATOR | ISAULD FARM | THURSO | HIGHLAND | KW14 7RW | SCOTLAND | 297760 | 965302 | DOUN1 | N/A | DOUNREAY | 11 | SCOTTISH HYDRO ELECTRIC POWER DISTRIBUTION PLC | WIND | ONSHORE WIND TURBINES | NO | TBC | TBC | 9.9 | DATA NOT AVAILABLE | DATA NOT AVAILABLE | DATA NOT AVAILABLE | DATA NOT AVAILABLE | DATA NOT AVAILABLE | DATA NOT AVAILABLE | DATA NOT AVAILABLE | DATA NOT AVAILABLE | DATA NOT AVAILABLE | DATA NOT AVAILABLE | DATA NOT AVAILABLE | DATA NOT AVAILABLE | To Be Confirmed | ACCEPTED TO CONNECT | DATA NOT AVAILABLE | DATA NOT AVAILABLE | DATA NOT AVAILABLE | DATA NOT AVAILABLE | DATA NOT AVAILABLE | DATA NOT AVAILABLE | 9.9 | 9.9 | 10.421 | 0.674 | 0.64 | 2021-06-09 | TBC | N | DATA NOT AVAILABLE | N/A | TBC | N/A | DATA NOT AVAILABLE | 2021-06-30
DATA NOT AVAILABLE | DATA NOT AVAILABLE | DNO CONSULTING LTD | MELK 40MW - PV | MANOR FARM PV (40MW), LAND AT MANOR FARM | STAVERTON RD HOLT | TROWBRIDGE | WILTSHIRE | BA14 6PL | ENGLAND | 385740 | 161461 | MELK | NORR 33kV | TBC | TBC | SOUTHERN ELECTRIC POWER DISTRIBUTION PLC | SOLAR | PHOTOVOLTAIC | NO | TBC | TBC | 40 | DATA NOT AVAILABLE | DATA NOT AVAILABLE | DATA NOT AVAILABLE | DATA NOT AVAILABLE | DATA NOT AVAILABLE | DATA NOT AVAILABLE | DATA NOT AVAILABLE | DATA NOT AVAILABLE | DATA NOT AVAILABLE | DATA NOT AVAILABLE | DATA NOT AVAILABLE | DATA NOT AVAILABLE | To Be Confirmed | ACCEPTED TO CONNECT | DATA NOT AVAILABLE | DATA NOT AVAILABLE | DATA NOT AVAILABLE | DATA NOT AVAILABLE | DATA NOT AVAILABLE | DATA NOT AVAILABLE | 40 | 40 | 42.105 | 0.316 | 0.3 | 2021-06-10 | TBC | N | DATA NOT AVAILABLE | N/A | TBC | SSEN_Rein_083 | DATA NOT AVAILABLE | 2021-06-30
DATA NOT AVAILABLE | DATA NOT AVAILABLE | INTELLIGENT ALTERNATIVES LIMITED | AUTHORISATION RM/MW | BRAINS FARM | LAND ON THE SOUTH SIDE OF BRAINS FARM HORWOOD | WINCANTON | SOMERSET | BA8 0ES | ENGLAND | 370965 | 126079 | MANN | SHAF 33kV | WINCANTON | 11 | SOUTHERN ELECTRIC POWER DISTRIBUTION PLC | SOLAR | PHOTOVOLTAIC | NO | TBC | TBC | 10 | DATA NOT AVAILABLE | DATA NOT AVAILABLE | DATA NOT AVAILABLE | DATA NOT AVAILABLE | DATA NOT AVAILABLE | DATA NOT AVAILABLE | DATA NOT AVAILABLE | DATA NOT AVAILABLE | DATA NOT AVAILABLE | DATA NOT AVAILABLE | DATA NOT AVAILABLE | DATA NOT AVAILABLE | Yes | ACCEPTED TO CONNECT | DATA NOT AVAILABLE | DATA NOT AVAILABLE | DATA NOT AVAILABLE | DATA NOT AVAILABLE | DATA NOT AVAILABLE | DATA NOT AVAILABLE | 10 | 9.9 | 10.421 | 0.105 | 0.1 | 2021-05-25 | TBC | N | DATA NOT AVAILABLE | N/A | TBC | SSEN_Rein_084 | DATA NOT AVAILABLE | 2021-06-30
DATA NOT AVAILABLE | DATA NOT AVAILABLE | LOW CARBON ALLIANCE LTD | 49.5MW - BATTERY | KEITH | DRUM ROAD | KEITH | MORAY | AB55 5NP | SCOTLAND | 344439 | 850697 | KEIT | N/A | KEITH GRID | TBC | SCOTTISH HYDRO ELECTRIC POWER DISTRIBUTION PLC | Stored Energy (all stored energy irrespective of the original energy source) | Storage - Electrochemical (Batteries) | NO | TBC | TBC | 49.5 | DATA NOT AVAILABLE | DATA NOT AVAILABLE | DATA NOT AVAILABLE | DATA NOT AVAILABLE | DATA NOT AVAILABLE | DATA NOT AVAILABLE | DATA NOT AVAILABLE | DATA NOT AVAILABLE | DATA NOT AVAILABLE | DATA NOT AVAILABLE | DATA NOT AVAILABLE | DATA NOT AVAILABLE | To Be Confirmed | ACCEPTED TO CONNECT | DATA NOT AVAILABLE | DATA NOT AVAILABLE | DATA NOT AVAILABLE | DATA NOT AVAILABLE | DATA NOT AVAILABLE | DATA NOT AVAILABLE | 49.5 | 49.5 | 52.105 | 52.105 | 49.5 | 2021-06-11 | TBC | N | DATA NOT AVAILABLE | N/A | TBC | N/A | DATA NOT AVAILABLE | 2021-06-30
DATA NOT AVAILABLE | DATA NOT AVAILABLE | BALANCED GRID SOLUTIONS LTD | I FAREHAM 2 BES | NEWLANDS FARM | TANNERS LANE | FAREHAM | HAMPSHIRE | PO14 2HT | ENGLAND | 456024 | 104395 | LOVE | FARE 33kV | FAREHAM | 33 | SOUTHERN ELECTRIC POWER DISTRIBUTION PLC | OTHER | OTHER | NO | TBC | TBC | 20 | DATA NOT AVAILABLE | DATA NOT AVAILABLE | DATA NOT AVAILABLE | DATA NOT AVAILABLE | DATA NOT AVAILABLE | DATA NOT AVAILABLE | DATA NOT AVAILABLE | DATA NOT AVAILABLE | DATA NOT AVAILABLE | DATA NOT AVAILABLE | DATA NOT AVAILABLE | DATA NOT AVAILABLE | To Be Confirmed | ACCEPTED TO CONNECT | DATA NOT AVAILABLE | DATA NOT AVAILABLE | DATA NOT AVAILABLE | DATA NOT AVAILABLE | DATA NOT AVAILABLE | DATA NOT AVAILABLE | 20 | 20 | 21.053 | 22.158 | 21.05 | 2021-05-07 | TBC | N | DATA NOT AVAILABLE | N/A | TBC | SSEN_Rein_085 | DATA NOT AVAILABLE | 2021-06-30
DATA NOT AVAILABLE | DATA NOT AVAILABLE | GRIDSERVE ENERGY STORAGE LTD | MELK CIRENCESTER PV | CIRENCESTER SOLAR ENERGY CENTRE | WITPIT LANE | CIRENCESTER | GLOUCESTERSHIRE | GL7 5RP | ENGLAND | 405929 | 201833 | MITY | CIRE 33kV | TBC | TBC | SOUTHERN ELECTRIC POWER DISTRIBUTION PLC | SOLAR | PHOTOVOLTAIC | NO | TBC | TBC | 10 | DATA NOT AVAILABLE | DATA NOT AVAILABLE | DATA NOT AVAILABLE | DATA NOT AVAILABLE | DATA NOT AVAILABLE | DATA NOT AVAILABLE | DATA NOT AVAILABLE | DATA NOT AVAILABLE | DATA NOT AVAILABLE | DATA NOT AVAILABLE | DATA NOT AVAILABLE | DATA NOT AVAILABLE | To Be Confirmed | ACCEPTED TO CONNECT | DATA NOT AVAILABLE | DATA NOT AVAILABLE | DATA NOT AVAILABLE | DATA NOT AVAILABLE | DATA NOT AVAILABLE | DATA NOT AVAILABLE | 10 | 10 | 10.526 | 11.08 | 10.526 | 2021-05-25 | TBC | N | DATA NOT AVAILABLE | N/A | TBC | N/A | DATA NOT AVAILABLE | 2021-06-30
DATA NOT AVAILABLE | DATA NOT AVAILABLE | DNO CONSULTING LTD | 40MW - PV AND BATTERY | PARLEY COURT FARM | PARLEY GREEN LANE | BOURNEMOUTH | CHRISTCHURCH DISTRICT (B) | BH23 6BB | ENGLAND | 409997 | 97268 | MANN | REHI 33kV | REDHILL | 11 | SOUTHERN ELECTRIC POWER DISTRIBUTION PLC | SOLAR | PHOTOVOLTAIC | NO | TBC | TBC | 50 | STORED ENERGY (ALL STORED ENERGY IRRESPECTVE OF THE ORIGINAL ENERGY SOURCE) | STORAGE - ELECTROCHEMICAL (BATTERIES) | N/A | TBC | TBC | 11.08 | DATA NOT AVAILABLE | DATA NOT AVAILABLE | DATA NOT AVAILABLE | DATA NOT AVAILABLE | DATA NOT AVAILABLE | DATA NOT AVAILABLE | To Be Confirmed | ACCEPTED TO CONNECT | DATA NOT AVAILABLE | DATA NOT AVAILABLE | DATA NOT AVAILABLE | DATA NOT AVAILABLE | DATA NOT AVAILABLE | DATA NOT AVAILABLE | 50 | 40 | 42.105 | 11.08 | 10.526 | 2021-06-24 | TBC | N | DATA NOT AVAILABLE | N/A | TBC | SSEN_Rein_086 | DATA NOT AVAILABLE | 2021-07-28
DATA NOT AVAILABLE | DATA NOT AVAILABLE | CANNING GENERATOR SOLUTIONS | 0MW - DIESEL (SHORT TERM PARALLEL) | ASDA DIDCOT ADC | SUTTON COURTENAY LANE | DIDCOT | VALE OF WHITE HORSE DISTRICT | OX14 4TE | ENGLAND | 449955 | 191835 | COWL | DRAY 33kV | MILTON | 11 | SOUTHERN ELECTRIC POWER DISTRIBUTION PLC | DATA NOT AVAILABLE | ENGINE (COMBUSTION / RECIPROCATING) | NO | TBC | TBC | 1 | DATA NOT AVAILABLE | DATA NOT AVAILABLE | DATA NOT AVAILABLE | DATA NOT AVAILABLE | DATA NOT AVAILABLE | DATA NOT AVAILABLE | DATA NOT AVAILABLE | DATA NOT AVAILABLE | DATA NOT AVAILABLE | DATA NOT AVAILABLE | DATA NOT AVAILABLE | DATA NOT AVAILABLE | Yes | ACCEPTED TO CONNECT | DATA NOT AVAILABLE | DATA NOT AVAILABLE | DATA NOT AVAILABLE | DATA NOT AVAILABLE | DATA NOT AVAILABLE | DATA NOT AVAILABLE | 1 | 0 | 0 | 0 | 0 | 2021-07-05 | TBC | N | DATA NOT AVAILABLE | N/A | TBC | N/A | DATA NOT AVAILABLE | 2021-07-28
DATA NOT AVAILABLE | DATA NOT AVAILABLE | ITP ENERGISED | 49.9MW - BATTERY | 3827, CAULTERNICH BESS | LAND AT KILMORACK | DINGWALL | HIGHLAND | IV4 7AL | SCOTLAND | 249487 | 844460 | BEAU | N/A | BEAULY GRID | TBC | SCOTTISH HYDRO ELECTRIC POWER DISTRIBUTION PLC | Stored Energy (all stored energy irrespective of the original energy source) | Storage - Electrochemical (Batteries) | NO | TBC | TBC | 49.9 | DATA NOT AVAILABLE | DATA NOT AVAILABLE | DATA NOT AVAILABLE | DATA NOT AVAILABLE | DATA NOT AVAILABLE | DATA NOT AVAILABLE | DATA NOT AVAILABLE | DATA NOT AVAILABLE | DATA NOT AVAILABLE | DATA NOT AVAILABLE | DATA NOT AVAILABLE | DATA NOT AVAILABLE | To Be Confirmed | ACCEPTED TO CONNECT | DATA NOT AVAILABLE | DATA NOT AVAILABLE | DATA NOT AVAILABLE | DATA NOT AVAILABLE | DATA NOT AVAILABLE | DATA NOT AVAILABLE | 49.9 | 49.9 | 52.526 | 52.526 | 49.9 | 2021-06-29 | TBC | N | DATA NOT AVAILABLE | N/A | TBC | N/A | DATA NOT AVAILABLE | 2021-07-28
DATA NOT AVAILABLE | DATA NOT AVAILABLE | ANGLO RENEWABLES LIMITED | READ 25MW - PV | KINGSCLERE SOLAR FARM, STRATTONS FARM | A339 HEADLEY | THATCHAM | BASINGSTOKE AND DEANE DISTRICT (B) | RG20 4SZ | ENGLAND | 451472 | 160875 | BRLE | THAT 33kV | THATCHAM | 11 | SOUTHERN ELECTRIC POWER DISTRIBUTION PLC | SOLAR | PHOTOVOLTAIC | NO | TBC | TBC | 23 | DATA NOT AVAILABLE | DATA NOT AVAILABLE | DATA NOT AVAILABLE | DATA NOT AVAILABLE | DATA NOT AVAILABLE | DATA NOT AVAILABLE | DATA NOT AVAILABLE | DATA NOT AVAILABLE | DATA NOT AVAILABLE | DATA NOT AVAILABLE | DATA NOT AVAILABLE | DATA NOT AVAILABLE | To Be Confirmed | ACCEPTED TO CONNECT | DATA NOT AVAILABLE | DATA NOT AVAILABLE | DATA NOT AVAILABLE | DATA NOT AVAILABLE | DATA NOT AVAILABLE | DATA NOT AVAILABLE | 23 | 23 | 24.211 | 0.211 | 0.2 | 2021-06-29 | TBC | N | DATA NOT AVAILABLE | N/A | TBC | SSEN_Rein_098 | DATA NOT AVAILABLE | 2021-07-28
DATA NOT AVAILABLE | DATA NOT AVAILABLE | XRENEWABLE LTD | 50MW - BATTERY | THE CROFT | SOUTH FORDTOWN KINTORE | KINTORE | ABERDEENSHIRE | AB51 0XZ | SCOTLAND | 377418 | 814045 | KINT | N/A | TBC | TBC | SCOTTISH HYDRO ELECTRIC POWER DISTRIBUTION PLC | Stored Energy (all stored energy irrespective of the original energy source) | Storage - Electrochemical (Batteries) | NO | TBC | TBC | 50 | DATA NOT AVAILABLE | DATA NOT AVAILABLE | DATA NOT AVAILABLE | DATA NOT AVAILABLE | DATA NOT AVAILABLE | DATA NOT AVAILABLE | DATA NOT AVAILABLE | DATA NOT AVAILABLE | DATA NOT AVAILABLE | DATA NOT AVAILABLE | DATA NOT AVAILABLE | DATA NOT AVAILABLE | To Be Confirmed | ACCEPTED TO CONNECT | DATA NOT AVAILABLE | DATA NOT AVAILABLE | DATA NOT AVAILABLE | DATA NOT AVAILABLE | DATA NOT AVAILABLE | DATA NOT AVAILABLE | 50 | 50 | 52.632 | 52.632 | 50 | 2021-06-16 | TBC | N | DATA NOT AVAILABLE | N/A | TBC | N/A | DATA NOT AVAILABLE | 2021-07-28
DATA NOT AVAILABLE | DATA NOT AVAILABLE | ECODEV GROUP LTD | 49.9MW PV & BATTERY | KEITHICK ESTATE SOLAR, AND BATTERY STORAGE PLANT | KEITHICK | COUPAR ANGUS | PERTH AND KINROSS | PH13 9NF | SCOTLAND | 320315 | 738540 | COUA | N/A | COUPAR ANGUS GRID | TBC | SCOTTISH HYDRO ELECTRIC POWER DISTRIBUTION PLC | SOLAR | PHOTOVOLTAIC | NO | TBC | TBC | 112.5 | STORED ENERGY (ALL STORED ENERGY IRRESPECTVE OF THE ORIGINAL ENERGY SOURCE) | STORAGE - ELECTROCHEMICAL (BATTERIES) | N/A | TBC | TBC | 52.526 | DATA NOT AVAILABLE | DATA NOT AVAILABLE | DATA NOT AVAILABLE | DATA NOT AVAILABLE | DATA NOT AVAILABLE | DATA NOT AVAILABLE | To Be Confirmed | ACCEPTED TO CONNECT | DATA NOT AVAILABLE | DATA NOT AVAILABLE | DATA NOT AVAILABLE | DATA NOT AVAILABLE | DATA NOT AVAILABLE | DATA NOT AVAILABLE | 112.5 | 49.9 | 52.526 | 52.526 | 49.9 | 2021-06-23 | TBC | N | DATA NOT AVAILABLE | N/A | TBC | N/A | DATA NOT AVAILABLE | 2021-07-28
DATA NOT AVAILABLE | DATA NOT AVAILABLE | WSE ARBORFIELD LIMITED | RY 3MW ADDCAP | ARBORFIELD SOLAR PARK | BARTLETTS FARM SWALLOWFIELD ROAD ARBORFIELD | WOKINGHAM | WOKINGHAM (B) | RG2 9JX | ENGLAND | 475263 | 166156 | FLEE | READ 33kV | TBC | TBC | SOUTHERN ELECTRIC POWER DISTRIBUTION PLC | SOLAR | PHOTOVOLTAIC | NO | TBC | TBC | 3 | DATA NOT AVAILABLE | DATA NOT AVAILABLE | DATA NOT AVAILABLE | DATA NOT AVAILABLE | DATA NOT AVAILABLE | DATA NOT AVAILABLE | DATA NOT AVAILABLE | DATA NOT AVAILABLE | DATA NOT AVAILABLE | DATA NOT AVAILABLE | DATA NOT AVAILABLE | DATA NOT AVAILABLE | To Be Confirmed | ACCEPTED TO CONNECT | DATA NOT AVAILABLE | DATA NOT AVAILABLE | DATA NOT AVAILABLE | DATA NOT AVAILABLE | DATA NOT AVAILABLE | DATA NOT AVAILABLE | 3 | 3 | 3.158 | 0.111 | 0.105 | 2021-06-30 | TBC | N | DATA NOT AVAILABLE | N/A | TBC | N/A | DATA NOT AVAILABLE | 2021-07-28
DATA NOT AVAILABLE | DATA NOT AVAILABLE | WIND HARVEST LIMITED | 21.4MW WIND (ADD CAP AS 9.2MW EXISTING) | LOCHEND WIND | LOCHEND DUNNET | THURSO | HIGHLAND | KW14 8TA | SCOTLAND | 326683 | 968129 | THUS1 | N/A | THURSO SOUTH GRID | TBC | SCOTTISH HYDRO ELECTRIC POWER DISTRIBUTION PLC | WIND | ONSHORE WIND TURBINES | NO | TBC | TBC | 12.2 | DATA NOT AVAILABLE | DATA NOT AVAILABLE | DATA NOT AVAILABLE | DATA NOT AVAILABLE | DATA NOT AVAILABLE | DATA NOT AVAILABLE | DATA NOT AVAILABLE | DATA NOT AVAILABLE | DATA NOT AVAILABLE | DATA NOT AVAILABLE | DATA NOT AVAILABLE | DATA NOT AVAILABLE | To Be Confirmed | ACCEPTED TO CONNECT | DATA NOT AVAILABLE | DATA NOT AVAILABLE | DATA NOT AVAILABLE | DATA NOT AVAILABLE | DATA NOT AVAILABLE | DATA NOT AVAILABLE | 12.2 | 12.2 | 12.842 | 0.018 | 0.017 | 2021-07-01 | TBC | N | DATA NOT AVAILABLE | N/A | TBC | SSEN_Rein_099 | DATA NOT AVAILABLE | 2021-07-28
DATA NOT AVAILABLE | DATA NOT AVAILABLE | DNO CONSULTING | MILLTOWN PV | MILLTOWN PV | DATA NOT AVAILABLE | ELGIN | MORAY | IV30 8NQ | SCOTLAND | 325679 | 865554 | ELGI | N/A | ELGIN GRID | TBC | SCOTTISH HYDRO ELECTRIC POWER DISTRIBUTION PLC | SOLAR | PHOTOVOLTAIC | NO | TBC | TBC | 49.9 | DATA NOT AVAILABLE | DATA NOT AVAILABLE | DATA NOT AVAILABLE | DATA NOT AVAILABLE | DATA NOT AVAILABLE | DATA NOT AVAILABLE | DATA NOT AVAILABLE | DATA NOT AVAILABLE | DATA NOT AVAILABLE | DATA NOT AVAILABLE | DATA NOT AVAILABLE | DATA NOT AVAILABLE | No | ACCEPTED TO CONNECT | DATA NOT AVAILABLE | DATA NOT AVAILABLE | DATA NOT AVAILABLE | DATA NOT AVAILABLE | DATA NOT AVAILABLE | DATA NOT AVAILABLE | 49.9 | 49.9 | 52.526 | 0 | 0 | 2014-01-22 | TBC | N | DATA NOT AVAILABLE | N/A | TBC | N/A | DATA NOT AVAILABLE | 2021-09-01
DATA NOT AVAILABLE | DATA NOT AVAILABLE | GORDON MURRAY DESIGN | AWAITING DEMAND DESIGN | KAMCORP PARK | CHOBHAM | WINDLESHAM | SURREY | GU20 6HL | ENGLAND | 494996 | 164514 | FLEE | BRKN 33kV | CHOBHAM | 11 | SOUTHERN ELECTRIC POWER DISTRIBUTION PLC | SOLAR | PHOTOVOLTAIC | NO | TBC | TBC | 0.15 | DATA NOT AVAILABLE | DATA NOT AVAILABLE | DATA NOT AVAILABLE | DATA NOT AVAILABLE | DATA NOT AVAILABLE | DATA NOT AVAILABLE | DATA NOT AVAILABLE | DATA NOT AVAILABLE | DATA NOT AVAILABLE | DATA NOT AVAILABLE | DATA NOT AVAILABLE | DATA NOT AVAILABLE | To Be Confirmed | ACCEPTED TO CONNECT | DATA NOT AVAILABLE | DATA NOT AVAILABLE | DATA NOT AVAILABLE | DATA NOT AVAILABLE | DATA NOT AVAILABLE | DATA NOT AVAILABLE | 0.15 | 0.075 | 0.079 | 1.579 | 1.5 | 2021-07-09 | TBC | N | DATA NOT AVAILABLE | N/A | TBC | N/A | DATA NOT AVAILABLE | 2021-09-01
DATA NOT AVAILABLE | DATA NOT AVAILABLE | PPS LTD | BRINDLEY CLOSE - BATTERY | DATA NOT AVAILABLE | BRINDLEY CLOSE CHENEY MANOR | SWINDON | SWINDON | SN2 2YW | ENGLAND | 413014 | 186119 | MITY | SWIN 33kV | TBC | TBC | SOUTHERN ELECTRIC POWER DISTRIBUTION PLC | Stored Energy (all stored energy irrespective of the original energy source) | Storage - Electrochemical (Batteries) | NO | TBC | TBC | 12 | DATA NOT AVAILABLE | DATA NOT AVAILABLE | DATA NOT AVAILABLE | DATA NOT AVAILABLE | DATA NOT AVAILABLE | DATA NOT AVAILABLE | DATA NOT AVAILABLE | DATA NOT AVAILABLE | DATA NOT AVAILABLE | DATA NOT AVAILABLE | DATA NOT AVAILABLE | DATA NOT AVAILABLE | To Be Confirmed | ACCEPTED TO CONNECT | DATA NOT AVAILABLE | DATA NOT AVAILABLE | DATA NOT AVAILABLE | DATA NOT AVAILABLE | DATA NOT AVAILABLE | DATA NOT AVAILABLE | 12 | 12 | 12.632 | 13.297 | 12.632 | 2021-07-06 | TBC | N | DATA NOT AVAILABLE | N/A | TBC | N/A | DATA NOT AVAILABLE | 2021-09-01
DATA NOT AVAILABLE | DATA NOT AVAILABLE | LOW CARBON UK SOLAR INVESTMENT COMPANY LIMITED | 9 MW EXPORT AND 1.5 MW IMPORT | DATA NOT AVAILABLE | DOGDEAN FARM HOMINGTON | SALISBURY | WILTSHIRE | SP5 4NR | ENGLAND | 413419 | 127047 | MANN | SALI 33kV | NETHERHAMPTON | 11 | SOUTHERN ELECTRIC POWER DISTRIBUTION PLC | SOLAR | PHOTOVOLTAIC | NO | TBC | TBC | 10 | DATA NOT AVAILABLE | DATA NOT AVAILABLE | DATA NOT AVAILABLE | DATA NOT AVAILABLE | DATA NOT AVAILABLE | DATA NOT AVAILABLE | DATA NOT AVAILABLE | DATA NOT AVAILABLE | DATA NOT AVAILABLE | DATA NOT AVAILABLE | DATA NOT AVAILABLE | DATA NOT AVAILABLE | To Be Confirmed | ACCEPTED TO CONNECT | DATA NOT AVAILABLE | DATA NOT AVAILABLE | DATA NOT AVAILABLE | DATA NOT AVAILABLE | DATA NOT AVAILABLE | DATA NOT AVAILABLE | 10 | 9 | 9.474 | 1.662 | 1.579 | 2021-07-21 | TBC | N | DATA NOT AVAILABLE | N/A | TBC | SSEN_Rein_087 | DATA NOT AVAILABLE | 2021-09-01
DATA NOT AVAILABLE | DATA NOT AVAILABLE | ECLIPSE POWER | 32MVA - PV & BATTERY (EXISING 12MW ENA914) | LYTCHETT SOLAR FARM | BLANDFORD ROAD NORTH | POOLE | DORSET | BH16 6AP | ENGLAND | 395745 | 93443 | MANN | LYTC 33kV | TBC | TBC | SOUTHERN ELECTRIC POWER DISTRIBUTION PLC | SOLAR | PHOTOVOLTAIC | NO | TBC | TBC | 64 | STORED ENERGY (ALL STORED ENERGY IRRESPECTVE OF THE ORIGINAL ENERGY SOURCE) | STORAGE - ELECTROCHEMICAL (BATTERIES) | N/A | TBC | TBC | 35.457 | DATA NOT AVAILABLE | DATA NOT AVAILABLE | DATA NOT AVAILABLE | DATA NOT AVAILABLE | DATA NOT AVAILABLE | DATA NOT AVAILABLE | To Be Confirmed | ACCEPTED TO CONNECT | DATA NOT AVAILABLE | DATA NOT AVAILABLE | DATA NOT AVAILABLE | DATA NOT AVAILABLE | DATA NOT AVAILABLE | DATA NOT AVAILABLE | 64 | 32 | 33.684 | 35.457 | 33.684 | 2021-06-28 | TBC | N | DATA NOT AVAILABLE | N/A | TBC | SSEN_Rein_088 | DATA NOT AVAILABLE | 2021-09-01
DATA NOT AVAILABLE | DATA NOT AVAILABLE | RENEWABLE CONNECTIONS DEVELOPMENTS LIMITED | 20MW - PV & BATTERY | MALHAM FARM SOLAR & STORAGE, MALHAM FARM 141-145 | WISBOROUGH GREEN | BILLINGSHURST | WEST SUSSEX | RH14 0AP | ENGLAND | 506035 | 128745 | FLEE | FERN 33kV | TBC | TBC | SOUTHERN ELECTRIC POWER DISTRIBUTION PLC | SOLAR | PHOTOVOLTAIC | NO | TBC | TBC | 20 | STORED ENERGY (ALL STORED ENERGY IRRESPECTVE OF THE ORIGINAL ENERGY SOURCE) | STORAGE - ELECTROCHEMICAL (BATTERIES) | N/A | TBC | TBC | 0.222 | DATA NOT AVAILABLE | DATA NOT AVAILABLE | DATA NOT AVAILABLE | DATA NOT AVAILABLE | DATA NOT AVAILABLE | DATA NOT AVAILABLE | To Be Confirmed | ACCEPTED TO CONNECT | DATA NOT AVAILABLE | DATA NOT AVAILABLE | DATA NOT AVAILABLE | DATA NOT AVAILABLE | DATA NOT AVAILABLE | DATA NOT AVAILABLE | 20 | 20 | 21.053 | 0.222 | 0.211 | 2021-07-19 | TBC | N | DATA NOT AVAILABLE | N/A | TBC | N/A | DATA NOT AVAILABLE | 2021-09-01
DATA NOT AVAILABLE | DATA NOT AVAILABLE | BALANCED GRID SOLUTIONS LIMITED | GS/SLC 15/02 OXFO 49.95MW - BATTERY | COWLEY BATTERY STORAGE | LOWER FARM RADLEY | ABINGDON | OXFORDSHIRE | OX14 3BA | ENGLAND | 453235 | 198785 | COWL | TBC | TBC | TBC | SOUTHERN ELECTRIC POWER DISTRIBUTION PLC | Stored Energy (all stored energy irrespective of the original energy source) | Storage - Electrochemical (Batteries) | NO | TBC | TBC | 49.95 | DATA NOT AVAILABLE | DATA NOT AVAILABLE | DATA NOT AVAILABLE | DATA NOT AVAILABLE | DATA NOT AVAILABLE | DATA NOT AVAILABLE | DATA NOT AVAILABLE | DATA NOT AVAILABLE | DATA NOT AVAILABLE | DATA NOT AVAILABLE | DATA NOT AVAILABLE | DATA NOT AVAILABLE | To Be Confirmed | ACCEPTED TO CONNECT | DATA NOT AVAILABLE | DATA NOT AVAILABLE | DATA NOT AVAILABLE | DATA NOT AVAILABLE | DATA NOT AVAILABLE | DATA NOT AVAILABLE | 49.95 | 49.95 | 52.579 | 42.105 | 40 | 2021-07-29 | TBC | N | DATA NOT AVAILABLE | N/A | TBC | N/A | DATA NOT AVAILABLE | 2021-09-01
DATA NOT AVAILABLE | DATA NOT AVAILABLE | VOLTALIA UK LTD | SOUTH SOLAR FARM - PV | SOUTH SOLAR FARM | SOUTH FARM SPETISBURY BLANDFORD FORUM DORSET | BOURNEMOUTH | DORSET | DT11 9DY | ENGLAND | 390129 | 101525 | MANN | MANN 33kV | TBC | TBC | SOUTHERN ELECTRIC POWER DISTRIBUTION PLC | SOLAR | PHOTOVOLTAIC | NO | TBC | TBC | 40 | DATA NOT AVAILABLE | DATA NOT AVAILABLE | DATA NOT AVAILABLE | DATA NOT AVAILABLE | DATA NOT AVAILABLE | DATA NOT AVAILABLE | DATA NOT AVAILABLE | DATA NOT AVAILABLE | DATA NOT AVAILABLE | DATA NOT AVAILABLE | DATA NOT AVAILABLE | DATA NOT AVAILABLE | To Be Confirmed | ACCEPTED TO CONNECT | DATA NOT AVAILABLE | DATA NOT AVAILABLE | DATA NOT AVAILABLE | DATA NOT AVAILABLE | DATA NOT AVAILABLE | DATA NOT AVAILABLE | 40 | 40 | 42.105 | 21.053 | 20 | 2021-07-30 | TBC | N | DATA NOT AVAILABLE | N/A | TBC | N/A | DATA NOT AVAILABLE | 2021-09-01
DATA NOT AVAILABLE | DATA NOT AVAILABLE | UTILITY CONSULTANCY AND ENGINEERING LTD (UCE) | 7MW PV LIMITED TO 5MW & 3MW BATTERY | MINNIS FARM PV | WOODSTOCK ROAD YARNTON | KIDLINGTON | OXFORDSHIRE | OX5 1PQ | ENGLAND | 448586 | 211888 | COWL | YARN 33kV | TBC | TBC | SOUTHERN ELECTRIC POWER DISTRIBUTION PLC | SOLAR | PHOTOVOLTAIC | NO | TBC | TBC | 10 | STORED ENERGY (ALL STORED ENERGY IRRESPECTVE OF THE ORIGINAL ENERGY SOURCE) | STORAGE - ELECTROCHEMICAL (BATTERIES) | N/A | TBC | TBC | 3.368 | DATA NOT AVAILABLE | DATA NOT AVAILABLE | DATA NOT AVAILABLE | DATA NOT AVAILABLE | DATA NOT AVAILABLE | DATA NOT AVAILABLE | To Be Confirmed | ACCEPTED TO CONNECT | DATA NOT AVAILABLE | DATA NOT AVAILABLE | DATA NOT AVAILABLE | DATA NOT AVAILABLE | DATA NOT AVAILABLE | DATA NOT AVAILABLE | 10 | 5 | 5.263 | 3.368 | 3.2 | 2021-07-19 | TBC | N | DATA NOT AVAILABLE | N/A | TBC | N/A | DATA NOT AVAILABLE | 2021-09-01
DATA NOT AVAILABLE | DATA NOT AVAILABLE | XRENEWABLE LTD | 50MW BATTERY | CALZIEVEG | BRACO | DUNBLANE | PERTHSHIRE AND KINROSS | FK15 9RD | SCOTLAND | 281015 | 709090 | BRAC | N/A | BRACO GRID | TBC | SCOTTISH HYDRO ELECTRIC POWER DISTRIBUTION PLC | Stored Energy (all stored energy irrespective of the original energy source) | Storage - Electrochemical (Batteries) | NO | TBC | TBC | 50 | DATA NOT AVAILABLE | DATA NOT AVAILABLE | DATA NOT AVAILABLE | DATA NOT AVAILABLE | DATA NOT AVAILABLE | DATA NOT AVAILABLE | DATA NOT AVAILABLE | DATA NOT AVAILABLE | DATA NOT AVAILABLE | DATA NOT AVAILABLE | DATA NOT AVAILABLE | DATA NOT AVAILABLE | To Be Confirmed | ACCEPTED TO CONNECT | DATA NOT AVAILABLE | DATA NOT AVAILABLE | DATA NOT AVAILABLE | DATA NOT AVAILABLE | DATA NOT AVAILABLE | DATA NOT AVAILABLE | 50 | 50 | 52.632 | 52.632 | 50 | 2021-07-26 | TBC | N | DATA NOT AVAILABLE | N/A | TBC | N/A | DATA NOT AVAILABLE | 2021-09-01
DATA NOT AVAILABLE | DATA NOT AVAILABLE | BALANCED GRID SOLUTIONS LIMITED | 15MW BATTERY | BOTLEY ENERGY RESERVE 2 | TITCHFIELD LANE WICKHAM | FAREHAM | HAMPSHIRE | PO15 6DY | ENGLAND | 455138 | 109927 | BOTW | BOTW 33kV | TBC | TBC | SOUTHERN ELECTRIC POWER DISTRIBUTION PLC | Stored Energy (all stored energy irrespective of the original energy source) | Storage - Electrochemical (Batteries) | NO | TBC | TBC | 15 | DATA NOT AVAILABLE | DATA NOT AVAILABLE | DATA NOT AVAILABLE | DATA NOT AVAILABLE | DATA NOT AVAILABLE | DATA NOT AVAILABLE | DATA NOT AVAILABLE | DATA NOT AVAILABLE | DATA NOT AVAILABLE | DATA NOT AVAILABLE | DATA NOT AVAILABLE | DATA NOT AVAILABLE | To Be Confirmed | ACCEPTED TO CONNECT | DATA NOT AVAILABLE | DATA NOT AVAILABLE | DATA NOT AVAILABLE | DATA NOT AVAILABLE | DATA NOT AVAILABLE | DATA NOT AVAILABLE | 15 | 15 | 15.789 | 15.789 | 15 | 2021-07-12 | TBC | N | DATA NOT AVAILABLE | N/A | TBC | SSEN_Rein_089 | DATA NOT AVAILABLE | 2021-09-01
DATA NOT AVAILABLE | DATA NOT AVAILABLE | BLUEFIELD PARTNERS LLP | 10.8 MW SOLAR PV (6.48MW INCREASE) | DATA NOT AVAILABLE | #N/A | #N/A | HAMPSHIRE | #N/A | ENGLAND | #N/A | #N/A | NURS | ROWN 33kV | ROMSEY PV GEN | TBC | SOUTHERN ELECTRIC POWER DISTRIBUTION PLC | SOLAR | PHOTOVOLTAIC | NO | TBC | TBC | 6.48 | DATA NOT AVAILABLE | DATA NOT AVAILABLE | DATA NOT AVAILABLE | DATA NOT AVAILABLE | DATA NOT AVAILABLE | DATA NOT AVAILABLE | DATA NOT AVAILABLE | DATA NOT AVAILABLE | DATA NOT AVAILABLE | DATA NOT AVAILABLE | DATA NOT AVAILABLE | DATA NOT AVAILABLE | To Be Confirmed | ACCEPTED TO CONNECT | DATA NOT AVAILABLE | DATA NOT AVAILABLE | DATA NOT AVAILABLE | DATA NOT AVAILABLE | DATA NOT AVAILABLE | DATA NOT AVAILABLE | 6.48 | 6.48 | 6.821 | 0 | 0 | 00/01/1900 | TBC | N | DATA NOT AVAILABLE | N/A | TBC | N/A | DATA NOT AVAILABLE | 2021-09-01
DATA NOT AVAILABLE | DATA NOT AVAILABLE | LOW CARBON UK SOLAR INVESTMENT COMPANY LIMITED | READ 100MW PV/BATTERY | DATA NOT AVAILABLE | MIDDEL FARM WHITLEY | READING | WILTSHIRE | SN12 7QQ | ENGLAND | 389145 | 166722 | MELK | TBC | TBC | TBC | SOUTHERN ELECTRIC POWER DISTRIBUTION PLC | SOLAR | PHOTOVOLTAIC | NO | TBC | TBC | 100 | STORED ENERGY (ALL STORED ENERGY IRRESPECTVE OF THE ORIGINAL ENERGY SOURCE) | STORAGE - ELECTROCHEMICAL (BATTERIES) | N/A | TBC | TBC | 110.803 | DATA NOT AVAILABLE | DATA NOT AVAILABLE | DATA NOT AVAILABLE | DATA NOT AVAILABLE | DATA NOT AVAILABLE | DATA NOT AVAILABLE | To Be Confirmed | ACCEPTED TO CONNECT | DATA NOT AVAILABLE | DATA NOT AVAILABLE | DATA NOT AVAILABLE | DATA NOT AVAILABLE | DATA NOT AVAILABLE | DATA NOT AVAILABLE | 100 | 100 | 105.263 | 110.803 | 105.263 | 2021-08-04 | TBC | N | DATA NOT AVAILABLE | N/A | TBC | N/A | DATA NOT AVAILABLE | 2021-09-01
DATA NOT AVAILABLE | DATA NOT AVAILABLE | WESSEX SOLAR POWER LIMITED | 22MW - PV | HOLT LANE SOLAR PARK, LAND ADJOINING HOLT FARM | HOLT LANE HOOK | BASINGSTOKE | HAMPSHIRE | RG27 9ER | ENGLAND | 473494 | 153945 | FLEE | COXW 33kV | HOOK | 11 | SOUTHERN ELECTRIC POWER DISTRIBUTION PLC | SOLAR | PHOTOVOLTAIC | NO | TBC | TBC | 22 | DATA NOT AVAILABLE | DATA NOT AVAILABLE | DATA NOT AVAILABLE | DATA NOT AVAILABLE | DATA NOT AVAILABLE | DATA NOT AVAILABLE | DATA NOT AVAILABLE | DATA NOT AVAILABLE | DATA NOT AVAILABLE | DATA NOT AVAILABLE | DATA NOT AVAILABLE | DATA NOT AVAILABLE | To Be Confirmed | ACCEPTED TO CONNECT | DATA NOT AVAILABLE | DATA NOT AVAILABLE | DATA NOT AVAILABLE | DATA NOT AVAILABLE | DATA NOT AVAILABLE | DATA NOT AVAILABLE | 22 | 22 | 23.158 | 0.095 | 0.09 | 2021-07-22 | TBC | N | DATA NOT AVAILABLE | N/A | TBC | SSEN_Rein_090 | DATA NOT AVAILABLE | 2021-09-01
DATA NOT AVAILABLE | DATA NOT AVAILABLE | AGILE ENERGY RECOVERY (INVERURIE) LIMITED | 40MW - EFW | THAINSTONE ENERGY PARK ERF | KIRKWOOD COMMERCIAL PARK PORT ELPHINSTONE | INVERURIE | ABERDEENSHIRE | AB51 5NR | SCOTLAND | 378183 | 819331 | KINT | N/A | KINTORE GRID | TBC | SCOTTISH HYDRO ELECTRIC POWER DISTRIBUTION PLC | OTHER | OTHER | NO | TBC | TBC | 55 | DATA NOT AVAILABLE | DATA NOT AVAILABLE | DATA NOT AVAILABLE | DATA NOT AVAILABLE | DATA NOT AVAILABLE | DATA NOT AVAILABLE | DATA NOT AVAILABLE | DATA NOT AVAILABLE | DATA NOT AVAILABLE | DATA NOT AVAILABLE | DATA NOT AVAILABLE | DATA NOT AVAILABLE | To Be Confirmed | ACCEPTED TO CONNECT | DATA NOT AVAILABLE | DATA NOT AVAILABLE | DATA NOT AVAILABLE | DATA NOT AVAILABLE | DATA NOT AVAILABLE | DATA NOT AVAILABLE | 55 | 40 | 42.105 | 42.105 | 40 | 2021-07-06 | TBC | N | DATA NOT AVAILABLE | N/A | TBC | N/A | DATA NOT AVAILABLE | 2021-09-01
DATA NOT AVAILABLE | DATA NOT AVAILABLE | NATURAL POWER | 26MW - WIND | EASCAIRT FARM | DATA NOT AVAILABLE | TARBERT | ARGYLL AND BUTE | PA29 6YQ | SCOTLAND | 183225 | 651631 | CAAD | N/A | CARRADALE GRID | TBC | SCOTTISH HYDRO ELECTRIC POWER DISTRIBUTION PLC | WIND | ONSHORE WIND TURBINES | NO | TBC | TBC | 26 | DATA NOT AVAILABLE | DATA NOT AVAILABLE | DATA NOT AVAILABLE | DATA NOT AVAILABLE | DATA NOT AVAILABLE | DATA NOT AVAILABLE | DATA NOT AVAILABLE | DATA NOT AVAILABLE | DATA NOT AVAILABLE | DATA NOT AVAILABLE | DATA NOT AVAILABLE | DATA NOT AVAILABLE | To Be Confirmed | ACCEPTED TO CONNECT | DATA NOT AVAILABLE | DATA NOT AVAILABLE | DATA NOT AVAILABLE | DATA NOT AVAILABLE | DATA NOT AVAILABLE | DATA NOT AVAILABLE | 26 | 26 | 27.368 | 0.368 | 0.35 | 2021-07-20 | TBC | N | DATA NOT AVAILABLE | N/A | TBC | N/A | DATA NOT AVAILABLE | 2021-09-01
DATA NOT AVAILABLE | DATA NOT AVAILABLE | RENEWABLE CONNECTIONS SOLAR HOLDINGS LIMITED | 34.375 MW BATTERY/PV LTP | MONTREATHMONT | MOOR FOREST MONTREATHMONT FOREST | FORFAR | ANGUS | DD8 2TW | SCOTLAND | 358417 | 752870 | LUNA | N/A | TBC | TBC | SCOTTISH HYDRO ELECTRIC POWER DISTRIBUTION PLC | SOLAR | PHOTOVOLTAIC | NO | TBC | TBC | 34.375 | STORED ENERGY (ALL STORED ENERGY IRRESPECTVE OF THE ORIGINAL ENERGY SOURCE) | STORAGE - ELECTROCHEMICAL (BATTERIES) | N/A | TBC | TBC | 36.184 | DATA NOT AVAILABLE | DATA NOT AVAILABLE | DATA NOT AVAILABLE | DATA NOT AVAILABLE | DATA NOT AVAILABLE | DATA NOT AVAILABLE | To Be Confirmed | ACCEPTED TO CONNECT | DATA NOT AVAILABLE | DATA NOT AVAILABLE | DATA NOT AVAILABLE | DATA NOT AVAILABLE | DATA NOT AVAILABLE | DATA NOT AVAILABLE | 34.375 | 34.375 | 36.184 | 36.184 | 34.375 | 2021-07-22 | TBC | N | DATA NOT AVAILABLE | N/A | TBC | N/A | DATA NOT AVAILABLE | 2021-09-01
DATA NOT AVAILABLE | DATA NOT AVAILABLE | RWE RENEWABLES UK LTD | 58MW WIND | DATA NOT AVAILABLE | GOLTICLAY WIND FARM | LYBSTER | HIGHLAND | KW3 6DA | SCOTLAND | 323827 | 937486 | MYBS | N/A | MYBSTER GRID | TBC | SCOTTISH HYDRO ELECTRIC POWER DISTRIBUTION PLC | WIND | ONSHORE WIND TURBINES | NO | TBC | TBC | 58 | DATA NOT AVAILABLE | DATA NOT AVAILABLE | DATA NOT AVAILABLE | DATA NOT AVAILABLE | DATA NOT AVAILABLE | DATA NOT AVAILABLE | DATA NOT AVAILABLE | DATA NOT AVAILABLE | DATA NOT AVAILABLE | DATA NOT AVAILABLE | DATA NOT AVAILABLE | DATA NOT AVAILABLE | To Be Confirmed | ACCEPTED TO CONNECT | DATA NOT AVAILABLE | DATA NOT AVAILABLE | DATA NOT AVAILABLE | DATA NOT AVAILABLE | DATA NOT AVAILABLE | DATA NOT AVAILABLE | 58 | 58 | 61.053 | 0.211 | 0.2 | 2021-07-21 | TBC | N | DATA NOT AVAILABLE | N/A | TBC | N/A | DATA NOT AVAILABLE | 2021-09-01
DATA NOT AVAILABLE | DATA NOT AVAILABLE | ECLIPSE POWER GENERATION LIMITED | MELK 20MW BATTERY | DATA NOT AVAILABLE | NORRINGTON LANE | MELKSHAM | WILTSHIRE | SN12 8LT | ENGLAND | 388325 | 165077 | MELK | NORR 33kV | TBC | TBC | SOUTHERN ELECTRIC POWER DISTRIBUTION PLC | Stored Energy (all stored energy irrespective of the original energy source) | Storage - Electrochemical (Batteries) | NO | TBC | TBC | 20 | DATA NOT AVAILABLE | DATA NOT AVAILABLE | DATA NOT AVAILABLE | DATA NOT AVAILABLE | DATA NOT AVAILABLE | DATA NOT AVAILABLE | DATA NOT AVAILABLE | DATA NOT AVAILABLE | DATA NOT AVAILABLE | DATA NOT AVAILABLE | DATA NOT AVAILABLE | DATA NOT AVAILABLE | To Be Confirmed | ACCEPTED TO CONNECT | DATA NOT AVAILABLE | DATA NOT AVAILABLE | DATA NOT AVAILABLE | DATA NOT AVAILABLE | DATA NOT AVAILABLE | DATA NOT AVAILABLE | 20 | 20 | 21.053 | 21.053 | 20 | 2021-08-05 | TBC | N | DATA NOT AVAILABLE | N/A | TBC | SSEN_Rein_091 | DATA NOT AVAILABLE | 2021-09-01
DATA NOT AVAILABLE | DATA NOT AVAILABLE | NORIKER POWER LTD | 50MW BATTERY | ROTHIENORMAN BATTERY STORAGE | LAND AT MIDDLETON OF BLACKFORD ROTHIENORMAN | INVERURIE | ABERDEENSHIRE | AB51 8YL | SCOTLAND | 370198 | 835658 | ROTH4 | N/A | ROTHIENORMAN | 0.4 | SCOTTISH HYDRO ELECTRIC POWER DISTRIBUTION PLC | Stored Energy (all stored energy irrespective of the original energy source) | Storage - Electrochemical (Batteries) | NO | TBC | TBC | 50 | DATA NOT AVAILABLE | DATA NOT AVAILABLE | DATA NOT AVAILABLE | DATA NOT AVAILABLE | DATA NOT AVAILABLE | DATA NOT AVAILABLE | DATA NOT AVAILABLE | DATA NOT AVAILABLE | DATA NOT AVAILABLE | DATA NOT AVAILABLE | DATA NOT AVAILABLE | DATA NOT AVAILABLE | To Be Confirmed | ACCEPTED TO CONNECT | DATA NOT AVAILABLE | DATA NOT AVAILABLE | DATA NOT AVAILABLE | DATA NOT AVAILABLE | DATA NOT AVAILABLE | DATA NOT AVAILABLE | 50 | 50 | 52.632 | 52.632 | 50 | 2021-07-13 | TBC | N | DATA NOT AVAILABLE | N/A | TBC | N/A | DATA NOT AVAILABLE | 2021-09-01
DATA NOT AVAILABLE | DATA NOT AVAILABLE | INTELLIGENT LAND INVESTMENTS GROUP PLC | 49.9MW BATTERY | AUCHTERAWE ENERGY STORAGE | AUCHTERAWE FARM | FORT AUGUSTUS | HIGHLAND | PH32 4BT | SCOTLAND | 235259 | 808135 | FAUG | N/A | FORT AUGUSTUS GRID | TBC | SCOTTISH HYDRO ELECTRIC POWER DISTRIBUTION PLC | Stored Energy (all stored energy irrespective of the original energy source) | Storage - Electrochemical (Batteries) | NO | TBC | TBC | 49.9 | DATA NOT AVAILABLE | DATA NOT AVAILABLE | DATA NOT AVAILABLE | DATA NOT AVAILABLE | DATA NOT AVAILABLE | DATA NOT AVAILABLE | DATA NOT AVAILABLE | DATA NOT AVAILABLE | DATA NOT AVAILABLE | DATA NOT AVAILABLE | DATA NOT AVAILABLE | DATA NOT AVAILABLE | To Be Confirmed | ACCEPTED TO CONNECT | DATA NOT AVAILABLE | DATA NOT AVAILABLE | DATA NOT AVAILABLE | DATA NOT AVAILABLE | DATA NOT AVAILABLE | DATA NOT AVAILABLE | 49.9 | 49.9 | 52.526 | 52.526 | 49.9 | 2021-08-03 | TBC | N | DATA NOT AVAILABLE | N/A | TBC | N/A | DATA NOT AVAILABLE | 2021-09-01
DATA NOT AVAILABLE | DATA NOT AVAILABLE | ADTEK LIMITED | LAURENCEKIRK 30MW BATTERY | FIDDES BATTERY STORAGE | CASTLE OF FIDDES | LAURENCEKIRK | ABERDEENSHIRE | AB30 1LL | SCOTLAND | 381297 | 781886 | FIDD | N/A | FIDDES | TBC | SCOTTISH HYDRO ELECTRIC POWER DISTRIBUTION PLC | Stored Energy (all stored energy irrespective of the original energy source) | Storage - Electrochemical (Batteries) | NO | TBC | TBC | 30 | DATA NOT AVAILABLE | DATA NOT AVAILABLE | DATA NOT AVAILABLE | DATA NOT AVAILABLE | DATA NOT AVAILABLE | DATA NOT AVAILABLE | DATA NOT AVAILABLE | DATA NOT AVAILABLE | DATA NOT AVAILABLE | DATA NOT AVAILABLE | DATA NOT AVAILABLE | DATA NOT AVAILABLE | To Be Confirmed | ACCEPTED TO CONNECT | DATA NOT AVAILABLE | DATA NOT AVAILABLE | DATA NOT AVAILABLE | DATA NOT AVAILABLE | DATA NOT AVAILABLE | DATA NOT AVAILABLE | 30 | 30 | 31.579 | 31.579 | 30 | 2021-07-22 | TBC | N | DATA NOT AVAILABLE | N/A | TBC | N/A | DATA NOT AVAILABLE | 2021-09-01
DATA NOT AVAILABLE | DATA NOT AVAILABLE | SSE CONTRACTING | DATA NOT AVAILABLE | STFC - RAL SOLAR CAR PORTS | FERMI AVENUE HARWELL CAMPUS | DIDCOT | OXFORDSHIRE | OX11 0QX | ENGLAND | 447506 | 186189 | COWL | HARS | HARWELL SOUTH | 11 | SOUTHERN ELECTRIC POWER DISTRIBUTION PLC | SOLAR | PHOTOVOLTAIC | NO | TBC | TBC | 3.128 | DATA NOT AVAILABLE | DATA NOT AVAILABLE | DATA NOT AVAILABLE | DATA NOT AVAILABLE | DATA NOT AVAILABLE | DATA NOT AVAILABLE | DATA NOT AVAILABLE | DATA NOT AVAILABLE | DATA NOT AVAILABLE | DATA NOT AVAILABLE | DATA NOT AVAILABLE | DATA NOT AVAILABLE | To Be Confirmed | ACCEPTED TO CONNECT | DATA NOT AVAILABLE | DATA NOT AVAILABLE | DATA NOT AVAILABLE | DATA NOT AVAILABLE | DATA NOT AVAILABLE | DATA NOT AVAILABLE | 3.128 | 3.128 | 3.293 | 0 | 0 | 2021-07-15 | TBC | N | DATA NOT AVAILABLE | N/A | TBC | N/A | DATA NOT AVAILABLE | 2021-09-01
DATA NOT AVAILABLE | DATA NOT AVAILABLE | LIGHTSOURCE RENEWABLE UK DEVELOPMENT LIMITED | 30MW PV | HARESTOCK PV SOLAR PARK | LITTLETON HOUSE CRAWLEY DOWN | WINCHESTER | HAMPSHIRE | SO21 2QF | ENGLAND | 444619 | 133697 | NURS | WINC 33kV | TBC | TBC | SOUTHERN ELECTRIC POWER DISTRIBUTION PLC | SOLAR | PHOTOVOLTAIC | NO | TBC | TBC | 8.183 | DATA NOT AVAILABLE | DATA NOT AVAILABLE | DATA NOT AVAILABLE | DATA NOT AVAILABLE | DATA NOT AVAILABLE | DATA NOT AVAILABLE | DATA NOT AVAILABLE | DATA NOT AVAILABLE | DATA NOT AVAILABLE | DATA NOT AVAILABLE | DATA NOT AVAILABLE | DATA NOT AVAILABLE | To Be Confirmed | ACCEPTED TO CONNECT | DATA NOT AVAILABLE | DATA NOT AVAILABLE | DATA NOT AVAILABLE | DATA NOT AVAILABLE | DATA NOT AVAILABLE | DATA NOT AVAILABLE | 8.183 | 10 | 10.526 | 0.094 | 0.089 | 2021-07-28 | TBC | N | DATA NOT AVAILABLE | N/A | TBC | SSEN_Rein_092 | DATA NOT AVAILABLE | 2021-09-01
DATA NOT AVAILABLE | DATA NOT AVAILABLE | ARGAND SOLUTIONS LTD | 1.065MW EXPORT 2MW IMPORT | BEYSIDE LTD | PORTGORDON MALTINGS PORTGORDON | BUCKIE | MORAY | AB56 5BU | SCOTLAND | 338599 | 863734 | KEIT | N/A | KEITH GRID | TBC | SCOTTISH HYDRO ELECTRIC POWER DISTRIBUTION PLC | OTHER | OTHER | NO | TBC | TBC | 1.065 | DATA NOT AVAILABLE | DATA NOT AVAILABLE | DATA NOT AVAILABLE | DATA NOT AVAILABLE | DATA NOT AVAILABLE | DATA NOT AVAILABLE | DATA NOT AVAILABLE | DATA NOT AVAILABLE | DATA NOT AVAILABLE | DATA NOT AVAILABLE | DATA NOT AVAILABLE | DATA NOT AVAILABLE | To Be Confirmed | ACCEPTED TO CONNECT | DATA NOT AVAILABLE | DATA NOT AVAILABLE | DATA NOT AVAILABLE | DATA NOT AVAILABLE | DATA NOT AVAILABLE | DATA NOT AVAILABLE | 1.065 | 1.065 | 1.121 | 2.105 | 2 | 2021-09-08 | TBC | N | DATA NOT AVAILABLE | N/A | TBC | N/A | DATA NOT AVAILABLE | 2021-10-01
DATA NOT AVAILABLE | DATA NOT AVAILABLE | FORDTOWN ENERGY STORAGE LTD | 49.9MW - BATTERY | DATA NOT AVAILABLE | DATA NOT AVAILABLE | DATA NOT AVAILABLE | DATA NOT AVAILABLE | TBC | SCOTLAND | TBC | TBC | KINT | N/A | KINTORE GRID | TBC | SCOTTISH HYDRO ELECTRIC POWER DISTRIBUTION PLC | Stored Energy (all stored energy irrespective of the original energy source) | Storage - Electrochemical (Batteries) | NO | TBC | TBC | 49.99 | DATA NOT AVAILABLE | DATA NOT AVAILABLE | DATA NOT AVAILABLE | DATA NOT AVAILABLE | DATA NOT AVAILABLE | DATA NOT AVAILABLE | DATA NOT AVAILABLE | DATA NOT AVAILABLE | DATA NOT AVAILABLE | DATA NOT AVAILABLE | DATA NOT AVAILABLE | DATA NOT AVAILABLE | To Be Confirmed | ACCEPTED TO CONNECT | DATA NOT AVAILABLE | DATA NOT AVAILABLE | DATA NOT AVAILABLE | DATA NOT AVAILABLE | DATA NOT AVAILABLE | DATA NOT AVAILABLE | 49.99 | 49.99 | 52.621 | 52.621 | 49.99 | 2021-10-08 | TBC | N | DATA NOT AVAILABLE | N/A | TBC | N/A | DATA NOT AVAILABLE | 2021-10-01
DATA NOT AVAILABLE | DATA NOT AVAILABLE | ITPENERGISED | SP - NAIRN BESS 49.9MW BATTERY | DATA NOT AVAILABLE | DATA NOT AVAILABLE | DATA NOT AVAILABLE | HIGHLAND | TBC | SCOTLAND | TBC | TBC | NAIR | N/A | TBC | TBC | SCOTTISH HYDRO ELECTRIC POWER DISTRIBUTION PLC | Stored Energy (all stored energy irrespective of the original energy source) | Storage - Electrochemical (Batteries) | NO | TBC | TBC | 49.9 | DATA NOT AVAILABLE | DATA NOT AVAILABLE | DATA NOT AVAILABLE | DATA NOT AVAILABLE | DATA NOT AVAILABLE | DATA NOT AVAILABLE | DATA NOT AVAILABLE | DATA NOT AVAILABLE | DATA NOT AVAILABLE | DATA NOT AVAILABLE | DATA NOT AVAILABLE | DATA NOT AVAILABLE | To Be Confirmed | ACCEPTED TO CONNECT | DATA NOT AVAILABLE | DATA NOT AVAILABLE | DATA NOT AVAILABLE | DATA NOT AVAILABLE | DATA NOT AVAILABLE | DATA NOT AVAILABLE | 49.9 | 49.9 | 52.526 | 52.526 | 49.9 | TBC | TBC | N | DATA NOT AVAILABLE | N/A | TBC | N/A | DATA NOT AVAILABLE | 2021-10-01
DATA NOT AVAILABLE | DATA NOT AVAILABLE | BALANCE POWER PROJECTS LIMITED | 49.5MW BATTERY | MANNINGTON | HOLT ROAD | WIMBORNE | DORSET | BH21 6SE | ENGLAND | 407829 | 105712 | MANN | MANN 33kV | TBC | TBC | SOUTHERN ELECTRIC POWER DISTRIBUTION PLC | Stored Energy (all stored energy irrespective of the original energy source) | Storage - Electrochemical (Batteries) | NO | TBC | TBC | 52.1 | DATA NOT AVAILABLE | DATA NOT AVAILABLE | DATA NOT AVAILABLE | DATA NOT AVAILABLE | DATA NOT AVAILABLE | DATA NOT AVAILABLE | DATA NOT AVAILABLE | DATA NOT AVAILABLE | DATA NOT AVAILABLE | DATA NOT AVAILABLE | DATA NOT AVAILABLE | DATA NOT AVAILABLE | To Be Confirmed | ACCEPTED TO CONNECT | DATA NOT AVAILABLE | DATA NOT AVAILABLE | DATA NOT AVAILABLE | DATA NOT AVAILABLE | DATA NOT AVAILABLE | DATA NOT AVAILABLE | 52.1 | 52.1 | 54.842 | 54.842 | 52.1 | 2021-08-13 | TBC | N | DATA NOT AVAILABLE | N/A | TBC | N/A | DATA NOT AVAILABLE | 2021-10-01
DATA NOT AVAILABLE | DATA NOT AVAILABLE | CONRAD ENERGY (DEVELOPMENTS) II LIMITED | 5.07MW - GAS | GOSPORT HYBRID POWER GENERATION PLANT | LAND TO THE SOUTH OF HERITAGE WAY BROCKHURST GATE RETAIL PARK | GOSPORT | HAMPSHIRE | PO13 0AF | ENGLAND | 459411 | 102255 | LOVE | FARE 33kV | BROCKHURST | 11 | SOUTHERN ELECTRIC POWER DISTRIBUTION PLC | OTHER | OTHER | NO | TBC | TBC | 5.07 | DATA NOT AVAILABLE | DATA NOT AVAILABLE | DATA NOT AVAILABLE | DATA NOT AVAILABLE | DATA NOT AVAILABLE | DATA NOT AVAILABLE | DATA NOT AVAILABLE | DATA NOT AVAILABLE | DATA NOT AVAILABLE | DATA NOT AVAILABLE | DATA NOT AVAILABLE | DATA NOT AVAILABLE | To Be Confirmed | ACCEPTED TO CONNECT | DATA NOT AVAILABLE | DATA NOT AVAILABLE | DATA NOT AVAILABLE | DATA NOT AVAILABLE | DATA NOT AVAILABLE | DATA NOT AVAILABLE | 5.07 | 5.07 | 5.337 | 0.316 | 0.3 | 2021-08-11 | TBC | N | DATA NOT AVAILABLE | N/A | TBC | N/A | DATA NOT AVAILABLE | 2021-10-01
DATA NOT AVAILABLE | DATA NOT AVAILABLE | CUSTOM SOLAR LTD | 2.15MW - PV & BATTERY (ADD CAP) | PORTSMOUTH INTERNATIONAL PORT | GEORGE BYNG WAY | PORTSMOUTH | PORTSMOUTH | PO2 8QN | ENGLAND | 464320 | 101781 | LOVE | WYME 33kV | GAMBLE ROAD | 11 | SOUTHERN ELECTRIC POWER DISTRIBUTION PLC | SOLAR | PHOTOVOLTAIC | NO | TBC | TBC | 2.1 | STORED ENERGY (ALL STORED ENERGY IRRESPECTVE OF THE ORIGINAL ENERGY SOURCE) | STORAGE - ELECTROCHEMICAL (BATTERIES) | N/A | TBC | TBC | 1.684 | DATA NOT AVAILABLE | DATA NOT AVAILABLE | DATA NOT AVAILABLE | DATA NOT AVAILABLE | DATA NOT AVAILABLE | DATA NOT AVAILABLE | To Be Confirmed | ACCEPTED TO CONNECT | DATA NOT AVAILABLE | DATA NOT AVAILABLE | DATA NOT AVAILABLE | DATA NOT AVAILABLE | DATA NOT AVAILABLE | DATA NOT AVAILABLE | 2.1 | 2.1 | 2.211 | 1.684 | 1.6 | 2021-08-05 | TBC | N | DATA NOT AVAILABLE | N/A | TBC | N/A | DATA NOT AVAILABLE | 2021-10-01
DATA NOT AVAILABLE | DATA NOT AVAILABLE | DNO CONSULTING LIMITED | 20MW PV | KILN FIELDS PV, KILN FIELDS | READING ROAD HECKFIELD | HOOK | HAMPSHIRE | RG27 0LE | ENGLAND | 472536 | 160349 | BRLE | BASI 33kV | BRAMLEY GREEN | 11 | SOUTHERN ELECTRIC POWER DISTRIBUTION PLC | SOLAR | PHOTOVOLTAIC | NO | TBC | TBC | 20 | DATA NOT AVAILABLE | DATA NOT AVAILABLE | DATA NOT AVAILABLE | DATA NOT AVAILABLE | DATA NOT AVAILABLE | DATA NOT AVAILABLE | DATA NOT AVAILABLE | DATA NOT AVAILABLE | DATA NOT AVAILABLE | DATA NOT AVAILABLE | DATA NOT AVAILABLE | DATA NOT AVAILABLE | To Be Confirmed | ACCEPTED TO CONNECT | DATA NOT AVAILABLE | DATA NOT AVAILABLE | DATA NOT AVAILABLE | DATA NOT AVAILABLE | DATA NOT AVAILABLE | DATA NOT AVAILABLE | 20 | 20 | 21.053 | 0.095 | 0.09 | 2021-09-01 | TBC | N | DATA NOT AVAILABLE | N/A | TBC | N/A | DATA NOT AVAILABLE | 2021-10-01
DATA NOT AVAILABLE | DATA NOT AVAILABLE | ADTEK LIMITED | 39MW BATTERY | KEITH BATTERY STORAGE | WESTERTON ROAD | KEITH | MORAY | AB55 5EP | SCOTLAND | 343564 | 850497 | KEIT | N/A | TBC | TBC | SCOTTISH HYDRO ELECTRIC POWER DISTRIBUTION PLC | Stored Energy (all stored energy irrespective of the original energy source) | Storage - Electrochemical (Batteries) | NO | TBC | TBC | 39 | DATA NOT AVAILABLE | DATA NOT AVAILABLE | DATA NOT AVAILABLE | DATA NOT AVAILABLE | DATA NOT AVAILABLE | DATA NOT AVAILABLE | DATA NOT AVAILABLE | DATA NOT AVAILABLE | DATA NOT AVAILABLE | DATA NOT AVAILABLE | DATA NOT AVAILABLE | DATA NOT AVAILABLE | To Be Confirmed | ACCEPTED TO CONNECT | DATA NOT AVAILABLE | DATA NOT AVAILABLE | DATA NOT AVAILABLE | DATA NOT AVAILABLE | DATA NOT AVAILABLE | DATA NOT AVAILABLE | 39 | 39 | 41.053 | 41.053 | 39 | 2021-08-13 | TBC | N | DATA NOT AVAILABLE | N/A | TBC | N/A | DATA NOT AVAILABLE | 2021-10-01
DATA NOT AVAILABLE | DATA NOT AVAILABLE | GREENTECH PROJECTS HOLDING UK LIMITED | DATA NOT AVAILABLE | SHEEPBRIDGE COURT FARM COTTAGES | BASINGSTOKE ROAD SWALLOWFIELD | READING | BERKSHIRE | RG7 1PT | ENGLAND | 472078 | 165355 | FLEE | READ 33kV | READING | 11 | SOUTHERN ELECTRIC POWER DISTRIBUTION PLC | SOLAR | PHOTOVOLTAIC | NO | TBC | TBC | 19 | DATA NOT AVAILABLE | DATA NOT AVAILABLE | DATA NOT AVAILABLE | DATA NOT AVAILABLE | DATA NOT AVAILABLE | DATA NOT AVAILABLE | DATA NOT AVAILABLE | DATA NOT AVAILABLE | DATA NOT AVAILABLE | DATA NOT AVAILABLE | DATA NOT AVAILABLE | DATA NOT AVAILABLE | To Be Confirmed | ACCEPTED TO CONNECT | DATA NOT AVAILABLE | DATA NOT AVAILABLE | DATA NOT AVAILABLE | DATA NOT AVAILABLE | DATA NOT AVAILABLE | DATA NOT AVAILABLE | 19 | 19 | 20 | 0.554 | 0.526 | 2021-09-15 | TBC | N | DATA NOT AVAILABLE | N/A | TBC | SSEN_Rein_093 | DATA NOT AVAILABLE | 2021-10-01
DATA NOT AVAILABLE | DATA NOT AVAILABLE | SOLAR 2 LIMITED | 49.9MW PV | COLLACE SOLAR, LAND AT MILTON OF COLLACE | BURRELTON | BLAIRGOWRIE | PERTHSHIRE AND KINROSS | PH13 9PR | SCOTLAND | 318689 | 734323 | COUA | N/A | COUPAR ANGUS GRID | TBC | SCOTTISH HYDRO ELECTRIC POWER DISTRIBUTION PLC | SOLAR | PHOTOVOLTAIC | NO | TBC | TBC | 49.9 | DATA NOT AVAILABLE | DATA NOT AVAILABLE | DATA NOT AVAILABLE | DATA NOT AVAILABLE | DATA NOT AVAILABLE | DATA NOT AVAILABLE | DATA NOT AVAILABLE | DATA NOT AVAILABLE | DATA NOT AVAILABLE | DATA NOT AVAILABLE | DATA NOT AVAILABLE | DATA NOT AVAILABLE | To Be Confirmed | ACCEPTED TO CONNECT | DATA NOT AVAILABLE | DATA NOT AVAILABLE | DATA NOT AVAILABLE | DATA NOT AVAILABLE | DATA NOT AVAILABLE | DATA NOT AVAILABLE | 49.9 | 49.9 | 52.526 | 0.316 | 0.3 | 2021-08-26 | TBC | N | DATA NOT AVAILABLE | N/A | TBC | N/A | DATA NOT AVAILABLE | 2021-10-01
DATA NOT AVAILABLE | DATA NOT AVAILABLE | INNOVA RENEWABLES LIMITED | DATA NOT AVAILABLE | SOUTH LYNCH SOLAR AND STORAGE PLANT, LAND AT VIOLET HILL COTTAGE | PART OF SOUTH LYNCH FARM HURSLEY | WINCHESTER | HAMPSHIRE | SO21 2JH | ENGLAND | 442728 | 126814 | NURS | WINC 33kV | TBC | TBC | SOUTHERN ELECTRIC POWER DISTRIBUTION PLC | OTHER | OTHER | NO | TBC | TBC | 20.9 | DATA NOT AVAILABLE | DATA NOT AVAILABLE | DATA NOT AVAILABLE | DATA NOT AVAILABLE | DATA NOT AVAILABLE | DATA NOT AVAILABLE | DATA NOT AVAILABLE | DATA NOT AVAILABLE | DATA NOT AVAILABLE | DATA NOT AVAILABLE | DATA NOT AVAILABLE | DATA NOT AVAILABLE | To Be Confirmed | ACCEPTED TO CONNECT | DATA NOT AVAILABLE | DATA NOT AVAILABLE | DATA NOT AVAILABLE | DATA NOT AVAILABLE | DATA NOT AVAILABLE | DATA NOT AVAILABLE | 20.9 | 15 | 15.789 | 4.526 | 4.3 | 2021-09-10 | TBC | N | DATA NOT AVAILABLE | N/A | TBC | SSEN_Rein_094 | DATA NOT AVAILABLE | 2021-10-01
DATA NOT AVAILABLE | DATA NOT AVAILABLE | INNOVA RENEWABLES LIMITED | QCHECK & AUTH | DATA NOT AVAILABLE | LAND AT TEMPLE BAR | CHICHESTER | WEST SUSSEX | PO18 0PD | ENGLAND | 488853 | 106611 | LOVE | CHHE 33kV | CHICHESTER | 11 | SOUTHERN ELECTRIC POWER DISTRIBUTION PLC | SOLAR | PHOTOVOLTAIC | NO | TBC | TBC | 10.45 | DATA NOT AVAILABLE | DATA NOT AVAILABLE | DATA NOT AVAILABLE | DATA NOT AVAILABLE | DATA NOT AVAILABLE | DATA NOT AVAILABLE | DATA NOT AVAILABLE | DATA NOT AVAILABLE | DATA NOT AVAILABLE | DATA NOT AVAILABLE | DATA NOT AVAILABLE | DATA NOT AVAILABLE | Yes | ACCEPTED TO CONNECT | DATA NOT AVAILABLE | DATA NOT AVAILABLE | DATA NOT AVAILABLE | DATA NOT AVAILABLE | DATA NOT AVAILABLE | DATA NOT AVAILABLE | 10.45 | 9.999 | 10.525 | 0.111 | 0.105 | 2021-09-09 | TBC | N | DATA NOT AVAILABLE | N/A | TBC | N/A | DATA NOT AVAILABLE | 2021-10-01
DATA NOT AVAILABLE | DATA NOT AVAILABLE | CENTRICA BUSINESS SOLUTIONS | 1.521MW 0 EXPORT CHP | PATHEON UK LTD, THERMO FISHER SWINDON | KINGFISHER DRIVE COVINGHAM | SWINDON | SWINDON | SN3 5BZ | ENGLAND | 418675 | 184885 | MITY | STRA 33kV | PARK NORTH | 11 | SOUTHERN ELECTRIC POWER DISTRIBUTION PLC | BIOFUEL - OTHER | ENGINE (COMBUSTION / RECIPROCATING) | NO | TBC | TBC | 1.521 | DATA NOT AVAILABLE | DATA NOT AVAILABLE | DATA NOT AVAILABLE | DATA NOT AVAILABLE | DATA NOT AVAILABLE | DATA NOT AVAILABLE | DATA NOT AVAILABLE | DATA NOT AVAILABLE | DATA NOT AVAILABLE | DATA NOT AVAILABLE | DATA NOT AVAILABLE | DATA NOT AVAILABLE | To Be Confirmed | ACCEPTED TO CONNECT | DATA NOT AVAILABLE | DATA NOT AVAILABLE | DATA NOT AVAILABLE | DATA NOT AVAILABLE | DATA NOT AVAILABLE | DATA NOT AVAILABLE | 1.521 | 0 | 0 | 0 | 0 | 2021-09-09 | TBC | N | DATA NOT AVAILABLE | N/A | TBC | N/A | DATA NOT AVAILABLE | 2021-10-01
DATA NOT AVAILABLE | DATA NOT AVAILABLE | ADTEK LTD | 49.9MW - PV | COUPAR SOLAR FARM | COUPAR BURN COUPAR ANGUS | BLAIRGOWRIE | PERTHSHIRE AND KINROSS | PH13 9LZ | SCOTLAND | 321803 | 739631 | COUA | N/A | COUPAR ANGUS GRID | TBC | SCOTTISH HYDRO ELECTRIC POWER DISTRIBUTION PLC | SOLAR | PHOTOVOLTAIC | NO | TBC | TBC | 49.9 | DATA NOT AVAILABLE | DATA NOT AVAILABLE | DATA NOT AVAILABLE | DATA NOT AVAILABLE | DATA NOT AVAILABLE | DATA NOT AVAILABLE | DATA NOT AVAILABLE | DATA NOT AVAILABLE | DATA NOT AVAILABLE | DATA NOT AVAILABLE | DATA NOT AVAILABLE | DATA NOT AVAILABLE | To Be Confirmed | ACCEPTED TO CONNECT | DATA NOT AVAILABLE | DATA NOT AVAILABLE | DATA NOT AVAILABLE | DATA NOT AVAILABLE | DATA NOT AVAILABLE | DATA NOT AVAILABLE | 49.9 | 49.9 | 52.526 | 0.316 | 0.3 | 2021-08-26 | TBC | N | DATA NOT AVAILABLE | N/A | TBC | N/A | DATA NOT AVAILABLE | 2021-10-01
DATA NOT AVAILABLE | DATA NOT AVAILABLE | ROADNIGHT TAYLOR LTD | 9.9MW PV | PARKHILL SOUTH SOLAR FARM | PARKHILL FARM | ARBROATH | ANGUS | DD11 5RG | SCOTLAND | 364669 | 745552 | ARBR | N/A | ARBROATH GRID | TBC | SCOTTISH HYDRO ELECTRIC POWER DISTRIBUTION PLC | SOLAR | PHOTOVOLTAIC | NO | TBC | TBC | 10 | DATA NOT AVAILABLE | DATA NOT AVAILABLE | DATA NOT AVAILABLE | DATA NOT AVAILABLE | DATA NOT AVAILABLE | DATA NOT AVAILABLE | DATA NOT AVAILABLE | DATA NOT AVAILABLE | DATA NOT AVAILABLE | DATA NOT AVAILABLE | DATA NOT AVAILABLE | DATA NOT AVAILABLE | To Be Confirmed | ACCEPTED TO CONNECT | DATA NOT AVAILABLE | DATA NOT AVAILABLE | DATA NOT AVAILABLE | DATA NOT AVAILABLE | DATA NOT AVAILABLE | DATA NOT AVAILABLE | 10 | 9.9 | 10.421 | 0.105 | 0.1 | 2021-09-13 | TBC | N | DATA NOT AVAILABLE | N/A | TBC | N/A | DATA NOT AVAILABLE | 2021-10-01
DATA NOT AVAILABLE | DATA NOT AVAILABLE | THE ENERGY WORKSHOP | 49.9MW BATTERY | BOAT OF GARTEN BESS | EAST CROFTMORE | BOAT OF GARTEN | HIGHLAND | PH24 3BY | SCOTLAND | 295916 | 819531 | BOAG | N/A | BOAT OF GARTEN GRID | TBC | SCOTTISH HYDRO ELECTRIC POWER DISTRIBUTION PLC | Stored Energy (all stored energy irrespective of the original energy source) | Storage - Electrochemical (Batteries) | NO | TBC | TBC | 49.9 | DATA NOT AVAILABLE | DATA NOT AVAILABLE | DATA NOT AVAILABLE | DATA NOT AVAILABLE | DATA NOT AVAILABLE | DATA NOT AVAILABLE | DATA NOT AVAILABLE | DATA NOT AVAILABLE | DATA NOT AVAILABLE | DATA NOT AVAILABLE | DATA NOT AVAILABLE | DATA NOT AVAILABLE | To Be Confirmed | ACCEPTED TO CONNECT | DATA NOT AVAILABLE | DATA NOT AVAILABLE | DATA NOT AVAILABLE | DATA NOT AVAILABLE | DATA NOT AVAILABLE | DATA NOT AVAILABLE | 49.9 | 49.9 | 52.526 | 52.526 | 49.9 | 2021-08-10 | TBC | N | DATA NOT AVAILABLE | N/A | TBC | N/A | DATA NOT AVAILABLE | 2021-10-01
DATA NOT AVAILABLE | DATA NOT AVAILABLE | DNO CONSULTING LTD | OXFO WOODS FARM PV | WOODS FARM | DATA NOT AVAILABLE | WANTAGE | OXFORDSHIRE | OX12 8JA | ENGLAND | 445809 | 189602 | COWL | DRAY 33kV | WANTAGE | 11 | SOUTHERN ELECTRIC POWER DISTRIBUTION PLC | SOLAR | PHOTOVOLTAIC | NO | TBC | TBC | 20 | DATA NOT AVAILABLE | DATA NOT AVAILABLE | DATA NOT AVAILABLE | DATA NOT AVAILABLE | DATA NOT AVAILABLE | DATA NOT AVAILABLE | DATA NOT AVAILABLE | DATA NOT AVAILABLE | DATA NOT AVAILABLE | DATA NOT AVAILABLE | DATA NOT AVAILABLE | DATA NOT AVAILABLE | To Be Confirmed | ACCEPTED TO CONNECT | DATA NOT AVAILABLE | DATA NOT AVAILABLE | DATA NOT AVAILABLE | DATA NOT AVAILABLE | DATA NOT AVAILABLE | DATA NOT AVAILABLE | 20 | 20 | 21.053 | 0.095 | 0.09 | 2021-09-09 | TBC | N | DATA NOT AVAILABLE | N/A | TBC | SSEN_Rein_095 | DATA NOT AVAILABLE | 2021-10-01
DATA NOT AVAILABLE | DATA NOT AVAILABLE | ECO SUSTAINABLE SOLUTIONS LTD | DATA NOT AVAILABLE | ECO PARLEY GENERATION ADD CAP | DATA NOT AVAILABLE | CHRISTCHURCH | DORSET | BH23 6BG | ENGLAND | 410020 | 99003 | MANN | REHI 33kV | PARLEY HUB PV | 33 | SOUTHERN ELECTRIC POWER DISTRIBUTION PLC | SOLAR | PHOTOVOLTAIC | NO | TBC | TBC | 8.69 | DATA NOT AVAILABLE | DATA NOT AVAILABLE | DATA NOT AVAILABLE | DATA NOT AVAILABLE | DATA NOT AVAILABLE | DATA NOT AVAILABLE | DATA NOT AVAILABLE | DATA NOT AVAILABLE | DATA NOT AVAILABLE | DATA NOT AVAILABLE | DATA NOT AVAILABLE | DATA NOT AVAILABLE | To Be Confirmed | ACCEPTED TO CONNECT | DATA NOT AVAILABLE | DATA NOT AVAILABLE | DATA NOT AVAILABLE | DATA NOT AVAILABLE | DATA NOT AVAILABLE | DATA NOT AVAILABLE | 8.69 | 8.69 | 9.147 | 0 | 0 | 2021-09-13 | TBC | N | DATA NOT AVAILABLE | N/A | TBC | SSEN_Rein_131 | DATA NOT AVAILABLE | 2021-10-01
DATA NOT AVAILABLE | DATA NOT AVAILABLE | ENERGIE KONTOR | 36MW WIND (ONSHORE) | STRATHRORY WIND FARM | B9176 STITTENHAM ARDROSS | ALNESS | HIGHLAND | IV17 0XP | SCOTLAND | 265243 | 873415 | ALNE | N/A | ALNESS GRID | TBC | SCOTTISH HYDRO ELECTRIC POWER DISTRIBUTION PLC | WIND | ONSHORE WIND TURBINES | NO | TBC | TBC | 38.4 | DATA NOT AVAILABLE | DATA NOT AVAILABLE | DATA NOT AVAILABLE | DATA NOT AVAILABLE | DATA NOT AVAILABLE | DATA NOT AVAILABLE | DATA NOT AVAILABLE | DATA NOT AVAILABLE | DATA NOT AVAILABLE | DATA NOT AVAILABLE | DATA NOT AVAILABLE | DATA NOT AVAILABLE | To Be Confirmed | ACCEPTED TO CONNECT | DATA NOT AVAILABLE | DATA NOT AVAILABLE | DATA NOT AVAILABLE | DATA NOT AVAILABLE | DATA NOT AVAILABLE | DATA NOT AVAILABLE | 38.4 | 36 | 37.895 | 0.526 | 0.5 | 2021-09-06 | TBC | N | DATA NOT AVAILABLE | N/A | TBC | N/A | DATA NOT AVAILABLE | 2021-10-01
DATA NOT AVAILABLE | DATA NOT AVAILABLE | GREEN CAT RENEWBALES | ARKHILL EXTENSION WIND FARM | DATA NOT AVAILABLE | DATA NOT AVAILABLE | DATA NOT AVAILABLE | ANGUS | DATA NOT AVAILABLE | SCOTLAND | TBC | TBC | COUA | N/A | COUPAR ANGUS GRID | TBC | SCOTTISH HYDRO ELECTRIC POWER DISTRIBUTION PLC | WIND | ONSHORE WIND TURBINES | NO | TBC | TBC | 9.2 | DATA NOT AVAILABLE | DATA NOT AVAILABLE | DATA NOT AVAILABLE | DATA NOT AVAILABLE | DATA NOT AVAILABLE | DATA NOT AVAILABLE | DATA NOT AVAILABLE | DATA NOT AVAILABLE | DATA NOT AVAILABLE | DATA NOT AVAILABLE | DATA NOT AVAILABLE | DATA NOT AVAILABLE | To Be Confirmed | ACCEPTED TO CONNECT | DATA NOT AVAILABLE | DATA NOT AVAILABLE | DATA NOT AVAILABLE | DATA NOT AVAILABLE | DATA NOT AVAILABLE | DATA NOT AVAILABLE | 9.2 | 8.5 | 8.947 | 0.053 | 0.05 | TBC | TBC | N | DATA NOT AVAILABLE | N/A | TBC | N/A | DATA NOT AVAILABLE | 2021-10-01
DATA NOT AVAILABLE | DATA NOT AVAILABLE | TNEI SERVICES LTD | 46.2MW WIND | DATA NOT AVAILABLE | GARBET WIND FARM | KEITH | ABERDEENSHIRE | AB54 4YD | SCOTLAND | 342443 | 838471 | KEIT | N/A | TBC | TBC | SCOTTISH HYDRO ELECTRIC POWER DISTRIBUTION PLC | WIND | ONSHORE WIND TURBINES | NO | TBC | TBC | 46.2 | DATA NOT AVAILABLE | DATA NOT AVAILABLE | DATA NOT AVAILABLE | DATA NOT AVAILABLE | DATA NOT AVAILABLE | DATA NOT AVAILABLE | DATA NOT AVAILABLE | DATA NOT AVAILABLE | DATA NOT AVAILABLE | DATA NOT AVAILABLE | DATA NOT AVAILABLE | DATA NOT AVAILABLE | To Be Confirmed | ACCEPTED TO CONNECT | DATA NOT AVAILABLE | DATA NOT AVAILABLE | DATA NOT AVAILABLE | DATA NOT AVAILABLE | DATA NOT AVAILABLE | DATA NOT AVAILABLE | 46.2 | 46.2 | 48.632 | 0.263 | 0.25 | 2021-09-06 | TBC | N | DATA NOT AVAILABLE | N/A | TBC | N/A | DATA NOT AVAILABLE | 2021-10-01
DATA NOT AVAILABLE | DATA NOT AVAILABLE | AVON UTILITIES AND GENERATION LTD | MEETLAW BESS | DATA NOT AVAILABLE | MEETLAW FARM LAURENCEKIRK | LAURENCEKIRK | ABERDEENSHIRE | AB30 1LL | SCOTLAND | 381297 | 781886 | FIDD | N/A | FIDDES | TBC | SCOTTISH HYDRO ELECTRIC POWER DISTRIBUTION PLC | OTHER | OTHER | NO | TBC | TBC | 49.9 | DATA NOT AVAILABLE | DATA NOT AVAILABLE | DATA NOT AVAILABLE | DATA NOT AVAILABLE | DATA NOT AVAILABLE | DATA NOT AVAILABLE | DATA NOT AVAILABLE | DATA NOT AVAILABLE | DATA NOT AVAILABLE | DATA NOT AVAILABLE | DATA NOT AVAILABLE | DATA NOT AVAILABLE | To Be Confirmed | ACCEPTED TO CONNECT | DATA NOT AVAILABLE | DATA NOT AVAILABLE | DATA NOT AVAILABLE | DATA NOT AVAILABLE | DATA NOT AVAILABLE | DATA NOT AVAILABLE | 49.9 | 49.9 | 52.526 | 52.526 | 49.9 | 2021-09-08 | TBC | N | DATA NOT AVAILABLE | N/A | TBC | N/A | DATA NOT AVAILABLE | 2021-10-01
DATA NOT AVAILABLE | DATA NOT AVAILABLE | AVON UTILITIES AND GENERATION LTD | 49.9MW BATTERY | DATA NOT AVAILABLE | OVERHILL BESS ABERDEENSHIRE | ABERDEEN | ABERDEENSHIRE | AB51 8YN | SCOTLAND | 368749 | 834910 | ROTH4 | N/A | ROTHIENORMAN | 0.4 | SCOTTISH HYDRO ELECTRIC POWER DISTRIBUTION PLC | Stored Energy (all stored energy irrespective of the original energy source) | Storage - Electrochemical (Batteries) | NO | TBC | TBC | 50 | DATA NOT AVAILABLE | DATA NOT AVAILABLE | DATA NOT AVAILABLE | DATA NOT AVAILABLE | DATA NOT AVAILABLE | DATA NOT AVAILABLE | DATA NOT AVAILABLE | DATA NOT AVAILABLE | DATA NOT AVAILABLE | DATA NOT AVAILABLE | DATA NOT AVAILABLE | DATA NOT AVAILABLE | To Be Confirmed | ACCEPTED TO CONNECT | DATA NOT AVAILABLE | DATA NOT AVAILABLE | DATA NOT AVAILABLE | DATA NOT AVAILABLE | DATA NOT AVAILABLE | DATA NOT AVAILABLE | 50 | 49.9 | 52.526 | 52.526 | 49.9 | 2021-09-08 | TBC | N | DATA NOT AVAILABLE | N/A | TBC | N/A | DATA NOT AVAILABLE | 2021-10-01
DATA NOT AVAILABLE | DATA NOT AVAILABLE | AUDREY TEST 2 - QUEUE MANAGEMENT | AUDREY TEST 2 - QUEUE MANAGEMENT | DATA NOT AVAILABLE | AUDREY TEST 2 - QUEUE MANAGEMENT | PERTH | PERTHSHIRE AND KINROSS | PH1 3AQ | SCOTLAND | 309769 | 725975 | ABNE | N/A | TBC | TBC | SCOTTISH HYDRO ELECTRIC POWER DISTRIBUTION PLC | DATA NOT AVAILABLE | ENGINE (COMBUSTION / RECIPROCATING) | NO | TBC | TBC | 1 | DATA NOT AVAILABLE | DATA NOT AVAILABLE | DATA NOT AVAILABLE | DATA NOT AVAILABLE | DATA NOT AVAILABLE | DATA NOT AVAILABLE | DATA NOT AVAILABLE | DATA NOT AVAILABLE | DATA NOT AVAILABLE | DATA NOT AVAILABLE | DATA NOT AVAILABLE | DATA NOT AVAILABLE | To Be Confirmed | ACCEPTED TO CONNECT | DATA NOT AVAILABLE | DATA NOT AVAILABLE | DATA NOT AVAILABLE | DATA NOT AVAILABLE | DATA NOT AVAILABLE | DATA NOT AVAILABLE | 1 | 1 | 1.053 | 1.053 | 1 | 2021-08-18 | TBC | N | DATA NOT AVAILABLE | N/A | TBC | N/A | DATA NOT AVAILABLE | 2021-10-01
DATA NOT AVAILABLE | DATA NOT AVAILABLE | NEWHOUSE ENERGY STORAGE LTD | 49.9MW IMPORT/EXPORT | DATA NOT AVAILABLE | NEWHOUSE FARM | PERTH | PERTHSHIRE AND KINROSS | PH1 1QF | SCOTLAND | 308081 | 724381 | BUMU | N/A | BURGHMUIR GRID | TBC | SCOTTISH HYDRO ELECTRIC POWER DISTRIBUTION PLC | OTHER | OTHER | NO | TBC | TBC | 49.9 | DATA NOT AVAILABLE | DATA NOT AVAILABLE | DATA NOT AVAILABLE | DATA NOT AVAILABLE | DATA NOT AVAILABLE | DATA NOT AVAILABLE | DATA NOT AVAILABLE | DATA NOT AVAILABLE | DATA NOT AVAILABLE | DATA NOT AVAILABLE | DATA NOT AVAILABLE | DATA NOT AVAILABLE | To Be Confirmed | ACCEPTED TO CONNECT | DATA NOT AVAILABLE | DATA NOT AVAILABLE | DATA NOT AVAILABLE | DATA NOT AVAILABLE | DATA NOT AVAILABLE | DATA NOT AVAILABLE | 49.9 | 49.9 | 52.526 | 52.526 | 49.9 | 2021-09-29 | TBC | N | DATA NOT AVAILABLE | N/A | TBC | SSEN_Rein_100 | DATA NOT AVAILABLE | 2021-10-26
DATA NOT AVAILABLE | DATA NOT AVAILABLE | SOLAR 2 LIMITED | 49.9MW SOLAR FARM | LEWKNOR SOLAR | SALT LANE POSTCOMBE | OXFORD | OXFORDSHIRE | OX9 7EE | ENGLAND | 470937 | 199481 | COWL | TBC | TBC | TBC | SOUTHERN ELECTRIC POWER DISTRIBUTION PLC | SOLAR | PHOTOVOLTAIC | NO | TBC | TBC | 49.9 | DATA NOT AVAILABLE | DATA NOT AVAILABLE | DATA NOT AVAILABLE | DATA NOT AVAILABLE | DATA NOT AVAILABLE | DATA NOT AVAILABLE | DATA NOT AVAILABLE | DATA NOT AVAILABLE | DATA NOT AVAILABLE | DATA NOT AVAILABLE | DATA NOT AVAILABLE | DATA NOT AVAILABLE | To Be Confirmed | ACCEPTED TO CONNECT | DATA NOT AVAILABLE | DATA NOT AVAILABLE | DATA NOT AVAILABLE | DATA NOT AVAILABLE | DATA NOT AVAILABLE | DATA NOT AVAILABLE | 49.9 | 49.9 | 52.526 | 0.353 | 0.335 | 2021-09-16 | TBC | N | DATA NOT AVAILABLE | N/A | TBC | N/A | DATA NOT AVAILABLE | 2021-10-26
DATA NOT AVAILABLE | DATA NOT AVAILABLE | GS VOGT LIMITED | 3.5MW PV | FLANSHAM PV, **JOB CANX. SEE COMMENTS** | LAND OFF DROVE LANE FLANSHAM | BOGNOR REGIS | WEST SUSSEX | PO22 8NT | ENGLAND | 496022 | 101397 | LOVE | CHHE 33kV | BILSHAM | 11 | SOUTHERN ELECTRIC POWER DISTRIBUTION PLC | SOLAR | PHOTOVOLTAIC | NO | TBC | TBC | 3.5 | DATA NOT AVAILABLE | DATA NOT AVAILABLE | DATA NOT AVAILABLE | DATA NOT AVAILABLE | DATA NOT AVAILABLE | DATA NOT AVAILABLE | DATA NOT AVAILABLE | DATA NOT AVAILABLE | DATA NOT AVAILABLE | DATA NOT AVAILABLE | DATA NOT AVAILABLE | DATA NOT AVAILABLE | Yes | ACCEPTED TO CONNECT | DATA NOT AVAILABLE | DATA NOT AVAILABLE | DATA NOT AVAILABLE | DATA NOT AVAILABLE | DATA NOT AVAILABLE | DATA NOT AVAILABLE | 3.5 | 3.5 | 3.684 | 0.105 | 0.1 | 2021-10-06 | TBC | N | DATA NOT AVAILABLE | N/A | TBC | N/A | DATA NOT AVAILABLE | 2021-10-26
DATA NOT AVAILABLE | DATA NOT AVAILABLE | LAKINI LTD | CARSEBANK PV | CARSEBANK PV | DATA NOT AVAILABLE | FORFAR | ANGUS | DD8 3NP | SCOTLAND | 347514 | 753338 | LUNA | N/A | LUNANHEAD GRID | TBC | SCOTTISH HYDRO ELECTRIC POWER DISTRIBUTION PLC | SOLAR | PHOTOVOLTAIC | NO | TBC | TBC | 5 | DATA NOT AVAILABLE | DATA NOT AVAILABLE | DATA NOT AVAILABLE | DATA NOT AVAILABLE | DATA NOT AVAILABLE | DATA NOT AVAILABLE | DATA NOT AVAILABLE | DATA NOT AVAILABLE | DATA NOT AVAILABLE | DATA NOT AVAILABLE | DATA NOT AVAILABLE | DATA NOT AVAILABLE | To Be Confirmed | ACCEPTED TO CONNECT | DATA NOT AVAILABLE | DATA NOT AVAILABLE | DATA NOT AVAILABLE | DATA NOT AVAILABLE | DATA NOT AVAILABLE | DATA NOT AVAILABLE | 5 | 5 | 5.263 | 0.042 | 0.04 | 2021-09-28 | TBC | N | DATA NOT AVAILABLE | N/A | TBC | SSEN_Rein_101 | DATA NOT AVAILABLE | 2021-10-26
DATA NOT AVAILABLE | DATA NOT AVAILABLE | LAKINI LTD | HOWMUIR FARM PV | HOWMUIR FARM PV | DATA NOT AVAILABLE | FORFAR | ANGUS | DD8 3PA | SCOTLAND | 349434 | 753942 | LUNA | N/A | LUNANHEAD GRID | TBC | SCOTTISH HYDRO ELECTRIC POWER DISTRIBUTION PLC | SOLAR | PHOTOVOLTAIC | NO | TBC | TBC | 5 | DATA NOT AVAILABLE | DATA NOT AVAILABLE | DATA NOT AVAILABLE | DATA NOT AVAILABLE | DATA NOT AVAILABLE | DATA NOT AVAILABLE | DATA NOT AVAILABLE | DATA NOT AVAILABLE | DATA NOT AVAILABLE | DATA NOT AVAILABLE | DATA NOT AVAILABLE | DATA NOT AVAILABLE | To Be Confirmed | ACCEPTED TO CONNECT | DATA NOT AVAILABLE | DATA NOT AVAILABLE | DATA NOT AVAILABLE | DATA NOT AVAILABLE | DATA NOT AVAILABLE | DATA NOT AVAILABLE | 5 | 5 | 5.263 | 0.042 | 0.04 | 2021-09-28 | TBC | N | DATA NOT AVAILABLE | N/A | TBC | SSEN_Rein_102 | DATA NOT AVAILABLE | 2021-10-26
DATA NOT AVAILABLE | DATA NOT AVAILABLE | CERTUS UTILITY CONSULTING LTD | 60MW - BATTERY | NORTH BADDESLEY BESS | CASTLE LANE NORTH BADDESLEY | SOUTHAMPTON | HAMPSHIRE | SO52 9LY | ENGLAND | 440468 | 119699 | NURS | VELM | TBC | TBC | SOUTHERN ELECTRIC POWER DISTRIBUTION PLC | Stored Energy (all stored energy irrespective of the original energy source) | Storage - Electrochemical (Batteries) | NO | TBC | TBC | 57 | DATA NOT AVAILABLE | DATA NOT AVAILABLE | DATA NOT AVAILABLE | DATA NOT AVAILABLE | DATA NOT AVAILABLE | DATA NOT AVAILABLE | DATA NOT AVAILABLE | DATA NOT AVAILABLE | DATA NOT AVAILABLE | DATA NOT AVAILABLE | DATA NOT AVAILABLE | DATA NOT AVAILABLE | To Be Confirmed | ACCEPTED TO CONNECT | DATA NOT AVAILABLE | DATA NOT AVAILABLE | DATA NOT AVAILABLE | DATA NOT AVAILABLE | DATA NOT AVAILABLE | DATA NOT AVAILABLE | 57 | 57 | 60 | 63.158 | 60 | 2021-07-27 | TBC | N | DATA NOT AVAILABLE | N/A | TBC | N/A | DATA NOT AVAILABLE | 2021-10-26
DATA NOT AVAILABLE | DATA NOT AVAILABLE | JBM SOLAR PROJECTS (UK) LTD | OXFO 35MW - PV & BATTERY | EYNSHAM ESTATE, | LAND AT SOUTH LEIGH | WITNEY | OXFORDSHIRE | OX29 6UP | ENGLAND | 438853 | 208863 | COWL | WITN 33kV | TBC | TBC | SOUTHERN ELECTRIC POWER DISTRIBUTION PLC | SOLAR | PHOTOVOLTAIC | NO | TBC | TBC | 35 | STORED ENERGY (ALL STORED ENERGY IRRESPECTVE OF THE ORIGINAL ENERGY SOURCE) | STORAGE - ELECTROCHEMICAL (BATTERIES) | N/A | TBC | TBC | 5.263 | DATA NOT AVAILABLE | DATA NOT AVAILABLE | DATA NOT AVAILABLE | DATA NOT AVAILABLE | DATA NOT AVAILABLE | DATA NOT AVAILABLE | Yes | ACCEPTED TO CONNECT | DATA NOT AVAILABLE | DATA NOT AVAILABLE | DATA NOT AVAILABLE | DATA NOT AVAILABLE | DATA NOT AVAILABLE | DATA NOT AVAILABLE | 35 | 35 | 36.842 | 5.263 | 5 | 2021-10-13 | TBC | N | DATA NOT AVAILABLE | N/A | TBC | N/A | DATA NOT AVAILABLE | 2021-10-26
DATA NOT AVAILABLE | DATA NOT AVAILABLE | EUROPEAN MARINE ENERGY CENTRE (EMEC) | 20MW | SOUTHERN WATER SERVICES LIMITED | STEEPHILL ROAD | VENTNOR | ISLE OF WIGHT | PO38 1UB | ENGLAND | 455242 | 77164 | FAWL | WOOC 33kV | VENTNOR | 11 | SOUTHERN ELECTRIC POWER DISTRIBUTION PLC | WATER (FLOWING WATER OR HEAD OF WATER) | TIDAL STREAM DEVICES | NO | TBC | TBC | 19.836 | DATA NOT AVAILABLE | DATA NOT AVAILABLE | DATA NOT AVAILABLE | DATA NOT AVAILABLE | DATA NOT AVAILABLE | DATA NOT AVAILABLE | DATA NOT AVAILABLE | DATA NOT AVAILABLE | DATA NOT AVAILABLE | DATA NOT AVAILABLE | DATA NOT AVAILABLE | DATA NOT AVAILABLE | Yes | ACCEPTED TO CONNECT | DATA NOT AVAILABLE | DATA NOT AVAILABLE | DATA NOT AVAILABLE | DATA NOT AVAILABLE | DATA NOT AVAILABLE | DATA NOT AVAILABLE | 19.836 | 19.836 | 20.88 | 0.526 | 0.5 | 2021-09-20 | TBC | N | DATA NOT AVAILABLE | N/A | TBC | SSEN_Rein_103 | DATA NOT AVAILABLE | 2021-10-26
DATA NOT AVAILABLE | DATA NOT AVAILABLE | CUSTOM SOLAR | PORT 4.75MW PV & BATTERY | APPLICATION B, LAKESIDE 1000 NORTH HARBOUR | WESTERN ROAD COSHAM | PORTSMOUTH | PORTSMOUTH | PO6 3EN | ENGLAND | 464677 | 104977 | LOVE | WYME 33kV | WYMERING | 11 | SOUTHERN ELECTRIC POWER DISTRIBUTION PLC | SOLAR | PHOTOVOLTAIC | NO | TBC | TBC | 5.72 | STORED ENERGY (ALL STORED ENERGY IRRESPECTVE OF THE ORIGINAL ENERGY SOURCE) | STORAGE - ELECTROCHEMICAL (BATTERIES) | N/A | TBC | TBC | 0.789 | DATA NOT AVAILABLE | DATA NOT AVAILABLE | DATA NOT AVAILABLE | DATA NOT AVAILABLE | DATA NOT AVAILABLE | DATA NOT AVAILABLE | Yes | ACCEPTED TO CONNECT | DATA NOT AVAILABLE | DATA NOT AVAILABLE | DATA NOT AVAILABLE | DATA NOT AVAILABLE | DATA NOT AVAILABLE | DATA NOT AVAILABLE | 5.72 | 4.54 | 4.779 | 0.789 | 0.75 | 2021-10-14 | TBC | N | DATA NOT AVAILABLE | N/A | TBC | N/A | DATA NOT AVAILABLE | 2021-10-26
DATA NOT AVAILABLE | DATA NOT AVAILABLE | BLUESTONE ENERGY LIMITED | NORRINGTON GATE BATTERY 150MW | DATA NOT AVAILABLE | NORRINGTON GATE FARM BROUGHTON GIFFORD | MELKSHAM | WILTSHIRE | SN12 8LW | ENGLAND | 388118 | 164089 | MELK | MELK | TBC | TBC | SOUTHERN ELECTRIC POWER DISTRIBUTION PLC | Stored Energy (all stored energy irrespective of the original energy source) | Storage - Electrochemical (Batteries) | NO | TBC | TBC | 150 | DATA NOT AVAILABLE | DATA NOT AVAILABLE | DATA NOT AVAILABLE | DATA NOT AVAILABLE | DATA NOT AVAILABLE | DATA NOT AVAILABLE | DATA NOT AVAILABLE | DATA NOT AVAILABLE | DATA NOT AVAILABLE | DATA NOT AVAILABLE | DATA NOT AVAILABLE | DATA NOT AVAILABLE | To Be Confirmed | ACCEPTED TO CONNECT | DATA NOT AVAILABLE | DATA NOT AVAILABLE | DATA NOT AVAILABLE | DATA NOT AVAILABLE | DATA NOT AVAILABLE | DATA NOT AVAILABLE | 150 | 150 | 157.895 | 166.205 | 157.895 | 2021-09-30 | TBC | N | DATA NOT AVAILABLE | N/A | TBC | N/A | DATA NOT AVAILABLE | 2021-10-26
DATA NOT AVAILABLE | DATA NOT AVAILABLE | CERTUS UTILITY CONSULTING LTD | 49.9MW PV | FAIRTHORNE GRANGE RAGLINGTON | A334 SHEDFIELD | SOUTHAMPTON | HAMPSHIRE | SO32 2HL | ENGLAND | 454304 | 113436 | BOTW | BOTW 33kV | TBC | TBC | SOUTHERN ELECTRIC POWER DISTRIBUTION PLC | SOLAR | PHOTOVOLTAIC | NO | TBC | TBC | 54 | DATA NOT AVAILABLE | DATA NOT AVAILABLE | DATA NOT AVAILABLE | DATA NOT AVAILABLE | DATA NOT AVAILABLE | DATA NOT AVAILABLE | DATA NOT AVAILABLE | DATA NOT AVAILABLE | DATA NOT AVAILABLE | DATA NOT AVAILABLE | DATA NOT AVAILABLE | DATA NOT AVAILABLE | To Be Confirmed | ACCEPTED TO CONNECT | DATA NOT AVAILABLE | DATA NOT AVAILABLE | DATA NOT AVAILABLE | DATA NOT AVAILABLE | DATA NOT AVAILABLE | DATA NOT AVAILABLE | 54 | 49.9 | 52.526 | 0.526 | 0.5 | 2021-09-28 | TBC | N | DATA NOT AVAILABLE | N/A | TBC | N/A | DATA NOT AVAILABLE | 2021-10-26
DATA NOT AVAILABLE | DATA NOT AVAILABLE | GREENTECH PROJECTS HOLDING UK LIMITED | PETERCULTER - 35MW PV | DATA NOT AVAILABLE | DENMILL SOLAR FARM | PETERCULTER | ABERDEEN | AB14 0PS | SCOTLAND | 382867 | 802754 | CRAI | N/A | CRAIGIEBUCKLER GRID | TBC | SCOTTISH HYDRO ELECTRIC POWER DISTRIBUTION PLC | SOLAR | PHOTOVOLTAIC | NO | TBC | TBC | 35 | DATA NOT AVAILABLE | DATA NOT AVAILABLE | DATA NOT AVAILABLE | DATA NOT AVAILABLE | DATA NOT AVAILABLE | DATA NOT AVAILABLE | DATA NOT AVAILABLE | DATA NOT AVAILABLE | DATA NOT AVAILABLE | DATA NOT AVAILABLE | DATA NOT AVAILABLE | DATA NOT AVAILABLE | To Be Confirmed | ACCEPTED TO CONNECT | DATA NOT AVAILABLE | DATA NOT AVAILABLE | DATA NOT AVAILABLE | DATA NOT AVAILABLE | DATA NOT AVAILABLE | DATA NOT AVAILABLE | 35 | 35 | 36.842 | 0.526 | 0.5 | 2021-09-30 | TBC | N | DATA NOT AVAILABLE | N/A | TBC | N/A | DATA NOT AVAILABLE | 2021-10-26
DATA NOT AVAILABLE | DATA NOT AVAILABLE | MUIRDEN ENERGY LLP | TURRIFF CARLINCRAIG WIND | CARLINCRAIG WIND | DATA NOT AVAILABLE | TURRIFF | ABERDEENSHIRE | AB53 4HL | SCOTLAND | 367880 | 845995 | MACD | N/A | MACDUFF GRID | TBC | SCOTTISH HYDRO ELECTRIC POWER DISTRIBUTION PLC | WIND | ONSHORE WIND TURBINES | NO | TBC | TBC | 4.6 | DATA NOT AVAILABLE | DATA NOT AVAILABLE | DATA NOT AVAILABLE | DATA NOT AVAILABLE | DATA NOT AVAILABLE | DATA NOT AVAILABLE | DATA NOT AVAILABLE | DATA NOT AVAILABLE | DATA NOT AVAILABLE | DATA NOT AVAILABLE | DATA NOT AVAILABLE | DATA NOT AVAILABLE | To Be Confirmed | ACCEPTED TO CONNECT | DATA NOT AVAILABLE | DATA NOT AVAILABLE | DATA NOT AVAILABLE | DATA NOT AVAILABLE | DATA NOT AVAILABLE | DATA NOT AVAILABLE | 4.6 | 4.6 | 4.842 | 0.042 | 0.04 | 2021-09-30 | TBC | N | DATA NOT AVAILABLE | N/A | TBC | SSEN_Rein_104 | DATA NOT AVAILABLE | 2021-10-26
DATA NOT AVAILABLE | DATA NOT AVAILABLE | GREENTECH PROJECTS HOLDING UK LIMITED | 35MW PV | TURRIFF SOLAR FARM | DATA NOT AVAILABLE | TURRIFF | ABERDEENSHIRE | AB53 4JE | SCOTLAND | 369362 | 850316 | MACD | N/A | MACDUFF GRID | TBC | SCOTTISH HYDRO ELECTRIC POWER DISTRIBUTION PLC | SOLAR | PHOTOVOLTAIC | NO | TBC | TBC | 35 | DATA NOT AVAILABLE | DATA NOT AVAILABLE | DATA NOT AVAILABLE | DATA NOT AVAILABLE | DATA NOT AVAILABLE | DATA NOT AVAILABLE | DATA NOT AVAILABLE | DATA NOT AVAILABLE | DATA NOT AVAILABLE | DATA NOT AVAILABLE | DATA NOT AVAILABLE | DATA NOT AVAILABLE | To Be Confirmed | ACCEPTED TO CONNECT | DATA NOT AVAILABLE | DATA NOT AVAILABLE | DATA NOT AVAILABLE | DATA NOT AVAILABLE | DATA NOT AVAILABLE | DATA NOT AVAILABLE | 35 | 35 | 36.842 | 0.526 | 0.5 | 2021-10-07 | TBC | N | DATA NOT AVAILABLE | N/A | TBC | N/A | DATA NOT AVAILABLE | 2021-10-26
DATA NOT AVAILABLE | DATA NOT AVAILABLE | HIGH VOLTAGE TECHNICAL SERVICES LTD | READ 43.116MW PV | WYVOLS COURT FARM, CORDERYS FARM | AND RISELEY FARM SWALLOWFIELD RISELEY | READING | BERKSHIRE | RG7 1XN | ENGLAND | 473405 | 163448 | BRLE | BASI 33kV | ARBORFIELD | 11 | SOUTHERN ELECTRIC POWER DISTRIBUTION PLC | SOLAR | PHOTOVOLTAIC | NO | TBC | TBC | 43.116 | DATA NOT AVAILABLE | DATA NOT AVAILABLE | DATA NOT AVAILABLE | DATA NOT AVAILABLE | DATA NOT AVAILABLE | DATA NOT AVAILABLE | DATA NOT AVAILABLE | DATA NOT AVAILABLE | DATA NOT AVAILABLE | DATA NOT AVAILABLE | DATA NOT AVAILABLE | DATA NOT AVAILABLE | To Be Confirmed | ACCEPTED TO CONNECT | DATA NOT AVAILABLE | DATA NOT AVAILABLE | DATA NOT AVAILABLE | DATA NOT AVAILABLE | DATA NOT AVAILABLE | DATA NOT AVAILABLE | 43.116 | 43.116 | 45.385 | 0.056 | 0.053 | 2021-10-13 | TBC | N | DATA NOT AVAILABLE | N/A | TBC | SSEN_Rein_105 | DATA NOT AVAILABLE | 2021-10-26
DATA NOT AVAILABLE | DATA NOT AVAILABLE | NAREC DE LTD | 49.9MW BATTERY | KINTORE BESS | LAND AT BROOMHILL KINTORE | INVERURIE | ABERDEENSHIRE | AB51 0XA | SCOTLAND | 378870 | 814483 | KINT | N/A | TBC | TBC | SCOTTISH HYDRO ELECTRIC POWER DISTRIBUTION PLC | Stored Energy (all stored energy irrespective of the original energy source) | Storage - Electrochemical (Batteries) | NO | TBC | TBC | 49.9 | DATA NOT AVAILABLE | DATA NOT AVAILABLE | DATA NOT AVAILABLE | DATA NOT AVAILABLE | DATA NOT AVAILABLE | DATA NOT AVAILABLE | DATA NOT AVAILABLE | DATA NOT AVAILABLE | DATA NOT AVAILABLE | DATA NOT AVAILABLE | DATA NOT AVAILABLE | DATA NOT AVAILABLE | To Be Confirmed | ACCEPTED TO CONNECT | DATA NOT AVAILABLE | DATA NOT AVAILABLE | DATA NOT AVAILABLE | DATA NOT AVAILABLE | DATA NOT AVAILABLE | DATA NOT AVAILABLE | 49.9 | 49.9 | 52.526 | 52.526 | 49.9 | 2021-09-29 | TBC | N | DATA NOT AVAILABLE | N/A | TBC | N/A | DATA NOT AVAILABLE | 2021-10-26
DATA NOT AVAILABLE | DATA NOT AVAILABLE | HULLEY AND KIRKWOOD CONSULTING ENGINEERS | 450KVA + PPGA 0MW DIESEL (STP) & PV | 21329/EDI/OEML/2044, ELECTIVE CARE CENTRE INVERNESS | INVERNESS CAMPUS | INVERNESS | HIGHLAND | IV2 3ED | SCOTLAND | 268874 | 844753 | INNE | N/A | RAIGMORE | 11 | SCOTTISH HYDRO ELECTRIC POWER DISTRIBUTION PLC | FOSSIL - GAS | GAS TURBINE (OCGT) | NO | TBC | TBC | 1.025 | DATA NOT AVAILABLE | DATA NOT AVAILABLE | DATA NOT AVAILABLE | DATA NOT AVAILABLE | DATA NOT AVAILABLE | DATA NOT AVAILABLE | DATA NOT AVAILABLE | DATA NOT AVAILABLE | DATA NOT AVAILABLE | DATA NOT AVAILABLE | DATA NOT AVAILABLE | DATA NOT AVAILABLE | To Be Confirmed | ACCEPTED TO CONNECT | DATA NOT AVAILABLE | DATA NOT AVAILABLE | DATA NOT AVAILABLE | DATA NOT AVAILABLE | DATA NOT AVAILABLE | DATA NOT AVAILABLE | 1.025 | 0 | 0 | 0.474 | 0.45 | 2021-09-29 | TBC | N | DATA NOT AVAILABLE | N/A | TBC | N/A | DATA NOT AVAILABLE | 2021-10-26
DATA NOT AVAILABLE | DATA NOT AVAILABLE | ANGLO RENEWABLES LIMITED | CCM - 49.9MW BATTERY | DATA NOT AVAILABLE | WESTON LANE NURSLING | SOUTHAMPTON | HAMPSHIRE | SO16 0YE | ENGLAND | 435578 | 115796 | NURS | TBC | TBC | TBC | SOUTHERN ELECTRIC POWER DISTRIBUTION PLC | Stored Energy (all stored energy irrespective of the original energy source) | Storage - Electrochemical (Batteries) | NO | TBC | TBC | 54 | DATA NOT AVAILABLE | DATA NOT AVAILABLE | DATA NOT AVAILABLE | DATA NOT AVAILABLE | DATA NOT AVAILABLE | DATA NOT AVAILABLE | DATA NOT AVAILABLE | DATA NOT AVAILABLE | DATA NOT AVAILABLE | DATA NOT AVAILABLE | DATA NOT AVAILABLE | DATA NOT AVAILABLE | To Be Confirmed | ACCEPTED TO CONNECT | DATA NOT AVAILABLE | DATA NOT AVAILABLE | DATA NOT AVAILABLE | DATA NOT AVAILABLE | DATA NOT AVAILABLE | DATA NOT AVAILABLE | 54 | 49.9 | 52.526 | 56.842 | 54 | 2021-10-11 | TBC | N | DATA NOT AVAILABLE | N/A | TBC | N/A | DATA NOT AVAILABLE | 2021-10-26
DATA NOT AVAILABLE | DATA NOT AVAILABLE | TNEI SERVICES LTD | 99.9MW BATTERY | LAND NORTH OF SHAFTESBURY ROAD | HAWKERS HILL FARM | SHAFTESBURY | DORSET | SP7 9NP | ENGLAND | 385168 | 123811 | MANN | SHAF 33kV | TBC | TBC | SOUTHERN ELECTRIC POWER DISTRIBUTION PLC | Stored Energy (all stored energy irrespective of the original energy source) | Storage - Electrochemical (Batteries) | NO | TBC | TBC | 99.9 | DATA NOT AVAILABLE | DATA NOT AVAILABLE | DATA NOT AVAILABLE | DATA NOT AVAILABLE | DATA NOT AVAILABLE | DATA NOT AVAILABLE | DATA NOT AVAILABLE | DATA NOT AVAILABLE | DATA NOT AVAILABLE | DATA NOT AVAILABLE | DATA NOT AVAILABLE | DATA NOT AVAILABLE | To Be Confirmed | ACCEPTED TO CONNECT | DATA NOT AVAILABLE | DATA NOT AVAILABLE | DATA NOT AVAILABLE | DATA NOT AVAILABLE | DATA NOT AVAILABLE | DATA NOT AVAILABLE | 99.9 | 99.9 | 105.158 | 105.158 | 99.9 | 2021-09-24 | TBC | N | DATA NOT AVAILABLE | N/A | TBC | N/A | DATA NOT AVAILABLE | 2021-10-26
DATA NOT AVAILABLE | DATA NOT AVAILABLE | WESSEX WATER | SEE NOTES - NO NEW INSTALLED EQUIPMENT | BERRY HILL SLUDGE TREATMENT CENTRE | WATERY LANE THROOP | BOURNEMOUTH | DORSET | BH8 0DH | ENGLAND | 410903 | 95992 | MANN | REHI 33kV | REDHILL | 11 | SOUTHERN ELECTRIC POWER DISTRIBUTION PLC | OTHER | OTHER | NO | TBC | TBC | 3.176 | DATA NOT AVAILABLE | DATA NOT AVAILABLE | DATA NOT AVAILABLE | DATA NOT AVAILABLE | DATA NOT AVAILABLE | DATA NOT AVAILABLE | DATA NOT AVAILABLE | DATA NOT AVAILABLE | DATA NOT AVAILABLE | DATA NOT AVAILABLE | DATA NOT AVAILABLE | DATA NOT AVAILABLE | To Be Confirmed | ACCEPTED TO CONNECT | DATA NOT AVAILABLE | DATA NOT AVAILABLE | DATA NOT AVAILABLE | DATA NOT AVAILABLE | DATA NOT AVAILABLE | DATA NOT AVAILABLE | 3.176 | 1.4 | 1.474 | 2.742 | 2.605 | 2021-10-01 | TBC | N | DATA NOT AVAILABLE | N/A | TBC | SSEN_Rein_106 | DATA NOT AVAILABLE | 2021-10-26
DATA NOT AVAILABLE | DATA NOT AVAILABLE | AVON UTILITIES AND GENERATION LTD | 100MW PV | ENGLEFIELD ESTATE SOLAR | LAND AT ENGLESFIELD ESTATE | READING | BERKSHIRE | RG7 1LJ | ENGLAND | 469006 | 167555 | BRLE | TBC | TBC | TBC | SOUTHERN ELECTRIC POWER DISTRIBUTION PLC | SOLAR | PHOTOVOLTAIC | NO | TBC | TBC | 100 | DATA NOT AVAILABLE | DATA NOT AVAILABLE | DATA NOT AVAILABLE | DATA NOT AVAILABLE | DATA NOT AVAILABLE | DATA NOT AVAILABLE | DATA NOT AVAILABLE | DATA NOT AVAILABLE | DATA NOT AVAILABLE | DATA NOT AVAILABLE | DATA NOT AVAILABLE | DATA NOT AVAILABLE | To Be Confirmed | ACCEPTED TO CONNECT | DATA NOT AVAILABLE | DATA NOT AVAILABLE | DATA NOT AVAILABLE | DATA NOT AVAILABLE | DATA NOT AVAILABLE | DATA NOT AVAILABLE | 100 | 100 | 105.263 | 0.158 | 0.15 | 2021-09-16 | TBC | N | DATA NOT AVAILABLE | N/A | TBC | N/A | DATA NOT AVAILABLE | 2021-10-26
DATA NOT AVAILABLE | DATA NOT AVAILABLE | ENERGIE KONTOR | 33.6MW WIND (ONSHORE) | BAD FEARN WIND FARM | ACHORN ROAD LAND TO SOUTH EAST OF WAG HILL | DUNBEATH | HIGHLAND | KW6 6EN | SCOTLAND | 315491 | 934291 | DUDH | N/A | DUNBEATH GRID | TBC | SCOTTISH HYDRO ELECTRIC POWER DISTRIBUTION PLC | WIND | ONSHORE WIND TURBINES | NO | TBC | TBC | 33.6 | DATA NOT AVAILABLE | DATA NOT AVAILABLE | DATA NOT AVAILABLE | DATA NOT AVAILABLE | DATA NOT AVAILABLE | DATA NOT AVAILABLE | DATA NOT AVAILABLE | DATA NOT AVAILABLE | DATA NOT AVAILABLE | DATA NOT AVAILABLE | DATA NOT AVAILABLE | DATA NOT AVAILABLE | To Be Confirmed | ACCEPTED TO CONNECT | DATA NOT AVAILABLE | DATA NOT AVAILABLE | DATA NOT AVAILABLE | DATA NOT AVAILABLE | DATA NOT AVAILABLE | DATA NOT AVAILABLE | 33.6 | 33.6 | 35.368 | 0.526 | 0.5 | 2021-10-18 | TBC | N | DATA NOT AVAILABLE | N/A | TBC | N/A | DATA NOT AVAILABLE | 2021-10-26
DATA NOT AVAILABLE | DATA NOT AVAILABLE | RENEWABLE CONNECTIONS STORAGE HOLDINGS LIMITED | KNIGHTSBRIDGE FARM | WOODSTOCK ROAD | YARNTON | KIDLINGTON | OXFORDSHIRE | OX5 1PJ | ENGLAND | 448246 | 212335 | COWL | YARN 33kV | TBC | TBC | SOUTHERN ELECTRIC POWER DISTRIBUTION PLC | OTHER | OTHER | NO | TBC | TBC | 49.9 | DATA NOT AVAILABLE | DATA NOT AVAILABLE | DATA NOT AVAILABLE | DATA NOT AVAILABLE | DATA NOT AVAILABLE | DATA NOT AVAILABLE | DATA NOT AVAILABLE | DATA NOT AVAILABLE | DATA NOT AVAILABLE | DATA NOT AVAILABLE | DATA NOT AVAILABLE | DATA NOT AVAILABLE | To Be Confirmed | ACCEPTED TO CONNECT | DATA NOT AVAILABLE | DATA NOT AVAILABLE | DATA NOT AVAILABLE | DATA NOT AVAILABLE | DATA NOT AVAILABLE | DATA NOT AVAILABLE | 49.9 | 49.9 | 52.526 | 42.105 | 40 | 2021-11-05 | TBC | N | DATA NOT AVAILABLE | N/A | TBC | SSEN_Rein_107 | DATA NOT AVAILABLE | 2021-10-26
DATA NOT AVAILABLE | DATA NOT AVAILABLE | SWECO UK LTD | JAMESFIELD FARM BATTERY STORAGE | LAND SOUTH OF ENDRIGG | JAMESFIELD FARM NEWBURGH | ELLON | PERTHSHIRE AND KINROSS | KY14 6EW | SCOTLAND | 319852 | 718016 | ABNE | N/A | ABERNETHY GRID | TBC | SCOTTISH HYDRO ELECTRIC POWER DISTRIBUTION PLC | Stored Energy (all stored energy irrespective of the original energy source) | Storage - Electrochemical (Batteries) | NO | TBC | TBC | 30 | DATA NOT AVAILABLE | DATA NOT AVAILABLE | DATA NOT AVAILABLE | DATA NOT AVAILABLE | DATA NOT AVAILABLE | DATA NOT AVAILABLE | DATA NOT AVAILABLE | DATA NOT AVAILABLE | DATA NOT AVAILABLE | DATA NOT AVAILABLE | DATA NOT AVAILABLE | DATA NOT AVAILABLE | To Be Confirmed | ACCEPTED TO CONNECT | DATA NOT AVAILABLE | DATA NOT AVAILABLE | DATA NOT AVAILABLE | DATA NOT AVAILABLE | DATA NOT AVAILABLE | DATA NOT AVAILABLE | 30 | 30 | 31.579 | 31.579 | 30 | 2021-10-29 | TBC | N | DATA NOT AVAILABLE | N/A | TBC | N/A | DATA NOT AVAILABLE | 2021-12-02
DATA NOT AVAILABLE | DATA NOT AVAILABLE | SWECO UK LTD | JAMESFIELD FARM PH2 BATTERY STORAGE | LAND SOUTH OF ENDRIGG | JAMESFIELD FARM NEWBURGH | ELLON | PERTHSHIRE AND KINROSS | KY14 6EW | SCOTLAND | 319852 | 718016 | ABNE | N/A | ABERNETHY GRID | TBC | SCOTTISH HYDRO ELECTRIC POWER DISTRIBUTION PLC | Stored Energy (all stored energy irrespective of the original energy source) | Storage - Electrochemical (Batteries) | NO | TBC | TBC | 19 | DATA NOT AVAILABLE | DATA NOT AVAILABLE | DATA NOT AVAILABLE | DATA NOT AVAILABLE | DATA NOT AVAILABLE | DATA NOT AVAILABLE | DATA NOT AVAILABLE | DATA NOT AVAILABLE | DATA NOT AVAILABLE | DATA NOT AVAILABLE | DATA NOT AVAILABLE | DATA NOT AVAILABLE | To Be Confirmed | ACCEPTED TO CONNECT | DATA NOT AVAILABLE | DATA NOT AVAILABLE | DATA NOT AVAILABLE | DATA NOT AVAILABLE | DATA NOT AVAILABLE | DATA NOT AVAILABLE | 19 | 19 | 20 | 20 | 19 | 2021-10-29 | TBC | N | DATA NOT AVAILABLE | N/A | TBC | N/A | DATA NOT AVAILABLE | 2021-12-02
DATA NOT AVAILABLE | DATA NOT AVAILABLE | ANESCO LIMITED | 11MW PV | GODSFIELD FARM | DATA NOT AVAILABLE | ALRESFORD | HAMPSHIRE | SO24 9DX | ENGLAND | 459187 | 133995 | FLEE | ALTO 33kV | TBC | TBC | SOUTHERN ELECTRIC POWER DISTRIBUTION PLC | SOLAR | PHOTOVOLTAIC | NO | TBC | TBC | 11.047 | DATA NOT AVAILABLE | DATA NOT AVAILABLE | DATA NOT AVAILABLE | DATA NOT AVAILABLE | DATA NOT AVAILABLE | DATA NOT AVAILABLE | DATA NOT AVAILABLE | DATA NOT AVAILABLE | DATA NOT AVAILABLE | DATA NOT AVAILABLE | DATA NOT AVAILABLE | DATA NOT AVAILABLE | To Be Confirmed | ACCEPTED TO CONNECT | DATA NOT AVAILABLE | DATA NOT AVAILABLE | DATA NOT AVAILABLE | DATA NOT AVAILABLE | DATA NOT AVAILABLE | DATA NOT AVAILABLE | 11.047 | 9.975 | 10.5 | 0.059 | 0.056 | 2020-03-17 | TBC | N | DATA NOT AVAILABLE | N/A | TBC | SSEN_Rein_108 | DATA NOT AVAILABLE | 2021-12-02
DATA NOT AVAILABLE | DATA NOT AVAILABLE | THE ENERGY WORKSHOP LIMITED | OLD GALLOWS ROAD - BATTERY ENERGY STORAGE | OLD GALLOWS ROAD | PERTH | PERTH | PERTHSHIRE AND KINROSS | PH1 1QE | SCOTLAND | 308124 | 723734 | BUMU | N/A | BURGHMUIR GRID | TBC | SCOTTISH HYDRO ELECTRIC POWER DISTRIBUTION PLC | Stored Energy (all stored energy irrespective of the original energy source) | Storage - Electrochemical (Batteries) | NO | TBC | TBC | 49.9 | DATA NOT AVAILABLE | DATA NOT AVAILABLE | DATA NOT AVAILABLE | DATA NOT AVAILABLE | DATA NOT AVAILABLE | DATA NOT AVAILABLE | DATA NOT AVAILABLE | DATA NOT AVAILABLE | DATA NOT AVAILABLE | DATA NOT AVAILABLE | DATA NOT AVAILABLE | DATA NOT AVAILABLE | To Be Confirmed | ACCEPTED TO CONNECT | DATA NOT AVAILABLE | DATA NOT AVAILABLE | DATA NOT AVAILABLE | DATA NOT AVAILABLE | DATA NOT AVAILABLE | DATA NOT AVAILABLE | 49.9 | 49.9 | 52.526 | 52.526 | 49.9 | 2021-10-29 | TBC | N | DATA NOT AVAILABLE | N/A | TBC | N/A | DATA NOT AVAILABLE | 2021-12-02
DATA NOT AVAILABLE | DATA NOT AVAILABLE | WIND HARVEST LIMITED | TOTAL EXPORT CAPACITY 21MW, 11.8MW ADDCAP | DATA NOT AVAILABLE | STRUAN 2 WINDFARM | ISLE OF SKYE | HIGHLAND | IV56 8FY | SCOTLAND | 138782 | 835134 | DUGR | N/A | DUNVEGAN GRID | TBC | SCOTTISH HYDRO ELECTRIC POWER DISTRIBUTION PLC | WIND | ONSHORE WIND TURBINES | NO | TBC | TBC | 11.8 | DATA NOT AVAILABLE | DATA NOT AVAILABLE | DATA NOT AVAILABLE | DATA NOT AVAILABLE | DATA NOT AVAILABLE | DATA NOT AVAILABLE | DATA NOT AVAILABLE | DATA NOT AVAILABLE | DATA NOT AVAILABLE | DATA NOT AVAILABLE | DATA NOT AVAILABLE | DATA NOT AVAILABLE | To Be Confirmed | ACCEPTED TO CONNECT | DATA NOT AVAILABLE | DATA NOT AVAILABLE | DATA NOT AVAILABLE | DATA NOT AVAILABLE | DATA NOT AVAILABLE | DATA NOT AVAILABLE | 11.8 | 11.8 | 12.421 | 0.054 | 0.051 | 2021-11-11 | TBC | N | DATA NOT AVAILABLE | N/A | TBC | N/A | DATA NOT AVAILABLE | 2021-12-02
DATA NOT AVAILABLE | DATA NOT AVAILABLE | ITPENERGISED | 49.9MW - BATTERY | BRACO WEST BESS, | LAND AT BRACO WEST | DUNBLANE | STIRLING | TBC | SCOTLAND | TBC | TBC | BRCW2 | N/A | BRACO WEST GRID | TBC | SCOTTISH HYDRO ELECTRIC POWER DISTRIBUTION PLC | Stored Energy (all stored energy irrespective of the original energy source) | Storage - Electrochemical (Batteries) | NO | TBC | TBC | 49.9 | DATA NOT AVAILABLE | DATA NOT AVAILABLE | DATA NOT AVAILABLE | DATA NOT AVAILABLE | DATA NOT AVAILABLE | DATA NOT AVAILABLE | DATA NOT AVAILABLE | DATA NOT AVAILABLE | DATA NOT AVAILABLE | DATA NOT AVAILABLE | DATA NOT AVAILABLE | DATA NOT AVAILABLE | To Be Confirmed | ACCEPTED TO CONNECT | DATA NOT AVAILABLE | DATA NOT AVAILABLE | DATA NOT AVAILABLE | DATA NOT AVAILABLE | DATA NOT AVAILABLE | DATA NOT AVAILABLE | 49.9 | 49.9 | 52.526 | 52.526 | 49.9 | 2021-11-01 | TBC | N | DATA NOT AVAILABLE | N/A | TBC | N/A | DATA NOT AVAILABLE | 2021-12-02
DATA NOT AVAILABLE | DATA NOT AVAILABLE | LIGHTSOURCE RENEWABLE UK DEVELOPMENT LIMITED | 1.2MW - PV | PANGBOURNE PV SOLAR PARK | BP CASTROL WHITCHURCH HILL | READING | OXFORDSHIRE | RG8 7QR | ENGLAND | 463872 | 178144 | BRLE | BURG 33kV | WOODCOTE | 11 | SOUTHERN ELECTRIC POWER DISTRIBUTION PLC | SOLAR | PHOTOVOLTAIC | NO | TBC | TBC | 1.2 | DATA NOT AVAILABLE | DATA NOT AVAILABLE | DATA NOT AVAILABLE | DATA NOT AVAILABLE | DATA NOT AVAILABLE | DATA NOT AVAILABLE | DATA NOT AVAILABLE | DATA NOT AVAILABLE | DATA NOT AVAILABLE | DATA NOT AVAILABLE | DATA NOT AVAILABLE | DATA NOT AVAILABLE | To Be Confirmed | ACCEPTED TO CONNECT | DATA NOT AVAILABLE | DATA NOT AVAILABLE | DATA NOT AVAILABLE | DATA NOT AVAILABLE | DATA NOT AVAILABLE | DATA NOT AVAILABLE | 1.2 | 0.78 | 0.821 | 0 | 0 | 2021-10-18 | TBC | N | DATA NOT AVAILABLE | N/A | TBC | N/A | DATA NOT AVAILABLE | 2021-12-02
DATA NOT AVAILABLE | DATA NOT AVAILABLE | INFINIS LIMITED | OXFO 20.5MW PV & LANDFILL GAS (ADD CAP) | SUTTON COURTENAY, APPLEFORD SIDINGS | SUTTON COURTENAY | ABINGDON | OXFORDSHIRE | OX14 4PW | ENGLAND | 451339 | 193674 | COWL | DRAY 33kV | SUTTON COURTNEY | 33 | SOUTHERN ELECTRIC POWER DISTRIBUTION PLC | SOLAR | PHOTOVOLTAIC | NO | TBC | TBC | 12.5 | BIOFUEL - LANDFILL GAS | OTHER | N/A | TBC | TBC | 0 | DATA NOT AVAILABLE | DATA NOT AVAILABLE | DATA NOT AVAILABLE | DATA NOT AVAILABLE | DATA NOT AVAILABLE | DATA NOT AVAILABLE | To Be Confirmed | ACCEPTED TO CONNECT | DATA NOT AVAILABLE | DATA NOT AVAILABLE | DATA NOT AVAILABLE | DATA NOT AVAILABLE | DATA NOT AVAILABLE | DATA NOT AVAILABLE | 12.5 | 12.5 | 13.158 | 0 | 0 | 2021-11-17 | TBC | N | DATA NOT AVAILABLE | N/A | TBC | SSEN_Rein_109 | DATA NOT AVAILABLE | 2021-12-02
DATA NOT AVAILABLE | DATA NOT AVAILABLE | LARK GAS ASSETS LIMITED | FARNBOROUGH GAS GENERATION PLANT - GAS | FARNBOROUGH GAS GENERATION PLANT | LYNCHFORD LANE | FARNBOROUGH | HAMPSHIRE | GU14 6JB | ENGLAND | 488398 | 153969 | FLEE | CAMB 33kV | TBC | TBC | SOUTHERN ELECTRIC POWER DISTRIBUTION PLC | FOSSIL - GAS | GAS TURBINE (OCGT) | NO | TBC | TBC | 20 | DATA NOT AVAILABLE | DATA NOT AVAILABLE | DATA NOT AVAILABLE | DATA NOT AVAILABLE | DATA NOT AVAILABLE | DATA NOT AVAILABLE | DATA NOT AVAILABLE | DATA NOT AVAILABLE | DATA NOT AVAILABLE | DATA NOT AVAILABLE | DATA NOT AVAILABLE | DATA NOT AVAILABLE | To Be Confirmed | ACCEPTED TO CONNECT | DATA NOT AVAILABLE | DATA NOT AVAILABLE | DATA NOT AVAILABLE | DATA NOT AVAILABLE | DATA NOT AVAILABLE | DATA NOT AVAILABLE | 20 | 20 | 21.053 | 1.316 | 1.25 | 2021-09-29 | TBC | N | DATA NOT AVAILABLE | N/A | TBC | N/A | DATA NOT AVAILABLE | 2021-12-02
DATA NOT AVAILABLE | DATA NOT AVAILABLE | RENEWABLE ENERGY SYSTEMS LIMITED | 49.9MW PV | NUNEHAM SOLAR, THE ESTATE OFFICE | THE BOOK REPOSITORY NUNEHAM COURTENAY | OXFORD | OXFORDSHIRE | OX4 4YR | ENGLAND | 453646 | 200757 | COWL | OXFORD 33kV | OXFORD | 33 | SOUTHERN ELECTRIC POWER DISTRIBUTION PLC | SOLAR | PHOTOVOLTAIC | NO | TBC | TBC | 49.99 | DATA NOT AVAILABLE | DATA NOT AVAILABLE | DATA NOT AVAILABLE | DATA NOT AVAILABLE | DATA NOT AVAILABLE | DATA NOT AVAILABLE | DATA NOT AVAILABLE | DATA NOT AVAILABLE | DATA NOT AVAILABLE | DATA NOT AVAILABLE | DATA NOT AVAILABLE | DATA NOT AVAILABLE | To Be Confirmed | ACCEPTED TO CONNECT | N/A | N/A | N/A | N/A | N/A | N/A | 49.99 | 49.99 | 52.621 | 0 | 0 | TBC | TBC | N | DATA NOT AVAILABLE | N/A | TBC | N/A | DATA NOT AVAILABLE | 2021-10-26
DATA NOT AVAILABLE | DATA NOT AVAILABLE | UTILITY CONNECTION SOLUTIONS LIMITED | TR FOR APPROVAL AND COSTING | DATA NOT AVAILABLE | LONG LANE | STAINES | SURREY | TW19 7LY | ENGLAND | 507157 | 174072 | LALEHAM | LALEHAM 275kV | LALEHAM | TBC | SOUTHERN ELECTRIC POWER DISTRIBUTION PLC | OTHER | OTHER | NO | TBC | TBC | 49.99 | DATA NOT AVAILABLE | DATA NOT AVAILABLE | DATA NOT AVAILABLE | DATA NOT AVAILABLE | DATA NOT AVAILABLE | DATA NOT AVAILABLE | DATA NOT AVAILABLE | DATA NOT AVAILABLE | DATA NOT AVAILABLE | DATA NOT AVAILABLE | DATA NOT AVAILABLE | DATA NOT AVAILABLE | To Be Confirmed | ACCEPTED TO CONNECT | N/A | N/A | N/A | N/A | N/A | N/A | 49.99 | 49.99 | 52.621 | 0 | 0 | TBC | TBC | N | DATA NOT AVAILABLE | N/A | TBC | N/A | DATA NOT AVAILABLE | 2021-10-26
DATA NOT AVAILABLE | DATA NOT AVAILABLE | DNO CONSULTING LTD | 8.55MW BATTERY | DATA NOT AVAILABLE | TEFFONT TEFFONT | SALISBURY | WILTSHIRE | SP3 5RP | ENGLAND | 400015 | 130776 | MANN | SALI 33kV | TEFFONT | 11 | SOUTHERN ELECTRIC POWER DISTRIBUTION PLC | Stored Energy (all stored energy irrespective of the original energy source) | Storage - Electrochemical (Batteries) | NO | TBC | TBC | 8.55 | DATA NOT AVAILABLE | DATA NOT AVAILABLE | DATA NOT AVAILABLE | DATA NOT AVAILABLE | DATA NOT AVAILABLE | DATA NOT AVAILABLE | DATA NOT AVAILABLE | DATA NOT AVAILABLE | DATA NOT AVAILABLE | DATA NOT AVAILABLE | DATA NOT AVAILABLE | DATA NOT AVAILABLE | To Be Confirmed | ACCEPTED TO CONNECT | DATA NOT AVAILABLE | DATA NOT AVAILABLE | DATA NOT AVAILABLE | DATA NOT AVAILABLE | DATA NOT AVAILABLE | DATA NOT AVAILABLE | 8.55 | 8.55 | 9 | 9.474 | 9 | 2021-11-03 | TBC | N | DATA NOT AVAILABLE | N/A | TBC | N/A | DATA NOT AVAILABLE | 2021-12-02
DATA NOT AVAILABLE | DATA NOT AVAILABLE | EDEN RENEWABLES | 48MW WIND & BATTERY (ADD CAP) | BETTYHILL PHASE 2 WINDFARM | SKELPICK ESTATE | BETTYHILL | HIGHLAND | KW14 7TB | SCOTLAND | 274555 | 963588 | DOUN1 | N/A | TBC | TBC | SCOTTISH HYDRO ELECTRIC POWER DISTRIBUTION PLC | WIND | ONSHORE WIND TURBINES | NO | TBC | TBC | 96 | STORED ENERGY (ALL STORED ENERGY IRRESPECTVE OF THE ORIGINAL ENERGY SOURCE) | STORAGE - ELECTROCHEMICAL (BATTERIES) | N/A | TBC | TBC | 50.526 | DATA NOT AVAILABLE | DATA NOT AVAILABLE | DATA NOT AVAILABLE | DATA NOT AVAILABLE | DATA NOT AVAILABLE | DATA NOT AVAILABLE | To Be Confirmed | ACCEPTED TO CONNECT | DATA NOT AVAILABLE | DATA NOT AVAILABLE | DATA NOT AVAILABLE | DATA NOT AVAILABLE | DATA NOT AVAILABLE | DATA NOT AVAILABLE | 96 | 48 | 50.526 | 50.526 | 48 | 2021-10-26 | TBC | N | DATA NOT AVAILABLE | N/A | TBC | N/A | DATA NOT AVAILABLE | 2021-12-02
DATA NOT AVAILABLE | DATA NOT AVAILABLE | DNO CONSULTING LTD | 12MW PV | WARREN SOLAR 2, LAND AT WARREN FARM | BOTLEY ROAD | ROMSEY | HAMPSHIRE | SO51 9AG | ENGLAND | 437906 | 121342 | NURS | ROWN 33kV | NORTH BADDESLEY | 11 | SOUTHERN ELECTRIC POWER DISTRIBUTION PLC | SOLAR | PHOTOVOLTAIC | NO | TBC | TBC | 12 | DATA NOT AVAILABLE | DATA NOT AVAILABLE | DATA NOT AVAILABLE | DATA NOT AVAILABLE | DATA NOT AVAILABLE | DATA NOT AVAILABLE | DATA NOT AVAILABLE | DATA NOT AVAILABLE | DATA NOT AVAILABLE | DATA NOT AVAILABLE | DATA NOT AVAILABLE | DATA NOT AVAILABLE | To Be Confirmed | ACCEPTED TO CONNECT | DATA NOT AVAILABLE | DATA NOT AVAILABLE | DATA NOT AVAILABLE | DATA NOT AVAILABLE | DATA NOT AVAILABLE | DATA NOT AVAILABLE | 12 | 12 | 12.632 | 0.095 | 0.09 | 2021-11-05 | TBC | N | DATA NOT AVAILABLE | N/A | TBC | SSEN_Rein_110 | DATA NOT AVAILABLE | 2021-12-02
DATA NOT AVAILABLE | DATA NOT AVAILABLE | GREENTECH PROJECTS HOLDING UK LIMITED | 25MW PV | DATA NOT AVAILABLE | BROUGHTY FERRY WELLBANK | DUNDEE | ANGUS | DD5 3PN | SCOTLAND | 346585 | 737302 | MILC | N/A | MILTON OF CRAIGIE GRID | TBC | SCOTTISH HYDRO ELECTRIC POWER DISTRIBUTION PLC | SOLAR | PHOTOVOLTAIC | NO | TBC | TBC | 25 | DATA NOT AVAILABLE | DATA NOT AVAILABLE | DATA NOT AVAILABLE | DATA NOT AVAILABLE | DATA NOT AVAILABLE | DATA NOT AVAILABLE | DATA NOT AVAILABLE | DATA NOT AVAILABLE | DATA NOT AVAILABLE | DATA NOT AVAILABLE | DATA NOT AVAILABLE | DATA NOT AVAILABLE | To Be Confirmed | ACCEPTED TO CONNECT | DATA NOT AVAILABLE | DATA NOT AVAILABLE | DATA NOT AVAILABLE | DATA NOT AVAILABLE | DATA NOT AVAILABLE | DATA NOT AVAILABLE | 25 | 25 | 26.316 | 0.526 | 0.5 | 2021-11-02 | TBC | N | DATA NOT AVAILABLE | N/A | TBC | N/A | DATA NOT AVAILABLE | 2021-12-02
DATA NOT AVAILABLE | DATA NOT AVAILABLE | BALANCED GRID SOLUTIONS LIMITED | 24MW SOLAR | FAREHAM SOLAR 3 | TANNERS LANE | FAREHAM | HAMPSHIRE | PO14 1BL | ENGLAND | 457168 | 103930 | LOVE | FARE 33kV | FAREHAM | 33 | SOUTHERN ELECTRIC POWER DISTRIBUTION PLC | SOLAR | PHOTOVOLTAIC | NO | TBC | TBC | 24 | DATA NOT AVAILABLE | DATA NOT AVAILABLE | DATA NOT AVAILABLE | DATA NOT AVAILABLE | DATA NOT AVAILABLE | DATA NOT AVAILABLE | DATA NOT AVAILABLE | DATA NOT AVAILABLE | DATA NOT AVAILABLE | DATA NOT AVAILABLE | DATA NOT AVAILABLE | DATA NOT AVAILABLE | To Be Confirmed | ACCEPTED TO CONNECT | DATA NOT AVAILABLE | DATA NOT AVAILABLE | DATA NOT AVAILABLE | DATA NOT AVAILABLE | DATA NOT AVAILABLE | DATA NOT AVAILABLE | 24 | 24 | 25.263 | 0.491 | 0.466 | 2021-11-11 | TBC | N | DATA NOT AVAILABLE | N/A | TBC | N/A | DATA NOT AVAILABLE | 2021-12-02
DATA NOT AVAILABLE | DATA NOT AVAILABLE | MEADOW BLUE COMMUNITY ENERGY LIMITED | 5.81MW | MERSTON FARM | PAGHAM ROAD | CHICHESTER | WEST SUSSEX | PO20 1EE | ENGLAND | 489581 | 102796 | LOVE | HUNS 33kV | MERSTON PV | 33 | SOUTHERN ELECTRIC POWER DISTRIBUTION PLC | SOLAR | PHOTOVOLTAIC | NO | TBC | TBC | 1.8 | DATA NOT AVAILABLE | DATA NOT AVAILABLE | DATA NOT AVAILABLE | DATA NOT AVAILABLE | DATA NOT AVAILABLE | DATA NOT AVAILABLE | DATA NOT AVAILABLE | DATA NOT AVAILABLE | DATA NOT AVAILABLE | DATA NOT AVAILABLE | DATA NOT AVAILABLE | DATA NOT AVAILABLE | To Be Confirmed | ACCEPTED TO CONNECT | DATA NOT AVAILABLE | DATA NOT AVAILABLE | DATA NOT AVAILABLE | DATA NOT AVAILABLE | DATA NOT AVAILABLE | DATA NOT AVAILABLE | 1.8 | 1.8 | 1.895 | 0 | 0 | 2021-10-20 | TBC | N | DATA NOT AVAILABLE | N/A | TBC | N/A | DATA NOT AVAILABLE | 2021-12-02
DATA NOT AVAILABLE | DATA NOT AVAILABLE | TNEI SERVICES LTD. | WIND - 72.6MW | NARACHAN WIND FARM | NARACHAN WIND FARM KINTYRE PENINSULA | ARGYLL | ARGYLL AND BUTE | PA29 6XG | SCOTLAND | 170780 | 648425 | CAAD | N/A | CARRADALE GRID | TBC | SCOTTISH HYDRO ELECTRIC POWER DISTRIBUTION PLC | WIND | ONSHORE WIND TURBINES | NO | TBC | TBC | 72.6 | DATA NOT AVAILABLE | DATA NOT AVAILABLE | DATA NOT AVAILABLE | DATA NOT AVAILABLE | DATA NOT AVAILABLE | DATA NOT AVAILABLE | DATA NOT AVAILABLE | DATA NOT AVAILABLE | DATA NOT AVAILABLE | DATA NOT AVAILABLE | DATA NOT AVAILABLE | DATA NOT AVAILABLE | To Be Confirmed | ACCEPTED TO CONNECT | DATA NOT AVAILABLE | DATA NOT AVAILABLE | DATA NOT AVAILABLE | DATA NOT AVAILABLE | DATA NOT AVAILABLE | DATA NOT AVAILABLE | 72.6 | 72.6 | 76.421 | 0.263 | 0.25 | 2021-11-17 | TBC | N | DATA NOT AVAILABLE | N/A | TBC | N/A | DATA NOT AVAILABLE | 2021-12-02
DATA NOT AVAILABLE | DATA NOT AVAILABLE | ECODEV GROUP LTD | 37.5MW GEN PV & BATT / 16MW EXPORT | LAND AT | KEITHICK | COUPAR ANGUS | PERTHSHIRE AND KINROSS | PH13 9NF | SCOTLAND | 320315 | 738540 | COUA | N/A | COUPAR ANGUS GRID | TBC | SCOTTISH HYDRO ELECTRIC POWER DISTRIBUTION PLC | SOLAR | PHOTOVOLTAIC | NO | TBC | TBC | 37.5 | STORED ENERGY (ALL STORED ENERGY IRRESPECTVE OF THE ORIGINAL ENERGY SOURCE) | STORAGE - ELECTROCHEMICAL (BATTERIES) | N/A | TBC | TBC | 16.842 | DATA NOT AVAILABLE | DATA NOT AVAILABLE | DATA NOT AVAILABLE | DATA NOT AVAILABLE | DATA NOT AVAILABLE | DATA NOT AVAILABLE | Yes | ACCEPTED TO CONNECT | DATA NOT AVAILABLE | DATA NOT AVAILABLE | DATA NOT AVAILABLE | DATA NOT AVAILABLE | DATA NOT AVAILABLE | DATA NOT AVAILABLE | 37.5 | 16 | 16.842 | 16.842 | 16 | 2021-10-26 | TBC | N | DATA NOT AVAILABLE | N/A | TBC | N/A | DATA NOT AVAILABLE | 2021-12-02
DATA NOT AVAILABLE | DATA NOT AVAILABLE | INTELLIGENT LAND INVESTMENTS GROUP PLC | 49.9MW BATTERY | CLAYFORDS ENERGY STORAGE | CLAYFORDS FARM STRICHEN | FRASERBURGH | ABERDEENSHIRE | AB43 6RH | SCOTLAND | 396561 | 854772 | STRI | N/A | STRICHEN GRID | TBC | SCOTTISH HYDRO ELECTRIC POWER DISTRIBUTION PLC | Stored Energy (all stored energy irrespective of the original energy source) | Storage - Electrochemical (Batteries) | NO | TBC | TBC | 49.9 | DATA NOT AVAILABLE | DATA NOT AVAILABLE | DATA NOT AVAILABLE | DATA NOT AVAILABLE | DATA NOT AVAILABLE | DATA NOT AVAILABLE | DATA NOT AVAILABLE | DATA NOT AVAILABLE | DATA NOT AVAILABLE | DATA NOT AVAILABLE | DATA NOT AVAILABLE | DATA NOT AVAILABLE | To Be Confirmed | ACCEPTED TO CONNECT | DATA NOT AVAILABLE | DATA NOT AVAILABLE | DATA NOT AVAILABLE | DATA NOT AVAILABLE | DATA NOT AVAILABLE | DATA NOT AVAILABLE | 49.9 | 49.9 | 52.526 | 52.526 | 49.9 | 2021-11-08 | TBC | N | DATA NOT AVAILABLE | N/A | TBC | N/A | DATA NOT AVAILABLE | 2021-12-02
DATA NOT AVAILABLE | DATA NOT AVAILABLE | ETHICAL POWER | BILBO FARM SOLAR | BILBO FARM | CRIMOND | FRASERBURGH | ABERDEENSHIRE | AB43 8QR | SCOTLAND | 406960 | 856722 | STRI | N/A | TBC | TBC | SCOTTISH HYDRO ELECTRIC POWER DISTRIBUTION PLC | SOLAR | PHOTOVOLTAIC | NO | TBC | TBC | 27 | DATA NOT AVAILABLE | DATA NOT AVAILABLE | DATA NOT AVAILABLE | DATA NOT AVAILABLE | DATA NOT AVAILABLE | DATA NOT AVAILABLE | DATA NOT AVAILABLE | DATA NOT AVAILABLE | DATA NOT AVAILABLE | DATA NOT AVAILABLE | DATA NOT AVAILABLE | DATA NOT AVAILABLE | To Be Confirmed | ACCEPTED TO CONNECT | DATA NOT AVAILABLE | DATA NOT AVAILABLE | DATA NOT AVAILABLE | DATA NOT AVAILABLE | DATA NOT AVAILABLE | DATA NOT AVAILABLE | 27 | 25 | 26.316 | 26.316 | 25 | 2021-11-22 | TBC | N | DATA NOT AVAILABLE | N/A | TBC | N/A | DATA NOT AVAILABLE | 2021-12-10
DATA NOT AVAILABLE | DATA NOT AVAILABLE | INFRA3 LIMITED | STOCKBRIDGE STORAGE FARM BATTERY | STOCKBRIDGE STORAGE FARM | LAND ADJ. TO B3049 STOCKBRIDGE ROAD | WINCHESTER | HAMPSHIRE | SO22 5FP | ENGLAND | 446047 | 131062 | NURS | WINC 33kV | WINCHESTER 33KV | TBC | SOUTHERN ELECTRIC POWER DISTRIBUTION PLC | Stored Energy (all stored energy irrespective of the original energy source) | Storage - Electrochemical (Batteries) | NO | TBC | TBC | 10 | DATA NOT AVAILABLE | DATA NOT AVAILABLE | DATA NOT AVAILABLE | DATA NOT AVAILABLE | DATA NOT AVAILABLE | DATA NOT AVAILABLE | DATA NOT AVAILABLE | DATA NOT AVAILABLE | DATA NOT AVAILABLE | DATA NOT AVAILABLE | DATA NOT AVAILABLE | DATA NOT AVAILABLE | To Be Confirmed | ACCEPTED TO CONNECT | DATA NOT AVAILABLE | DATA NOT AVAILABLE | DATA NOT AVAILABLE | DATA NOT AVAILABLE | DATA NOT AVAILABLE | DATA NOT AVAILABLE | 10 | 10 | 10.526 | 10.526 | 10 | 2021-11-26 | TBC | N | DATA NOT AVAILABLE | N/A | TBC | N/A | DATA NOT AVAILABLE | 2021-12-10
DATA NOT AVAILABLE | DATA NOT AVAILABLE | AMP ENERGY SERVICES LIMITED | WHITTLE POWER - GAS | LAND ON 23 | WHITTLE ROAD FERNDALE INDUSTRIAL ESTATE | WIMBORNE | DORSET | BH21 7PW | ENGLAND | 405941 | 101216 | MANN | MANN 33kV | FERNDOWN | 11 | SOUTHERN ELECTRIC POWER DISTRIBUTION PLC | FOSSIL - GAS | GAS TURBINE (OCGT) | NO | TBC | TBC | 5.07 | DATA NOT AVAILABLE | DATA NOT AVAILABLE | DATA NOT AVAILABLE | DATA NOT AVAILABLE | DATA NOT AVAILABLE | DATA NOT AVAILABLE | DATA NOT AVAILABLE | DATA NOT AVAILABLE | DATA NOT AVAILABLE | DATA NOT AVAILABLE | DATA NOT AVAILABLE | DATA NOT AVAILABLE | To Be Confirmed | ACCEPTED TO CONNECT | DATA NOT AVAILABLE | DATA NOT AVAILABLE | DATA NOT AVAILABLE | DATA NOT AVAILABLE | DATA NOT AVAILABLE | DATA NOT AVAILABLE | 5.07 | 5.07 | 5.337 | 0.221 | 0.21 | 2021-11-22 | TBC | N | DATA NOT AVAILABLE | N/A | TBC | N/A | DATA NOT AVAILABLE | 2021-12-10
DATA NOT AVAILABLE | DATA NOT AVAILABLE | JMH FARMING & RENEWABLES LTD | 15.12MW PV | MATRON'S COLLEGE FARM SOLAR PV 15MW, MATRONS COLLEGE FARM | CASTLE LANE WHADDON | SALISBURY | HAMPSHIRE | SP5 3EQ | ENGLAND | 419523 | 126289 | MANN | SALI 33kV | BEMERTON | 11 | SOUTHERN ELECTRIC POWER DISTRIBUTION PLC | SOLAR | PHOTOVOLTAIC | NO | TBC | TBC | 15.2 | DATA NOT AVAILABLE | DATA NOT AVAILABLE | DATA NOT AVAILABLE | DATA NOT AVAILABLE | DATA NOT AVAILABLE | DATA NOT AVAILABLE | DATA NOT AVAILABLE | DATA NOT AVAILABLE | DATA NOT AVAILABLE | DATA NOT AVAILABLE | DATA NOT AVAILABLE | DATA NOT AVAILABLE | To Be Confirmed | ACCEPTED TO CONNECT | DATA NOT AVAILABLE | DATA NOT AVAILABLE | DATA NOT AVAILABLE | DATA NOT AVAILABLE | DATA NOT AVAILABLE | DATA NOT AVAILABLE | 15.2 | 15.2 | 16 | 0.232 | 0.22 | 2021-12-21 | TBC | N | DATA NOT AVAILABLE | N/A | TBC | N/A | DATA NOT AVAILABLE | 2021-12-10
DATA NOT AVAILABLE | DATA NOT AVAILABLE | SWECO UK LTD | READY - SALISBURY BATTERY STORAGE | SALISBURY BATTERY STORAGE PROJECT | LAND NORTH OF WILTON ROAD A36 AND TO THE NORTH AND WEST WILTON | SALISBURY | WILTSHIRE | SP2 0BL | ENGLAND | 410453 | 131422 | MANN | SALI 33kV | TBC | TBC | SOUTHERN ELECTRIC POWER DISTRIBUTION PLC | Stored Energy (all stored energy irrespective of the original energy source) | Storage - Electrochemical (Batteries) | NO | TBC | TBC | 49.5 | DATA NOT AVAILABLE | DATA NOT AVAILABLE | DATA NOT AVAILABLE | DATA NOT AVAILABLE | DATA NOT AVAILABLE | DATA NOT AVAILABLE | DATA NOT AVAILABLE | DATA NOT AVAILABLE | DATA NOT AVAILABLE | DATA NOT AVAILABLE | DATA NOT AVAILABLE | DATA NOT AVAILABLE | To Be Confirmed | ACCEPTED TO CONNECT | DATA NOT AVAILABLE | DATA NOT AVAILABLE | DATA NOT AVAILABLE | DATA NOT AVAILABLE | DATA NOT AVAILABLE | DATA NOT AVAILABLE | 49.5 | 49.5 | 52.105 | 52.105 | 49.5 | 2021-12-22 | TBC | N | DATA NOT AVAILABLE | N/A | TBC | N/A | DATA NOT AVAILABLE | 2022-01-27
DATA NOT AVAILABLE | DATA NOT AVAILABLE | SPING CHE LTD | REVIEW 19.9MW PV | BALE SOLAR FARM | MANOR FARM GALTON | DORCHESTER | DORSET | DT2 8BZ | ENGLAND | 377726 | 85130 | MANN | WINH 33kV | WINFRITH HEATH | 11 | SOUTHERN ELECTRIC POWER DISTRIBUTION PLC | SOLAR | PHOTOVOLTAIC | NO | TBC | TBC | 18.81 | DATA NOT AVAILABLE | DATA NOT AVAILABLE | DATA NOT AVAILABLE | DATA NOT AVAILABLE | DATA NOT AVAILABLE | DATA NOT AVAILABLE | DATA NOT AVAILABLE | DATA NOT AVAILABLE | DATA NOT AVAILABLE | DATA NOT AVAILABLE | DATA NOT AVAILABLE | DATA NOT AVAILABLE | To Be Confirmed | ACCEPTED TO CONNECT | DATA NOT AVAILABLE | DATA NOT AVAILABLE | DATA NOT AVAILABLE | DATA NOT AVAILABLE | DATA NOT AVAILABLE | DATA NOT AVAILABLE | 18.81 | 18.81 | 19.8 | 0.158 | 0.15 | 2022-01-07 | TBC | N | DATA NOT AVAILABLE | N/A | TBC | N/A | DATA NOT AVAILABLE | 2022-01-27
DATA NOT AVAILABLE | DATA NOT AVAILABLE | SINEWAVE ENERGY SOLUTIONS | 11MW GAS (ADD CAP) | CRAPPER & SONS LANDFILL LIMITED, PARK GROUNDS | BRINKWORTH ROAD | ROYAL WOOTON BASSETT | WILTSHIRE | SN4 8DW | ENGLAND | 405117 | 183986 | MITY | SWIN 33kV | TBC | TBC | SOUTHERN ELECTRIC POWER DISTRIBUTION PLC | BIOFUEL SEWAGE GAS | DATA NOT AVAILABLE | NO | TBC | TBC | 8.125 | DATA NOT AVAILABLE | DATA NOT AVAILABLE | DATA NOT AVAILABLE | DATA NOT AVAILABLE | DATA NOT AVAILABLE | DATA NOT AVAILABLE | DATA NOT AVAILABLE | DATA NOT AVAILABLE | DATA NOT AVAILABLE | DATA NOT AVAILABLE | DATA NOT AVAILABLE | DATA NOT AVAILABLE | To Be Confirmed | ACCEPTED TO CONNECT | DATA NOT AVAILABLE | DATA NOT AVAILABLE | DATA NOT AVAILABLE | DATA NOT AVAILABLE | DATA NOT AVAILABLE | DATA NOT AVAILABLE | 8.125 | 5 | 5.263 | 0 | 0 | 2021-12-22 | TBC | N | DATA NOT AVAILABLE | N/A | TBC | SSEN_Rein_111 | DATA NOT AVAILABLE | 2022-01-27
DATA NOT AVAILABLE | DATA NOT AVAILABLE | DNO CONSULTING LTD | AUTH - MANOR FARM PV | BL SOLAR 9 (MANOR FARM) LIMITED | SHRIPNEY | BOGNOR REGIS | WEST SUSSEX | PO22 9UP | ENGLAND | 493499 | 102153 | LOVE | CHHE 33kV | CHICHESTER | 11 | SOUTHERN ELECTRIC POWER DISTRIBUTION PLC | SOLAR | PHOTOVOLTAIC | NO | TBC | TBC | 15 | DATA NOT AVAILABLE | DATA NOT AVAILABLE | DATA NOT AVAILABLE | DATA NOT AVAILABLE | DATA NOT AVAILABLE | DATA NOT AVAILABLE | DATA NOT AVAILABLE | DATA NOT AVAILABLE | DATA NOT AVAILABLE | DATA NOT AVAILABLE | DATA NOT AVAILABLE | DATA NOT AVAILABLE | To Be Confirmed | ACCEPTED TO CONNECT | DATA NOT AVAILABLE | DATA NOT AVAILABLE | DATA NOT AVAILABLE | DATA NOT AVAILABLE | DATA NOT AVAILABLE | DATA NOT AVAILABLE | 15 | 15 | 15.789 | 0.095 | 0.09 | 2021-12-09 | TBC | N | DATA NOT AVAILABLE | N/A | TBC | SSEN_Rein_112 | DATA NOT AVAILABLE | 2022-01-27
DATA NOT AVAILABLE | DATA NOT AVAILABLE | INTELLIGENT ALTERNATIVES LIMITED | COURT FARM | COURT FARM, LAND AT COURT FARM | DATA NOT AVAILABLE | SALISBURY | WILTSHIRE | SP4 6NQ | ENGLAND | 412496 | 135175 | MANN | SALI 33kV | TBC | TBC | SOUTHERN ELECTRIC POWER DISTRIBUTION PLC | SOLAR | PHOTOVOLTAIC | NO | TBC | TBC | 20 | DATA NOT AVAILABLE | DATA NOT AVAILABLE | DATA NOT AVAILABLE | DATA NOT AVAILABLE | DATA NOT AVAILABLE | DATA NOT AVAILABLE | DATA NOT AVAILABLE | DATA NOT AVAILABLE | DATA NOT AVAILABLE | DATA NOT AVAILABLE | DATA NOT AVAILABLE | DATA NOT AVAILABLE | To Be Confirmed | ACCEPTED TO CONNECT | DATA NOT AVAILABLE | DATA NOT AVAILABLE | DATA NOT AVAILABLE | DATA NOT AVAILABLE | DATA NOT AVAILABLE | DATA NOT AVAILABLE | 20 | 20 | 21.053 | 0.232 | 0.22 | 2021-12-08 | TBC | N | DATA NOT AVAILABLE | N/A | TBC | SSEN_Rein_113 | DATA NOT AVAILABLE | 2022-01-27
DATA NOT AVAILABLE | DATA NOT AVAILABLE | DNO CONSULTING LTD | 25MW PV AND 5MW IMPORT | 11320, THREE MAIDS HILL | DATA NOT AVAILABLE | WINCHESTER | HAMPSHIRE | SO21 2QU | ENGLAND | 446198 | 135133 | NURS | WINC 33kV | WINCHESTER 33KV | TBC | SOUTHERN ELECTRIC POWER DISTRIBUTION PLC | SOLAR | PHOTOVOLTAIC | NO | TBC | TBC | 30 | DATA NOT AVAILABLE | DATA NOT AVAILABLE | DATA NOT AVAILABLE | DATA NOT AVAILABLE | DATA NOT AVAILABLE | DATA NOT AVAILABLE | DATA NOT AVAILABLE | DATA NOT AVAILABLE | DATA NOT AVAILABLE | DATA NOT AVAILABLE | DATA NOT AVAILABLE | DATA NOT AVAILABLE | To Be Confirmed | ACCEPTED TO CONNECT | DATA NOT AVAILABLE | DATA NOT AVAILABLE | DATA NOT AVAILABLE | DATA NOT AVAILABLE | DATA NOT AVAILABLE | DATA NOT AVAILABLE | 30 | 25 | 26.316 | 5.54 | 5.263 | 2021-12-02 | TBC | N | DATA NOT AVAILABLE | N/A | TBC | N/A | DATA NOT AVAILABLE | 2022-01-27
DATA NOT AVAILABLE | DATA NOT AVAILABLE | EVANS ENERGY LTD | 20MW SOLAR PV/BATTERY | HAMER WARREN SOLAR PARK | HARBRIDGE HARBRIDGE | RINGWOOD | HAMPSHIRE | BH24 3PX | ENGLAND | 413320 | 111163 | MANN | MANN 33kV | TBC | TBC | SOUTHERN ELECTRIC POWER DISTRIBUTION PLC | SOLAR | PHOTOVOLTAIC | NO | TBC | TBC | 20 | STORED ENERGY (ALL STORED ENERGY IRRESPECTVE OF THE ORIGINAL ENERGY SOURCE) | STORAGE - ELECTROCHEMICAL (BATTERIES) | N/A | DATA NOT AVAILABLE | TBC | 5.263 | DATA NOT AVAILABLE | DATA NOT AVAILABLE | DATA NOT AVAILABLE | DATA NOT AVAILABLE | DATA NOT AVAILABLE | DATA NOT AVAILABLE | To Be Confirmed | ACCEPTED TO CONNECT | DATA NOT AVAILABLE | DATA NOT AVAILABLE | DATA NOT AVAILABLE | DATA NOT AVAILABLE | DATA NOT AVAILABLE | DATA NOT AVAILABLE | 20 | 20 | 21.053 | 5.263 | 5 | 2021-11-19 | TBC | N | DATA NOT AVAILABLE | N/A | TBC | SSEN_Rein_114 | DATA NOT AVAILABLE | 2022-01-27
DATA NOT AVAILABLE | DATA NOT AVAILABLE | EDEN RENEWABLES | READY - 40MW PV & BATTERY | BOSCOMBE DOWN SOLAR FARM, LAND ADJACENT TO | PORTON ROAD | SALISBURY | WILTSHIRE | SP4 0NF | ENGLAND | 417522 | 138219 | BRLE | BASI 33kV | STROUDLEY ROAD GEN | 33 | SOUTHERN ELECTRIC POWER DISTRIBUTION PLC | SOLAR | PHOTOVOLTAIC | NO | TBC | TBC | 40 | STORED ENERGY (ALL STORED ENERGY IRRESPECTVE OF THE ORIGINAL ENERGY SOURCE) | STORAGE - ELECTROCHEMICAL (BATTERIES) | N/A | TBC | TBC | 11.08 | DATA NOT AVAILABLE | DATA NOT AVAILABLE | DATA NOT AVAILABLE | DATA NOT AVAILABLE | DATA NOT AVAILABLE | DATA NOT AVAILABLE | Yes | ACCEPTED TO CONNECT | DATA NOT AVAILABLE | DATA NOT AVAILABLE | DATA NOT AVAILABLE | DATA NOT AVAILABLE | DATA NOT AVAILABLE | DATA NOT AVAILABLE | 40 | 40 | 42.105 | 11.08 | 10.526 | 2021-12-13 | TBC | N | DATA NOT AVAILABLE | N/A | TBC | SSEN_Rein_115 | DATA NOT AVAILABLE | 2022-01-27
DATA NOT AVAILABLE | DATA NOT AVAILABLE | UTILITY CONSULTANCY AND ENGINEERING | 5MW BATTERY | SOUTHCOTE HOLYBROOK | HOLYBROOK FARM BURGHFIELD BRIDGE NEWBURY | NEWBURY | OXFORDSHIRE | RG30 3RA | ENGLAND | 468144 | 171069 | BRLE | BURG 33kV | SOUTHCOTE | 11 | SOUTHERN ELECTRIC POWER DISTRIBUTION PLC | Stored Energy (all stored energy irrespective of the original energy source) | Storage - Electrochemical (Batteries) | NO | TBC | TBC | 5 | DATA NOT AVAILABLE | DATA NOT AVAILABLE | DATA NOT AVAILABLE | DATA NOT AVAILABLE | DATA NOT AVAILABLE | DATA NOT AVAILABLE | DATA NOT AVAILABLE | DATA NOT AVAILABLE | DATA NOT AVAILABLE | DATA NOT AVAILABLE | DATA NOT AVAILABLE | DATA NOT AVAILABLE | To Be Confirmed | ACCEPTED TO CONNECT | DATA NOT AVAILABLE | DATA NOT AVAILABLE | DATA NOT AVAILABLE | DATA NOT AVAILABLE | DATA NOT AVAILABLE | DATA NOT AVAILABLE | 5 | 5 | 5.263 | 5.263 | 5 | 2021-12-10 | TBC | N | DATA NOT AVAILABLE | N/A | TBC | N/A | DATA NOT AVAILABLE | 2022-01-27
DATA NOT AVAILABLE | DATA NOT AVAILABLE | GREEN CAT RENEWABLES | T - GREENSCARES WIND (RECOST) | GREENSCARES WIND | BRACO | DUNBLANE | PERTH AND KINROSS | FK15 9LN | SCOTLAND | 280141 | 712969 | BRCW2 | N/A | BRACO WEST GRID | TBC | SCOTTISH HYDRO ELECTRIC POWER DISTRIBUTION PLC | WIND | ONSHORE WIND TURBINES | NO | TBC | TBC | 9.2 | DATA NOT AVAILABLE | DATA NOT AVAILABLE | DATA NOT AVAILABLE | DATA NOT AVAILABLE | DATA NOT AVAILABLE | DATA NOT AVAILABLE | DATA NOT AVAILABLE | DATA NOT AVAILABLE | DATA NOT AVAILABLE | DATA NOT AVAILABLE | DATA NOT AVAILABLE | DATA NOT AVAILABLE | To Be Confirmed | ACCEPTED TO CONNECT | DATA NOT AVAILABLE | DATA NOT AVAILABLE | DATA NOT AVAILABLE | DATA NOT AVAILABLE | DATA NOT AVAILABLE | DATA NOT AVAILABLE | 9.2 | 8 | 8.421 | 0.116 | 0.11 | 2021-12-15 | TBC | N | DATA NOT AVAILABLE | N/A | TBC | N/A | DATA NOT AVAILABLE | 2022-01-27
DATA NOT AVAILABLE | DATA NOT AVAILABLE | MERAKI CONSULTANTS LIMITED | 30MW BATTERY | DATA NOT AVAILABLE | PITSCANDLY FARM PITSCANDLY | FORFAR | ANGUS | DD8 3NZ | SCOTLAND | 348428 | 752540 | LUNA | N/A | LUNANHEAD GRID | TBC | SCOTTISH HYDRO ELECTRIC POWER DISTRIBUTION PLC | Stored Energy (all stored energy irrespective of the original energy source) | Storage - Electrochemical (Batteries) | NO | TBC | TBC | 30 | DATA NOT AVAILABLE | DATA NOT AVAILABLE | DATA NOT AVAILABLE | DATA NOT AVAILABLE | DATA NOT AVAILABLE | DATA NOT AVAILABLE | DATA NOT AVAILABLE | DATA NOT AVAILABLE | DATA NOT AVAILABLE | DATA NOT AVAILABLE | DATA NOT AVAILABLE | DATA NOT AVAILABLE | To Be Confirmed | ACCEPTED TO CONNECT | DATA NOT AVAILABLE | DATA NOT AVAILABLE | DATA NOT AVAILABLE | DATA NOT AVAILABLE | DATA NOT AVAILABLE | DATA NOT AVAILABLE | 30 | 30 | 31.579 | 31.579 | 30 | 2021-12-06 | TBC | N | DATA NOT AVAILABLE | N/A | TBC | N/A | DATA NOT AVAILABLE | 2022-01-27
DATA NOT AVAILABLE | DATA NOT AVAILABLE | ETHICAL POWER CONNECTIONS | PORT 9.75MW PV | BL SOLAR 10 (FERRY FARM) LIMITED | FERRY FARM SELSEY | CHICHESTER | WEST SUSSEX | PO20 9DR | ENGLAND | 485027 | 94693 | LOVE | HUNS 33kV | SELSEY | 11 | SOUTHERN ELECTRIC POWER DISTRIBUTION PLC | SOLAR | PHOTOVOLTAIC | NO | TBC | TBC | 9.75 | DATA NOT AVAILABLE | DATA NOT AVAILABLE | DATA NOT AVAILABLE | DATA NOT AVAILABLE | DATA NOT AVAILABLE | DATA NOT AVAILABLE | DATA NOT AVAILABLE | DATA NOT AVAILABLE | DATA NOT AVAILABLE | DATA NOT AVAILABLE | DATA NOT AVAILABLE | DATA NOT AVAILABLE | Yes | ACCEPTED TO CONNECT | DATA NOT AVAILABLE | DATA NOT AVAILABLE | DATA NOT AVAILABLE | DATA NOT AVAILABLE | DATA NOT AVAILABLE | DATA NOT AVAILABLE | 9.75 | 9.75 | 10.263 | 0.105 | 0.1 | 2021-12-23 | TBC | N | DATA NOT AVAILABLE | N/A | TBC | N/A | DATA NOT AVAILABLE | 2022-01-27
DATA NOT AVAILABLE | DATA NOT AVAILABLE | BRILLIANT HARVEST 004 LTD | 3.7 MW PV | MALMPIT SOLAR FARM | OLD DAIRY CODFORD | WARMINSTER | WILTSHIRE | BA12 0PJ | ENGLAND | 397428 | 139771 | MELK | FROM 33kV | CODFORD | 11 | SOUTHERN ELECTRIC POWER DISTRIBUTION PLC | SOLAR | PHOTOVOLTAIC | NO | TBC | TBC | 3.7 | DATA NOT AVAILABLE | DATA NOT AVAILABLE | DATA NOT AVAILABLE | DATA NOT AVAILABLE | DATA NOT AVAILABLE | DATA NOT AVAILABLE | DATA NOT AVAILABLE | DATA NOT AVAILABLE | DATA NOT AVAILABLE | DATA NOT AVAILABLE | DATA NOT AVAILABLE | DATA NOT AVAILABLE | To Be Confirmed | ACCEPTED TO CONNECT | DATA NOT AVAILABLE | DATA NOT AVAILABLE | DATA NOT AVAILABLE | DATA NOT AVAILABLE | DATA NOT AVAILABLE | DATA NOT AVAILABLE | 3.7 | 3.7 | 3.895 | 0.001 | 0.001 | 2021-10-26 | TBC | N | DATA NOT AVAILABLE | N/A | TBC | N/A | DATA NOT AVAILABLE | 2022-01-27
DATA NOT AVAILABLE | DATA NOT AVAILABLE | EVANS ENERGY LTD | 40MW WIND & 40MW BATTERY | NAN CLACH EXTENSION, WIND AND ELECTRICITY STORAGE | CAWDOR ESTATE ESTATE OFFICE CAWDOR | NAIRN | HIGHLAND | IV12 5RE | SCOTLAND | 284725 | 850184 | BOAG | N/A | BOAT OF GARTEN GRID | TBC | SCOTTISH HYDRO ELECTRIC POWER DISTRIBUTION PLC | WIND | ONSHORE WIND TURBINES | NO | TBC | TBC | 80 | STORED ENERGY (ALL STORED ENERGY IRRESPECTVE OF THE ORIGINAL ENERGY SOURCE) | STORAGE - ELECTROCHEMICAL (BATTERIES) | N/A | TBC | TBC | 42.105 | DATA NOT AVAILABLE | DATA NOT AVAILABLE | DATA NOT AVAILABLE | DATA NOT AVAILABLE | DATA NOT AVAILABLE | DATA NOT AVAILABLE | To Be Confirmed | ACCEPTED TO CONNECT | DATA NOT AVAILABLE | DATA NOT AVAILABLE | DATA NOT AVAILABLE | DATA NOT AVAILABLE | DATA NOT AVAILABLE | DATA NOT AVAILABLE | 80 | 40 | 42.105 | 42.105 | 40 | 2022-01-05 | TBC | N | DATA NOT AVAILABLE | N/A | TBC | N/A | DATA NOT AVAILABLE | 2022-01-27
DATA NOT AVAILABLE | DATA NOT AVAILABLE | EXAGEN DEVELOPMENT LIMITED | AUTH & QCA - 60MW PV & BATTERY | "DRAYTON" | ADJ MILLETTS FARM, KINGSTON ROAD FYFIELD WICK | ABINGDON | OXFORDSHIRE | OX13 5HB | ENGLAND | 442838 | 197262 | COWL | DRAY 33kV | TBC | TBC | SOUTHERN ELECTRIC POWER DISTRIBUTION PLC | SOLAR | PHOTOVOLTAIC | NO | TBC | TBC | 60 | STORED ENERGY (ALL STORED ENERGY IRRESPECTVE OF THE ORIGINAL ENERGY SOURCE) | STORAGE - ELECTROCHEMICAL (BATTERIES) | N/A | TBC | TBC | 21.053 | DATA NOT AVAILABLE | DATA NOT AVAILABLE | DATA NOT AVAILABLE | DATA NOT AVAILABLE | DATA NOT AVAILABLE | DATA NOT AVAILABLE | To Be Confirmed | ACCEPTED TO CONNECT | DATA NOT AVAILABLE | DATA NOT AVAILABLE | DATA NOT AVAILABLE | DATA NOT AVAILABLE | DATA NOT AVAILABLE | DATA NOT AVAILABLE | 60 | 60 | 63.158 | 21.053 | 20 | 2022-01-04 | TBC | N | DATA NOT AVAILABLE | N/A | TBC | SSEN_Rein_116 | DATA NOT AVAILABLE | 2022-01-27
DATA NOT AVAILABLE | DATA NOT AVAILABLE | ESM POWER LTD | 5MW PV & BATTERY (LIMITED WITH G100) | QUIDHAMPTON, POLEHAMPTON FARM | ASHE LANE ASHE OVERTON | BASINGSTOKE | HAMPSHIRE | RG25 3BS | ENGLAND | 453375 | 150580 | BRLE | BASI 33kV | OVERTON | 11 | SOUTHERN ELECTRIC POWER DISTRIBUTION PLC | SOLAR | PHOTOVOLTAIC | NO | TBC | TBC | 6.98 | STORED ENERGY (ALL STORED ENERGY IRRESPECTVE OF THE ORIGINAL ENERGY SOURCE) | STORAGE - ELECTROCHEMICAL (BATTERIES) | N/A | DATA NOT AVAILABLE | TBC | 0.525 | DATA NOT AVAILABLE | DATA NOT AVAILABLE | DATA NOT AVAILABLE | DATA NOT AVAILABLE | DATA NOT AVAILABLE | DATA NOT AVAILABLE | To Be Confirmed | ACCEPTED TO CONNECT | DATA NOT AVAILABLE | DATA NOT AVAILABLE | DATA NOT AVAILABLE | DATA NOT AVAILABLE | DATA NOT AVAILABLE | DATA NOT AVAILABLE | 6.98 | 5 | 5.263 | 0.525 | 0.499 | 2021-12-13 | TBC | N | DATA NOT AVAILABLE | N/A | TBC | N/A | DATA NOT AVAILABLE | 2022-01-27
DATA NOT AVAILABLE | DATA NOT AVAILABLE | PENSO POWER LIMITED | MELK 50MW BATTERY | DATA NOT AVAILABLE | STONEHILL CHARLTON | MALMESBURY | WILTSHIRE | SN16 9DX | ENGLAND | 399857 | 189140 | MITY | TBC | TBC | TBC | SOUTHERN ELECTRIC POWER DISTRIBUTION PLC | Stored Energy (all stored energy irrespective of the original energy source) | Storage - Electrochemical (Batteries) | NO | TBC | TBC | 50 | DATA NOT AVAILABLE | DATA NOT AVAILABLE | DATA NOT AVAILABLE | DATA NOT AVAILABLE | DATA NOT AVAILABLE | DATA NOT AVAILABLE | DATA NOT AVAILABLE | DATA NOT AVAILABLE | DATA NOT AVAILABLE | DATA NOT AVAILABLE | DATA NOT AVAILABLE | DATA NOT AVAILABLE | To Be Confirmed | ACCEPTED TO CONNECT | DATA NOT AVAILABLE | DATA NOT AVAILABLE | DATA NOT AVAILABLE | DATA NOT AVAILABLE | DATA NOT AVAILABLE | DATA NOT AVAILABLE | 50 | 50 | 52.632 | 55.402 | 52.632 | 2021-11-17 | TBC | N | DATA NOT AVAILABLE | N/A | TBC | N/A | DATA NOT AVAILABLE | 2022-01-27
DATA NOT AVAILABLE | DATA NOT AVAILABLE | RENEWABLE ENERGY SYSTEMS LTD | 49.99MW BATTERY | DRUM FARM ENERGY STORAGE SCHEME | DRUM FARM | KEITH | MORAY | AB55 5NP | SCOTLAND | 344438 | 850697 | KEIT | N/A | KEITH GRID | TBC | SCOTTISH HYDRO ELECTRIC POWER DISTRIBUTION PLC | Stored Energy (all stored energy irrespective of the original energy source) | Storage - Electrochemical (Batteries) | NO | TBC | TBC | 76.23 | DATA NOT AVAILABLE | DATA NOT AVAILABLE | DATA NOT AVAILABLE | DATA NOT AVAILABLE | DATA NOT AVAILABLE | DATA NOT AVAILABLE | DATA NOT AVAILABLE | DATA NOT AVAILABLE | DATA NOT AVAILABLE | DATA NOT AVAILABLE | DATA NOT AVAILABLE | DATA NOT AVAILABLE | To Be Confirmed | ACCEPTED TO CONNECT | DATA NOT AVAILABLE | DATA NOT AVAILABLE | DATA NOT AVAILABLE | DATA NOT AVAILABLE | DATA NOT AVAILABLE | DATA NOT AVAILABLE | 76.23 | 49.99 | 52.621 | 52.621 | 49.99 | 2021-12-22 | TBC | N | DATA NOT AVAILABLE | N/A | TBC | SSEN_Rein_117 | DATA NOT AVAILABLE | 2022-01-27
DATA NOT AVAILABLE | DATA NOT AVAILABLE | THE GREENSPAN AGENCY LIMITED | BATTERY - 25MW | DATA NOT AVAILABLE | LAND NORTH OF HM COASTGUARD STATION BATTERY POINT, STORNOWAY | WESTERN ISLES | STORNOWAY | HS1 2JF | SCOTLAND | 142583 | 932917 | ARMO | N/A | STORNOWAY GRID | TBC | SCOTTISH HYDRO ELECTRIC POWER DISTRIBUTION PLC | Stored Energy (all stored energy irrespective of the original energy source) | Storage - Electrochemical (Batteries) | NO | TBC | TBC | 25 | DATA NOT AVAILABLE | DATA NOT AVAILABLE | DATA NOT AVAILABLE | DATA NOT AVAILABLE | DATA NOT AVAILABLE | DATA NOT AVAILABLE | DATA NOT AVAILABLE | DATA NOT AVAILABLE | DATA NOT AVAILABLE | DATA NOT AVAILABLE | DATA NOT AVAILABLE | DATA NOT AVAILABLE | To Be Confirmed | ACCEPTED TO CONNECT | DATA NOT AVAILABLE | DATA NOT AVAILABLE | DATA NOT AVAILABLE | DATA NOT AVAILABLE | DATA NOT AVAILABLE | DATA NOT AVAILABLE | 25 | 25 | 26.316 | 26.316 | 25 | 2021-12-17 | TBC | N | DATA NOT AVAILABLE | N/A | TBC | N/A | DATA NOT AVAILABLE | 2022-01-27
DATA NOT AVAILABLE | DATA NOT AVAILABLE | SPE ELECTRICAL | READY - 200MW BATTERY | DATA NOT AVAILABLE | LAND ADJACENT TO THE EAST OF CARLETON RD SUNBURY ON THAMES | SUNBURY | SURREY | TW17 8QA | ENGLAND | 508533 | 168306 | LALEHAM | LALEHAM 275kV | LALEHAM | TBC | SOUTHERN ELECTRIC POWER DISTRIBUTION PLC | Stored Energy (all stored energy irrespective of the original energy source) | Storage - Electrochemical (Batteries) | NO | TBC | TBC | 200 | DATA NOT AVAILABLE | DATA NOT AVAILABLE | DATA NOT AVAILABLE | DATA NOT AVAILABLE | DATA NOT AVAILABLE | DATA NOT AVAILABLE | DATA NOT AVAILABLE | DATA NOT AVAILABLE | DATA NOT AVAILABLE | DATA NOT AVAILABLE | DATA NOT AVAILABLE | DATA NOT AVAILABLE | To Be Confirmed | ACCEPTED TO CONNECT | DATA NOT AVAILABLE | DATA NOT AVAILABLE | DATA NOT AVAILABLE | DATA NOT AVAILABLE | DATA NOT AVAILABLE | DATA NOT AVAILABLE | 200 | 200 | 210.526 | 210.526 | 200 | 2021-12-10 | TBC | N | DATA NOT AVAILABLE | N/A | TBC | N/A | DATA NOT AVAILABLE | 2022-01-27
DATA NOT AVAILABLE | DATA NOT AVAILABLE | RENEWABLE ENERGY SYSTEMS LIMITED | 67.2MW WIND & 36.3MW BATTERY | CAIRN DUHIE WIND FARM | LAND SOUTHWEST OF FERNESS, | NAIRN | MORAY | IV12 5XB | SCOTLAND | 297902 | 845725 | BERB2 | N/A | BERRYBURN GRID | TBC | SCOTTISH HYDRO ELECTRIC POWER DISTRIBUTION PLC | WIND | ONSHORE WIND TURBINES | NO | TBC | TBC | 103.5 | STORED ENERGY (ALL STORED ENERGY IRRESPECTVE OF THE ORIGINAL ENERGY SOURCE) | STORAGE - ELECTROCHEMICAL (BATTERIES) | N/A | TBC | TBC | 38.211 | DATA NOT AVAILABLE | DATA NOT AVAILABLE | DATA NOT AVAILABLE | DATA NOT AVAILABLE | DATA NOT AVAILABLE | DATA NOT AVAILABLE | To Be Confirmed | ACCEPTED TO CONNECT | DATA NOT AVAILABLE | DATA NOT AVAILABLE | DATA NOT AVAILABLE | DATA NOT AVAILABLE | DATA NOT AVAILABLE | DATA NOT AVAILABLE | 103.5 | 67.2 | 70.737 | 38.211 | 36.3 | 2021-12-09 | TBC | N | DATA NOT AVAILABLE | N/A | TBC | SSEN_Rein_118 | DATA NOT AVAILABLE | 2022-01-27
DATA NOT AVAILABLE | DATA NOT AVAILABLE | REG HOLDINGS LTD | 50MW WIND, PV & BATTERY | GLENROSSAL ENERGY PARK | GLENROSSAL ESTATE ROSEHALL | SUTHERLAND | HIGHLAND | IV27 4BG | SCOTLAND | 242825 | 910234 | SHIN | N/A | SHIN GRID | TBC | SCOTTISH HYDRO ELECTRIC POWER DISTRIBUTION PLC | WIND | ONSHORE WIND TURBINES | NO | TBC | TBC | 94.4 | SOLAR | PHOTOVOLTAIC | N/A | TBC | TBC | DATA NOT AVAILABLE | DATA NOT AVAILABLE | DATA NOT AVAILABLE | DATA NOT AVAILABLE | DATA NOT AVAILABLE | DATA NOT AVAILABLE | DATA NOT AVAILABLE | To Be Confirmed | ACCEPTED TO CONNECT | DATA NOT AVAILABLE | DATA NOT AVAILABLE | DATA NOT AVAILABLE | DATA NOT AVAILABLE | DATA NOT AVAILABLE | DATA NOT AVAILABLE | 94.4 | 50 | 52.632 | 12.632 | 12 | 2021-12-09 | TBC | N | DATA NOT AVAILABLE | N/A | TBC | N/A | DATA NOT AVAILABLE | 2022-01-27
DATA NOT AVAILABLE | DATA NOT AVAILABLE | CERTUS UTILITY CONSULTING | 49.9MW PV | FORGANDENNY SOLAR FARM | BOATMILL FARM FORGANDENNY | PERTH | PERTH AND KINROSS | PH2 9HR | SCOTLAND | 308852 | 719420 | BUMU | N/A | BURGHMUIR GRID | TBC | SCOTTISH HYDRO ELECTRIC POWER DISTRIBUTION PLC | SOLAR | PHOTOVOLTAIC | NO | TBC | TBC | 49.9 | DATA NOT AVAILABLE | DATA NOT AVAILABLE | DATA NOT AVAILABLE | DATA NOT AVAILABLE | DATA NOT AVAILABLE | DATA NOT AVAILABLE | DATA NOT AVAILABLE | DATA NOT AVAILABLE | DATA NOT AVAILABLE | DATA NOT AVAILABLE | DATA NOT AVAILABLE | DATA NOT AVAILABLE | To Be Confirmed | ACCEPTED TO CONNECT | DATA NOT AVAILABLE | DATA NOT AVAILABLE | DATA NOT AVAILABLE | DATA NOT AVAILABLE | DATA NOT AVAILABLE | DATA NOT AVAILABLE | 49.9 | 49.9 | 52.526 | 0.316 | 0.3 | 2022-01-05 | TBC | N | DATA NOT AVAILABLE | N/A | TBC | SSEN_Rein_119 | DATA NOT AVAILABLE | 2022-01-27
DATA NOT AVAILABLE | DATA NOT AVAILABLE | EPILSON GENERATION | 49.9MW BATTERY | BURNSIDE BATTERY STORAGE PARK | LONGFORGAN | DUNDEE | PERTH AND KINROSS | DD2 5HT | SCOTLAND | 331956 | 728508 | CHAR | N/A | CHARLESTON GRID | TBC | SCOTTISH HYDRO ELECTRIC POWER DISTRIBUTION PLC | Stored Energy (all stored energy irrespective of the original energy source) | Storage - Electrochemical (Batteries) | NO | TBC | TBC | 49.9 | DATA NOT AVAILABLE | DATA NOT AVAILABLE | DATA NOT AVAILABLE | DATA NOT AVAILABLE | DATA NOT AVAILABLE | DATA NOT AVAILABLE | DATA NOT AVAILABLE | DATA NOT AVAILABLE | DATA NOT AVAILABLE | DATA NOT AVAILABLE | DATA NOT AVAILABLE | DATA NOT AVAILABLE | To Be Confirmed | ACCEPTED TO CONNECT | DATA NOT AVAILABLE | DATA NOT AVAILABLE | DATA NOT AVAILABLE | DATA NOT AVAILABLE | DATA NOT AVAILABLE | DATA NOT AVAILABLE | 49.9 | 49.9 | 52.526 | 52.526 | 49.9 | 2021-12-23 | TBC | N | DATA NOT AVAILABLE | N/A | TBC | N/A | DATA NOT AVAILABLE | 2022-01-27
DATA NOT AVAILABLE | DATA NOT AVAILABLE | HAWKSMOOR ENERGY LIMITED | 50MW PV/BATTERY | 2 COLDHARBOUR | CHICKERELL | WEYMOUTH | DORSET | DT3 4BG | ENGLAND | 365263 | 81426 | CHIC | CHIC 33kV | CHICKERELL | 11 | SOUTHERN ELECTRIC POWER DISTRIBUTION PLC | SOLAR | PHOTOVOLTAIC | NO | TBC | TBC | 73.15 | STORED ENERGY (ALL STORED ENERGY IRRESPECTVE OF THE ORIGINAL ENERGY SOURCE) | STORAGE - ELECTROCHEMICAL (BATTERIES) | N/A | DATA NOT AVAILABLE | TBC | 16.621 | DATA NOT AVAILABLE | DATA NOT AVAILABLE | DATA NOT AVAILABLE | DATA NOT AVAILABLE | DATA NOT AVAILABLE | DATA NOT AVAILABLE | To Be Confirmed | ACCEPTED TO CONNECT | DATA NOT AVAILABLE | DATA NOT AVAILABLE | DATA NOT AVAILABLE | DATA NOT AVAILABLE | DATA NOT AVAILABLE | DATA NOT AVAILABLE | 73.15 | 49.9 | 52.526 | 16.621 | 15.79 | 2021-12-24 | TBC | N | DATA NOT AVAILABLE | N/A | TBC | SSEN_Rein_120 | DATA NOT AVAILABLE | 2022-01-27
DATA NOT AVAILABLE | DATA NOT AVAILABLE | AVON UTILITIES AND GENERATION | 50MW BESS | DATA NOT AVAILABLE | LONG LANE STANWELL | STAINES | SURREY | TW19 7AX | ENGLAND | 506825 | 173940 | LALE | STAI 33kV | TBC | TBC | SOUTHERN ELECTRIC POWER DISTRIBUTION PLC | SOLAR | PHOTOVOLTAIC | NO | TBC | TBC | 50 | DATA NOT AVAILABLE | DATA NOT AVAILABLE | DATA NOT AVAILABLE | DATA NOT AVAILABLE | DATA NOT AVAILABLE | DATA NOT AVAILABLE | DATA NOT AVAILABLE | DATA NOT AVAILABLE | DATA NOT AVAILABLE | DATA NOT AVAILABLE | DATA NOT AVAILABLE | DATA NOT AVAILABLE | To Be Confirmed | ACCEPTED TO CONNECT | DATA NOT AVAILABLE | DATA NOT AVAILABLE | DATA NOT AVAILABLE | DATA NOT AVAILABLE | DATA NOT AVAILABLE | DATA NOT AVAILABLE | 50 | 50 | 52.632 | 0 | 0 | 2021-12-21 | TBC | N | DATA NOT AVAILABLE | N/A | TBC | SSEN_Rein_121 | DATA NOT AVAILABLE | 2022-01-27
DATA NOT AVAILABLE | DATA NOT AVAILABLE | ABEI ENERGY LIMITED | 48.3MW PV 25MW BESS | HIGHWORTH SOLAR FARM | SNOWSWICK LN | SWINDON | WILTSHIRE | SN6 7PS | ENGLAND | 423398 | 194277 | MITY | STRA 33kV | TBC | TBC | SOUTHERN ELECTRIC POWER DISTRIBUTION PLC | SOLAR | PHOTOVOLTAIC | NO | TBC | TBC | 73.3 | STORED ENERGY (ALL STORED ENERGY IRRESPECTVE OF THE ORIGINAL ENERGY SOURCE) | STORAGE - ELECTROCHEMICAL (BATTERIES) | N/A | TBC | TBC | 26.316 | DATA NOT AVAILABLE | DATA NOT AVAILABLE | DATA NOT AVAILABLE | DATA NOT AVAILABLE | DATA NOT AVAILABLE | DATA NOT AVAILABLE | To Be Confirmed | ACCEPTED TO CONNECT | DATA NOT AVAILABLE | DATA NOT AVAILABLE | DATA NOT AVAILABLE | DATA NOT AVAILABLE | DATA NOT AVAILABLE | DATA NOT AVAILABLE | 73.3 | 48.3 | 50.842 | 26.316 | 25 | 2022-01-10 | TBC | N | DATA NOT AVAILABLE | N/A | TBC | SSEN_Rein_122 | DATA NOT AVAILABLE | 2022-01-27
DATA NOT AVAILABLE | DATA NOT AVAILABLE | GRENERGY RENEWABLES UK LIMITED | 20MW PV | DATA NOT AVAILABLE | LAND OFF MELKSHAM LANE BROUGHTON GIFFORD | MELKSHAM | WILTSHIRE | SN12 8LN | ENGLAND | 388319 | 163838 | MELK | NORR 33kV | TBC | TBC | SOUTHERN ELECTRIC POWER DISTRIBUTION PLC | SOLAR | PHOTOVOLTAIC | NO | TBC | TBC | 20 | DATA NOT AVAILABLE | DATA NOT AVAILABLE | DATA NOT AVAILABLE | DATA NOT AVAILABLE | DATA NOT AVAILABLE | DATA NOT AVAILABLE | DATA NOT AVAILABLE | DATA NOT AVAILABLE | DATA NOT AVAILABLE | DATA NOT AVAILABLE | DATA NOT AVAILABLE | DATA NOT AVAILABLE | To Be Confirmed | ACCEPTED TO CONNECT | DATA NOT AVAILABLE | DATA NOT AVAILABLE | DATA NOT AVAILABLE | DATA NOT AVAILABLE | DATA NOT AVAILABLE | DATA NOT AVAILABLE | 20 | 20 | 21.053 | 0.387 | 0.368 | 2021-12-22 | TBC | N | DATA NOT AVAILABLE | N/A | TBC | N/A | DATA NOT AVAILABLE | 2022-01-27
DATA NOT AVAILABLE | DATA NOT AVAILABLE | FLEXION ENERGY UK STORAGE LTD | COUNTESSWELL ROAD 35MW BATTERY | DATA NOT AVAILABLE | LAND ON THE NORTH OF COUNTESSWELL ROAD | ABERDEEN | ABERDEENSHIRE | AB15 8FR | SCOTLAND | 390842 | 804646 | CRAI | N/A | CRAIGIEBUCKLER GRID | TBC | SCOTTISH HYDRO ELECTRIC POWER DISTRIBUTION PLC | Stored Energy (all stored energy irrespective of the original energy source) | Storage - Electrochemical (Batteries) | NO | TBC | TBC | 35 | DATA NOT AVAILABLE | DATA NOT AVAILABLE | DATA NOT AVAILABLE | DATA NOT AVAILABLE | DATA NOT AVAILABLE | DATA NOT AVAILABLE | DATA NOT AVAILABLE | DATA NOT AVAILABLE | DATA NOT AVAILABLE | DATA NOT AVAILABLE | DATA NOT AVAILABLE | DATA NOT AVAILABLE | To Be Confirmed | ACCEPTED TO CONNECT | DATA NOT AVAILABLE | DATA NOT AVAILABLE | DATA NOT AVAILABLE | DATA NOT AVAILABLE | DATA NOT AVAILABLE | DATA NOT AVAILABLE | 35 | 35 | 36.842 | 36.842 | 35 | 2021-12-09 | TBC | N | DATA NOT AVAILABLE | N/A | TBC | N/A | DATA NOT AVAILABLE | 2022-01-27
DATA NOT AVAILABLE | DATA NOT AVAILABLE | ENERGY & SYSTEM TECHNICAL LTD | 44MW PV | UPPER FARRINGDON SOLAR, MANOR FARM | GASTON LANE UPPER FARRINGDON | ALTON | HAMPSHIRE | GU34 3EE | ENGLAND | 471418 | 135521 | FLEE | ALTO 33kV | TBC | TBC | SOUTHERN ELECTRIC POWER DISTRIBUTION PLC | SOLAR | PHOTOVOLTAIC | NO | TBC | TBC | 44 | DATA NOT AVAILABLE | DATA NOT AVAILABLE | DATA NOT AVAILABLE | DATA NOT AVAILABLE | DATA NOT AVAILABLE | DATA NOT AVAILABLE | DATA NOT AVAILABLE | DATA NOT AVAILABLE | DATA NOT AVAILABLE | DATA NOT AVAILABLE | DATA NOT AVAILABLE | DATA NOT AVAILABLE | To Be Confirmed | ACCEPTED TO CONNECT | DATA NOT AVAILABLE | DATA NOT AVAILABLE | DATA NOT AVAILABLE | DATA NOT AVAILABLE | DATA NOT AVAILABLE | DATA NOT AVAILABLE | 44 | 44 | 46.316 | 0.111 | 0.105 | 2022-01-20 | TBC | N | DATA NOT AVAILABLE | N/A | TBC | N/A | DATA NOT AVAILABLE | 2022-01-27
DATA NOT AVAILABLE | DATA NOT AVAILABLE | GREEN FROG CONNECT | JPM SWIN - 20MW BATTERY | TEMP CONNECTION, MANNINGTON DEPOT STORAGE | TRADING ESTATE | SWINDON | SWINDON | SN5 8BA | ENGLAND | 412770 | 183731 | MITY | SWIN 33kV | TBC | TBC | SOUTHERN ELECTRIC POWER DISTRIBUTION PLC | Stored Energy (all stored energy irrespective of the original energy source) | Storage - Electrochemical (Batteries) | NO | TBC | TBC | 20 | DATA NOT AVAILABLE | DATA NOT AVAILABLE | DATA NOT AVAILABLE | DATA NOT AVAILABLE | DATA NOT AVAILABLE | DATA NOT AVAILABLE | DATA NOT AVAILABLE | DATA NOT AVAILABLE | DATA NOT AVAILABLE | DATA NOT AVAILABLE | DATA NOT AVAILABLE | DATA NOT AVAILABLE | To Be Confirmed | ACCEPTED TO CONNECT | DATA NOT AVAILABLE | DATA NOT AVAILABLE | DATA NOT AVAILABLE | DATA NOT AVAILABLE | DATA NOT AVAILABLE | DATA NOT AVAILABLE | 20 | 20 | 21.053 | 21.053 | 20 | 2021-10-01 | TBC | N | DATA NOT AVAILABLE | N/A | TBC | N/A | DATA NOT AVAILABLE | 2022-01-27
DATA NOT AVAILABLE | DATA NOT AVAILABLE | NATURAL POWER | 50MW WIND | CRUACH GLENAMACHRIE WIND | CRUACH GLENAMACHRIE | TAYNUILT | ARGYLL AND BUTE | PA35 1JB | SCOTLAND | 196358 | 732269 | TAYN | N/A | TAYNUILT GRID | TBC | SCOTTISH HYDRO ELECTRIC POWER DISTRIBUTION PLC | WIND | ONSHORE WIND TURBINES | NO | TBC | TBC | 50 | DATA NOT AVAILABLE | DATA NOT AVAILABLE | DATA NOT AVAILABLE | DATA NOT AVAILABLE | DATA NOT AVAILABLE | DATA NOT AVAILABLE | DATA NOT AVAILABLE | DATA NOT AVAILABLE | DATA NOT AVAILABLE | DATA NOT AVAILABLE | DATA NOT AVAILABLE | DATA NOT AVAILABLE | To Be Confirmed | ACCEPTED TO CONNECT | DATA NOT AVAILABLE | DATA NOT AVAILABLE | DATA NOT AVAILABLE | DATA NOT AVAILABLE | DATA NOT AVAILABLE | DATA NOT AVAILABLE | 50 | 50 | 52.632 | 0.776 | 0.737 | 2022-02-17 | TBC | N | DATA NOT AVAILABLE | N/A | TBC | N/A | DATA NOT AVAILABLE | 2022-02-25
DATA NOT AVAILABLE | DATA NOT AVAILABLE | MARTIFER SOLAR UK LTD | HIGHER STOCKBRIDGE FARM PV | HIGHER STOCKBRIDGE FARM PV | LONGBURTON | SHERBORNE | DORSET | DT9 6EP | ENGLAND | 363877 | 111078 | TBC | TBC | TBC | TBC | SOUTHERN ELECTRIC POWER DISTRIBUTION PLC | SOLAR | PHOTOVOLTAIC | NO | TBC | TBC | 35 | DATA NOT AVAILABLE | DATA NOT AVAILABLE | DATA NOT AVAILABLE | DATA NOT AVAILABLE | DATA NOT AVAILABLE | DATA NOT AVAILABLE | DATA NOT AVAILABLE | DATA NOT AVAILABLE | DATA NOT AVAILABLE | DATA NOT AVAILABLE | DATA NOT AVAILABLE | DATA NOT AVAILABLE | To Be Confirmed | ACCEPTED TO CONNECT | DATA NOT AVAILABLE | DATA NOT AVAILABLE | DATA NOT AVAILABLE | DATA NOT AVAILABLE | DATA NOT AVAILABLE | DATA NOT AVAILABLE | 35 | 35 | 36.842 | 0.447 | 0.425 | 2022-01-25 | TBC | N | DATA NOT AVAILABLE | N/A | TBC | SSEN_Rein_123 | DATA NOT AVAILABLE | 2022-02-25
DATA NOT AVAILABLE | DATA NOT AVAILABLE | TNEI | 44MW WIND | DATA NOT AVAILABLE | LAND AT GLENKIN | DUNOON | ARGYLL AND BUTE | TBC | SCOTLAND | TBC | TBC | DUNO | N/A | DUNOON GRID | TBC | SCOTTISH HYDRO ELECTRIC POWER DISTRIBUTION PLC | WIND | ONSHORE WIND TURBINES | NO | TBC | TBC | 48 | DATA NOT AVAILABLE | DATA NOT AVAILABLE | DATA NOT AVAILABLE | DATA NOT AVAILABLE | DATA NOT AVAILABLE | DATA NOT AVAILABLE | DATA NOT AVAILABLE | DATA NOT AVAILABLE | DATA NOT AVAILABLE | DATA NOT AVAILABLE | DATA NOT AVAILABLE | DATA NOT AVAILABLE | To Be Confirmed | ACCEPTED TO CONNECT | DATA NOT AVAILABLE | DATA NOT AVAILABLE | DATA NOT AVAILABLE | DATA NOT AVAILABLE | DATA NOT AVAILABLE | DATA NOT AVAILABLE | 48 | 44 | 46.316 | 0.263 | 0.25 | 2022-02-01 | TBC | N | DATA NOT AVAILABLE | N/A | TBC | N/A | DATA NOT AVAILABLE | 2022-02-25
DATA NOT AVAILABLE | DATA NOT AVAILABLE | BALANCED GRID SOLUTIONS LTD | 49.9MW BATTERY | UPTON LN | NURSLING AND ROWNHAMS HAMPSHIRE IND BUS PK | BASINGSTOKE | HAMPSHIRE | SO16 0XY | ENGLAND | 437161 | 116729 | TBC | TBC | TBC | TBC | SOUTHERN ELECTRIC POWER DISTRIBUTION PLC | Stored Energy (all stored energy irrespective of the original energy source) | Storage - Electrochemical (Batteries) | NO | TBC | TBC | 49.9 | DATA NOT AVAILABLE | DATA NOT AVAILABLE | DATA NOT AVAILABLE | DATA NOT AVAILABLE | DATA NOT AVAILABLE | DATA NOT AVAILABLE | DATA NOT AVAILABLE | DATA NOT AVAILABLE | DATA NOT AVAILABLE | DATA NOT AVAILABLE | DATA NOT AVAILABLE | DATA NOT AVAILABLE | To Be Confirmed | ACCEPTED TO CONNECT | DATA NOT AVAILABLE | DATA NOT AVAILABLE | DATA NOT AVAILABLE | DATA NOT AVAILABLE | DATA NOT AVAILABLE | DATA NOT AVAILABLE | 49.9 | 49.9 | 52.526 | 55.291 | 52.526 | 2022-02-11 | TBC | N | DATA NOT AVAILABLE | N/A | TBC | N/A | DATA NOT AVAILABLE | 2022-02-25
DATA NOT AVAILABLE | DATA NOT AVAILABLE | CLEARSTONE ENERGY | READY 49.9MW BESS | PARK FARM | HOGGINGTON LANE SOUTHWICK | TROWBRIDGE | WILTSHIRE | BA14 9NR | ENGLAND | 382970 | 155665 | TBC | TBC | TBC | TBC | SOUTHERN ELECTRIC POWER DISTRIBUTION PLC | Stored Energy (all stored energy irrespective of the original energy source) | Storage - Electrochemical (Batteries) | NO | TBC | TBC | 49.9 | DATA NOT AVAILABLE | DATA NOT AVAILABLE | DATA NOT AVAILABLE | DATA NOT AVAILABLE | DATA NOT AVAILABLE | DATA NOT AVAILABLE | DATA NOT AVAILABLE | DATA NOT AVAILABLE | DATA NOT AVAILABLE | DATA NOT AVAILABLE | DATA NOT AVAILABLE | DATA NOT AVAILABLE | To Be Confirmed | ACCEPTED TO CONNECT | DATA NOT AVAILABLE | DATA NOT AVAILABLE | DATA NOT AVAILABLE | DATA NOT AVAILABLE | DATA NOT AVAILABLE | DATA NOT AVAILABLE | 49.9 | 49.9 | 52.526 | 55.291 | 52.526 | 2022-02-01 | TBC | N | DATA NOT AVAILABLE | N/A | TBC | N/A | DATA NOT AVAILABLE | 2022-02-25
DATA NOT AVAILABLE | DATA NOT AVAILABLE | EDEN RENEWABLES LLC | READY - 12MW PV | LITTLE MARLOW SOLAR FARM, LAND EAST OF HANDY CROSS | ENCLOSED BY THE M40 THE A404 AND WINCHBOTTOM LANE LITTLE MARLOW | HIGH WYCOMBE | BUCKINGHAMSHIRE | HP10 9QF | ENGLAND | 486647 | 190420 | COWL | HIGW 33kV | LITTLE MARLOW | 11 | SOUTHERN ELECTRIC POWER DISTRIBUTION PLC | SOLAR | PHOTOVOLTAIC | NO | TBC | TBC | 12 | DATA NOT AVAILABLE | DATA NOT AVAILABLE | DATA NOT AVAILABLE | DATA NOT AVAILABLE | DATA NOT AVAILABLE | DATA NOT AVAILABLE | DATA NOT AVAILABLE | DATA NOT AVAILABLE | DATA NOT AVAILABLE | DATA NOT AVAILABLE | DATA NOT AVAILABLE | DATA NOT AVAILABLE | To Be Confirmed | ACCEPTED TO CONNECT | DATA NOT AVAILABLE | DATA NOT AVAILABLE | DATA NOT AVAILABLE | DATA NOT AVAILABLE | DATA NOT AVAILABLE | DATA NOT AVAILABLE | 12 | 12 | 12.632 | 0.211 | 0.2 | 2021-12-24 | TBC | N | DATA NOT AVAILABLE | N/A | TBC | SSEN_Rein_124 | DATA NOT AVAILABLE | 2022-02-25
DATA NOT AVAILABLE | DATA NOT AVAILABLE | TNEI SERVICES | AUTH & QC - 20MW PV | DATA NOT AVAILABLE | LAND TO THE NORTH OF BOTLEY ROAD NORTH BADDESLEY | SOUTHAMPTON | HAMPSHIRE | SO52 9LY | ENGLAND | 440444 | 119703 | NURS | NURS 33kV | NURSLING | TBC | SOUTHERN ELECTRIC POWER DISTRIBUTION PLC | SOLAR | PHOTOVOLTAIC | NO | TBC | TBC | 20 | DATA NOT AVAILABLE | DATA NOT AVAILABLE | DATA NOT AVAILABLE | DATA NOT AVAILABLE | DATA NOT AVAILABLE | DATA NOT AVAILABLE | DATA NOT AVAILABLE | DATA NOT AVAILABLE | DATA NOT AVAILABLE | DATA NOT AVAILABLE | DATA NOT AVAILABLE | DATA NOT AVAILABLE | To Be Confirmed | ACCEPTED TO CONNECT | DATA NOT AVAILABLE | DATA NOT AVAILABLE | DATA NOT AVAILABLE | DATA NOT AVAILABLE | DATA NOT AVAILABLE | DATA NOT AVAILABLE | 20 | 20 | 21.053 | 0.263 | 0.25 | 2022-02-03 | TBC | N | DATA NOT AVAILABLE | N/A | TBC | N/A | DATA NOT AVAILABLE | 2022-02-25
DATA NOT AVAILABLE | DATA NOT AVAILABLE | ITP ENERGISED | 49.5MW WIND | SALLACHY WIND FARM | A838 | LAIRG | HIGHLAND | IV27 4NY | SCOTLAND | 241385 | 923459 | CASS | N/A | CASSLEY GRID | TBC | SCOTTISH HYDRO ELECTRIC POWER DISTRIBUTION PLC | WIND | ONSHORE WIND TURBINES | NO | TBC | TBC | 49.5 | DATA NOT AVAILABLE | DATA NOT AVAILABLE | DATA NOT AVAILABLE | DATA NOT AVAILABLE | DATA NOT AVAILABLE | DATA NOT AVAILABLE | DATA NOT AVAILABLE | DATA NOT AVAILABLE | DATA NOT AVAILABLE | DATA NOT AVAILABLE | DATA NOT AVAILABLE | DATA NOT AVAILABLE | To Be Confirmed | ACCEPTED TO CONNECT | DATA NOT AVAILABLE | DATA NOT AVAILABLE | DATA NOT AVAILABLE | DATA NOT AVAILABLE | DATA NOT AVAILABLE | DATA NOT AVAILABLE | 49.5 | 49.5 | 52.105 | 1.316 | 1.25 | 2022-01-31 | TBC | N | DATA NOT AVAILABLE | N/A | TBC | N/A | DATA NOT AVAILABLE | 2022-02-25
DATA NOT AVAILABLE | DATA NOT AVAILABLE | ROADNIGHT TAYLOR LTD | 45MW PV/BATTERY | PERWINNES | DYCE | ABERDEEN | ABERDEENSHIRE | AB21 7AJ | SCOTLAND | 389015 | 814343 | DYCE | N/A | DYCE GRID | TBC | SCOTTISH HYDRO ELECTRIC POWER DISTRIBUTION PLC | SOLAR | PHOTOVOLTAIC | NO | TBC | TBC | 48 | STORED ENERGY (ALL STORED ENERGY IRRESPECTVE OF THE ORIGINAL ENERGY SOURCE) | STORAGE - ELECTROCHEMICAL (BATTERIES) | N/A | DATA NOT AVAILABLE | TBC | 47.368 | DATA NOT AVAILABLE | DATA NOT AVAILABLE | DATA NOT AVAILABLE | DATA NOT AVAILABLE | DATA NOT AVAILABLE | DATA NOT AVAILABLE | To Be Confirmed | ACCEPTED TO CONNECT | DATA NOT AVAILABLE | DATA NOT AVAILABLE | DATA NOT AVAILABLE | DATA NOT AVAILABLE | DATA NOT AVAILABLE | DATA NOT AVAILABLE | 48 | 45 | 47.368 | 47.368 | 45 | 2022-02-01 | TBC | N | DATA NOT AVAILABLE | N/A | TBC | N/A | DATA NOT AVAILABLE | 2022-02-25
DATA NOT AVAILABLE | DATA NOT AVAILABLE | ANESCO LIMITED | 49.9MW BATTERY | DATA NOT AVAILABLE | LAND AT ROTHIENORMAN BADENSCOTH ROTHIENORMAN | INVERURIE | ABERDEENSHIRE | AB51 8XQ | SCOTLAND | 370273 | 838354 | ROTH4 | N/A | ROTHIENORMAN | 0.4 | SCOTTISH HYDRO ELECTRIC POWER DISTRIBUTION PLC | Stored Energy (all stored energy irrespective of the original energy source) | Storage - Electrochemical (Batteries) | NO | TBC | TBC | 57 | DATA NOT AVAILABLE | DATA NOT AVAILABLE | DATA NOT AVAILABLE | DATA NOT AVAILABLE | DATA NOT AVAILABLE | DATA NOT AVAILABLE | DATA NOT AVAILABLE | DATA NOT AVAILABLE | DATA NOT AVAILABLE | DATA NOT AVAILABLE | DATA NOT AVAILABLE | DATA NOT AVAILABLE | To Be Confirmed | ACCEPTED TO CONNECT | DATA NOT AVAILABLE | DATA NOT AVAILABLE | DATA NOT AVAILABLE | DATA NOT AVAILABLE | DATA NOT AVAILABLE | DATA NOT AVAILABLE | 57 | 49.9 | 52.526 | 52.526 | 49.9 | 2022-01-27 | TBC | N | DATA NOT AVAILABLE | N/A | TBC | N/A | DATA NOT AVAILABLE | 2022-02-25
DATA NOT AVAILABLE | DATA NOT AVAILABLE | CONNECT 2 GRID | 100MW PV & BATTERY | LOCKERLEY ROAD PV FARM AND BESS SYSTEM | MOUNT FARM LAND LYING TO THE NORTH OF CARTERS CLAY | ROMSEY | HAMPSHIRE | TBC | ENGLAND | TBC | TBC | TBC | TBC | TBC | TBC | SOUTHERN ELECTRIC POWER DISTRIBUTION PLC | SOLAR | PHOTOVOLTAIC | NO | TBC | TBC | 105.64 | STORED ENERGY (ALL STORED ENERGY IRRESPECTVE OF THE ORIGINAL ENERGY SOURCE) | STORAGE - ELECTROCHEMICAL (BATTERIES) | N/A | DATA NOT AVAILABLE | TBC | 63.158 | DATA NOT AVAILABLE | DATA NOT AVAILABLE | DATA NOT AVAILABLE | DATA NOT AVAILABLE | DATA NOT AVAILABLE | DATA NOT AVAILABLE | To Be Confirmed | ACCEPTED TO CONNECT | DATA NOT AVAILABLE | DATA NOT AVAILABLE | DATA NOT AVAILABLE | DATA NOT AVAILABLE | DATA NOT AVAILABLE | DATA NOT AVAILABLE | 105.64 | 100 | 105.263 | 63.158 | 60 | 2022-02-01 | TBC | N | DATA NOT AVAILABLE | N/A | TBC | N/A | DATA NOT AVAILABLE | 2022-02-25
DATA NOT AVAILABLE | DATA NOT AVAILABLE | ECO ECONOMIX LTD | 40MW BATTERY | PITCHER 40MW BESS | LAND EAST OF ALTONA LANE LOUDWATER | HIGH WYCOMBE | BUCKINGHAMSHIRE | HP10 9RW | ENGLAND | 490436 | 190980 | LOUD | TBC | LOUDWATER | TBC | SOUTHERN ELECTRIC POWER DISTRIBUTION PLC | Stored Energy (all stored energy irrespective of the original energy source) | Storage - Electrochemical (Batteries) | NO | TBC | TBC | 40 | DATA NOT AVAILABLE | DATA NOT AVAILABLE | DATA NOT AVAILABLE | DATA NOT AVAILABLE | DATA NOT AVAILABLE | DATA NOT AVAILABLE | DATA NOT AVAILABLE | DATA NOT AVAILABLE | DATA NOT AVAILABLE | DATA NOT AVAILABLE | DATA NOT AVAILABLE | DATA NOT AVAILABLE | To Be Confirmed | ACCEPTED TO CONNECT | DATA NOT AVAILABLE | DATA NOT AVAILABLE | DATA NOT AVAILABLE | DATA NOT AVAILABLE | DATA NOT AVAILABLE | DATA NOT AVAILABLE | 40 | 40 | 42.105 | 44.321 | 42.105 | 2022-02-07 | TBC | N | DATA NOT AVAILABLE | N/A | TBC | SSEN_Rein_125 | DATA NOT AVAILABLE | 2022-02-25
DATA NOT AVAILABLE | DATA NOT AVAILABLE | LOCOGEN DEVELOPMENTS LTD | SP - 59.4MW WIND | DATA NOT AVAILABLE | LAND AT GREENLAND AND GLEN LUSSA PENINVER | CAMPBELTOWN | ARGYLL AND BUTE | PA28 6QP | SCOTLAND | 175850 | 624995 | CAAD | N/A | CARRADALE GRID | TBC | SCOTTISH HYDRO ELECTRIC POWER DISTRIBUTION PLC | WIND | ONSHORE WIND TURBINES | NO | TBC | TBC | 59.4 | DATA NOT AVAILABLE | DATA NOT AVAILABLE | DATA NOT AVAILABLE | DATA NOT AVAILABLE | DATA NOT AVAILABLE | DATA NOT AVAILABLE | DATA NOT AVAILABLE | DATA NOT AVAILABLE | DATA NOT AVAILABLE | DATA NOT AVAILABLE | DATA NOT AVAILABLE | DATA NOT AVAILABLE | To Be Confirmed | ACCEPTED TO CONNECT | DATA NOT AVAILABLE | DATA NOT AVAILABLE | DATA NOT AVAILABLE | DATA NOT AVAILABLE | DATA NOT AVAILABLE | DATA NOT AVAILABLE | 59.4 | 59.4 | 62.526 | 0.947 | 0.9 | 2022-02-15 | TBC | N | DATA NOT AVAILABLE | N/A | TBC | SSEN_Rein_126 | DATA NOT AVAILABLE | 2022-02-25
DATA NOT AVAILABLE | DATA NOT AVAILABLE | NAREC DE LTD | 49.9MW BESS | DATA NOT AVAILABLE | LAND OFF COLDHARBOUR LANE CHICKERELL | WEYMOUTH | DORSET | DT4 9RZ | ENGLAND | 366133 | 80982 | CHIC | CHIC 33kV | CHICKERELL | 11 | SOUTHERN ELECTRIC POWER DISTRIBUTION PLC | Stored Energy (all stored energy irrespective of the original energy source) | Storage - Electrochemical (Batteries) | NO | TBC | TBC | 49.9 | DATA NOT AVAILABLE | DATA NOT AVAILABLE | DATA NOT AVAILABLE | DATA NOT AVAILABLE | DATA NOT AVAILABLE | DATA NOT AVAILABLE | DATA NOT AVAILABLE | DATA NOT AVAILABLE | DATA NOT AVAILABLE | DATA NOT AVAILABLE | DATA NOT AVAILABLE | DATA NOT AVAILABLE | To Be Confirmed | ACCEPTED TO CONNECT | DATA NOT AVAILABLE | DATA NOT AVAILABLE | DATA NOT AVAILABLE | DATA NOT AVAILABLE | DATA NOT AVAILABLE | DATA NOT AVAILABLE | 49.9 | 49.9 | 52.526 | 55.284 | 52.52 | 2022-01-24 | TBC | N | DATA NOT AVAILABLE | N/A | TBC | N/A | DATA NOT AVAILABLE | 2022-02-25
DATA NOT AVAILABLE | DATA NOT AVAILABLE | ECO-ECONOMIX | BASING ROAD BATTERY STORAGE - 20MW | FIELD SITE | BASING ROAD | BASINGSTOKE | HAMPSHIRE | RG24 7AN | ENGLAND | 465284 | 152735 | BRLE | BASI 33kV | TBC | TBC | SOUTHERN ELECTRIC POWER DISTRIBUTION PLC | Stored Energy (all stored energy irrespective of the original energy source) | Storage - Electrochemical (Batteries) | NO | TBC | TBC | 0 | DATA NOT AVAILABLE | DATA NOT AVAILABLE | DATA NOT AVAILABLE | DATA NOT AVAILABLE | DATA NOT AVAILABLE | DATA NOT AVAILABLE | DATA NOT AVAILABLE | DATA NOT AVAILABLE | DATA NOT AVAILABLE | DATA NOT AVAILABLE | DATA NOT AVAILABLE | DATA NOT AVAILABLE | To Be Confirmed | ACCEPTED TO CONNECT | DATA NOT AVAILABLE | DATA NOT AVAILABLE | DATA NOT AVAILABLE | DATA NOT AVAILABLE | DATA NOT AVAILABLE | DATA NOT AVAILABLE | 0 | 0 | 0 | 0 | 0 | 2022-02-09 | TBC | N | DATA NOT AVAILABLE | N/A | TBC | N/A | DATA NOT AVAILABLE | 2022-02-25
DATA NOT AVAILABLE | DATA NOT AVAILABLE | GREEN ENERGY INTERNATIONAL | FRODO FARM - SOLAR PV | FRODO FARM | LAND AT BILBO FARM | FRASERBURGH | ABERDEENSHIRE | AB43 8QR | SCOTLAND | 406960 | 856722 | STRI | N/A | STRICHEN GRID | TBC | SCOTTISH HYDRO ELECTRIC POWER DISTRIBUTION PLC | SOLAR | PHOTOVOLTAIC | NO | TBC | TBC | 88 | DATA NOT AVAILABLE | DATA NOT AVAILABLE | DATA NOT AVAILABLE | DATA NOT AVAILABLE | DATA NOT AVAILABLE | DATA NOT AVAILABLE | DATA NOT AVAILABLE | DATA NOT AVAILABLE | DATA NOT AVAILABLE | DATA NOT AVAILABLE | DATA NOT AVAILABLE | DATA NOT AVAILABLE | To Be Confirmed | ACCEPTED TO CONNECT | DATA NOT AVAILABLE | DATA NOT AVAILABLE | DATA NOT AVAILABLE | DATA NOT AVAILABLE | DATA NOT AVAILABLE | DATA NOT AVAILABLE | 88 | 42.1 | 44.316 | 29.789 | 28.3 | 2022-03-07 | TBC | N | DATA NOT AVAILABLE | N/A | TBC | N/A | DATA NOT AVAILABLE | 2022-03-24
DATA NOT AVAILABLE | DATA NOT AVAILABLE | PELLIKAAN CONSTRUCTION LTD | SLOU - 330KW - PV | CARNIVAL LEISURE CENTRE AND LIBRARY | WELLINGTON ROAD | WOKINGHAM | BERKSHIRE | RG40 2AF | ENGLAND | 480910 | 168255 | FLEE | WOKI 33kV | ELMS ROAD | 11 | SOUTHERN ELECTRIC POWER DISTRIBUTION PLC | SOLAR | PHOTOVOLTAIC | NO | TBC | TBC | 0.33 | DATA NOT AVAILABLE | DATA NOT AVAILABLE | DATA NOT AVAILABLE | DATA NOT AVAILABLE | DATA NOT AVAILABLE | DATA NOT AVAILABLE | DATA NOT AVAILABLE | DATA NOT AVAILABLE | DATA NOT AVAILABLE | DATA NOT AVAILABLE | DATA NOT AVAILABLE | DATA NOT AVAILABLE | To Be Confirmed | ACCEPTED TO CONNECT | DATA NOT AVAILABLE | DATA NOT AVAILABLE | DATA NOT AVAILABLE | DATA NOT AVAILABLE | DATA NOT AVAILABLE | DATA NOT AVAILABLE | 0.33 | 0.33 | 0.347 | 1.053 | 1 | 2021-09-24 | TBC | N | DATA NOT AVAILABLE | N/A | TBC | N/A | DATA NOT AVAILABLE | 2022-03-24
DATA NOT AVAILABLE | DATA NOT AVAILABLE | GRIDSERVE EMEA DEPC LTD | READY - FAREHAM 6MW BATTERY/PV - 33KV POC REQUEST | LL300 - FAREHAM NORTH | BOARHUNT ROAD NORTH WALLINGTON | FAREHAM | HAMPSHIRE | PO17 6AJ | ENGLAND | 459178 | 107366 | LOVE | FARE 33kV | WEST END | 11 | SOUTHERN ELECTRIC POWER DISTRIBUTION PLC | Stored Energy (all stored energy irrespective of the original energy source) | Storage - Electrochemical (Batteries) | NO | TBC | TBC | 6.7 | DATA NOT AVAILABLE | DATA NOT AVAILABLE | DATA NOT AVAILABLE | DATA NOT AVAILABLE | DATA NOT AVAILABLE | DATA NOT AVAILABLE | DATA NOT AVAILABLE | DATA NOT AVAILABLE | DATA NOT AVAILABLE | DATA NOT AVAILABLE | DATA NOT AVAILABLE | DATA NOT AVAILABLE | To Be Confirmed | ACCEPTED TO CONNECT | DATA NOT AVAILABLE | DATA NOT AVAILABLE | DATA NOT AVAILABLE | DATA NOT AVAILABLE | DATA NOT AVAILABLE | DATA NOT AVAILABLE | 6.7 | 6 | 6.316 | 6.647 | 6.315 | 2022-02-25 | TBC | N | DATA NOT AVAILABLE | N/A | TBC | SSEN_Rein_127 | DATA NOT AVAILABLE | 2022-03-24
DATA NOT AVAILABLE | DATA NOT AVAILABLE | MOTT MACDONALD | 999KW PV & CHP (ADD CAP) | SWINDON TWUL PV, SWINDON SEWAGE TREATMENT WORKS | BARNFIELD ROAD | SWINDON | WILTSHIRE | SN2 2DJ | ENGLAND | 413345 | 185450 | MITY | SWIN 33kV | TRADING ESTATE | 11 | SOUTHERN ELECTRIC POWER DISTRIBUTION PLC | SOLAR | PHOTOVOLTAIC | NO | TBC | TBC | 2 | DATA NOT AVAILABLE | DATA NOT AVAILABLE | DATA NOT AVAILABLE | DATA NOT AVAILABLE | DATA NOT AVAILABLE | DATA NOT AVAILABLE | DATA NOT AVAILABLE | DATA NOT AVAILABLE | DATA NOT AVAILABLE | DATA NOT AVAILABLE | DATA NOT AVAILABLE | DATA NOT AVAILABLE | Yes | ACCEPTED TO CONNECT | DATA NOT AVAILABLE | DATA NOT AVAILABLE | DATA NOT AVAILABLE | DATA NOT AVAILABLE | DATA NOT AVAILABLE | DATA NOT AVAILABLE | 2 | 0.599 | 0.631 | 0 | 0 | 2022-02-28 | TBC | N | DATA NOT AVAILABLE | N/A | TBC | N/A | DATA NOT AVAILABLE | 2022-03-24
DATA NOT AVAILABLE | DATA NOT AVAILABLE | UK POWER SOLUTIONS LTD | 500KW PV & 1,000 KVA DEMAND | UNIT C | VALERY ROAD SYMMETRY PARK | BICESTER | OXFORDSHIRE | OX26 6HQ | ENGLAND | 459829 | 220654 | TBC | TBC | BROOK FARM ARNCOTT PV | 33 | SOUTHERN ELECTRIC POWER DISTRIBUTION PLC | SOLAR | PHOTOVOLTAIC | NO | TBC | TBC | 0.5 | DATA NOT AVAILABLE | DATA NOT AVAILABLE | DATA NOT AVAILABLE | DATA NOT AVAILABLE | DATA NOT AVAILABLE | DATA NOT AVAILABLE | DATA NOT AVAILABLE | DATA NOT AVAILABLE | DATA NOT AVAILABLE | DATA NOT AVAILABLE | DATA NOT AVAILABLE | DATA NOT AVAILABLE | To Be Confirmed | ACCEPTED TO CONNECT | DATA NOT AVAILABLE | DATA NOT AVAILABLE | DATA NOT AVAILABLE | DATA NOT AVAILABLE | DATA NOT AVAILABLE | DATA NOT AVAILABLE | 0.5 | 0.5 | 0.526 | 1.053 | 1 | 2021-11-10 | TBC | N | DATA NOT AVAILABLE | N/A | TBC | N/A | DATA NOT AVAILABLE | 2022-03-24
DATA NOT AVAILABLE | DATA NOT AVAILABLE | ENERGY & SYSTEM TECHNICAL LTD | DATA NOT AVAILABLE | BRIDDLESFORD LODGE | LAND OFF WHITERAILS ROAD WOOTTON BRIDGE | RYDE | ISLE OF WIGHT | PO33 4RH | ENGLAND | 452877 | 90498 | FAWL | WOOC 33kV | VENTNOR | 11 | SOUTHERN ELECTRIC POWER DISTRIBUTION PLC | SOLAR | PHOTOVOLTAIC | NO | TBC | TBC | 28.5 | DATA NOT AVAILABLE | DATA NOT AVAILABLE | DATA NOT AVAILABLE | DATA NOT AVAILABLE | DATA NOT AVAILABLE | DATA NOT AVAILABLE | DATA NOT AVAILABLE | DATA NOT AVAILABLE | DATA NOT AVAILABLE | DATA NOT AVAILABLE | DATA NOT AVAILABLE | DATA NOT AVAILABLE | To Be Confirmed | ACCEPTED TO CONNECT | DATA NOT AVAILABLE | DATA NOT AVAILABLE | DATA NOT AVAILABLE | DATA NOT AVAILABLE | DATA NOT AVAILABLE | DATA NOT AVAILABLE | 28.5 | 28.5 | 30 | 31.579 | 30 | 2022-03-01 | TBC | N | DATA NOT AVAILABLE | N/A | TBC | N/A | DATA NOT AVAILABLE | 2022-03-24
DATA NOT AVAILABLE | DATA NOT AVAILABLE | VITAL ENERGI | PERS 9.4MW GAS | ARJOWIGGINS NEW ENERGY CENTRE | STONEYWOOD MILL BUCKSBURN | ABERDEEN | ABERDEENSHIRE | AB21 9AB | SCOTLAND | 389775 | 811024 | PERS | N/A | STONEYWOOD | TBC | SCOTTISH HYDRO ELECTRIC POWER DISTRIBUTION PLC | FOSSIL - GAS | GAS TURBINE (OCGT) | NO | TBC | TBC | 9.4 | DATA NOT AVAILABLE | DATA NOT AVAILABLE | DATA NOT AVAILABLE | DATA NOT AVAILABLE | DATA NOT AVAILABLE | DATA NOT AVAILABLE | DATA NOT AVAILABLE | DATA NOT AVAILABLE | DATA NOT AVAILABLE | DATA NOT AVAILABLE | DATA NOT AVAILABLE | DATA NOT AVAILABLE | To Be Confirmed | ACCEPTED TO CONNECT | DATA NOT AVAILABLE | DATA NOT AVAILABLE | DATA NOT AVAILABLE | DATA NOT AVAILABLE | DATA NOT AVAILABLE | DATA NOT AVAILABLE | 9.4 | 9.4 | 9.895 | 13.053 | 12.4 | 2022-03-09 | TBC | N | DATA NOT AVAILABLE | N/A | TBC | N/A | DATA NOT AVAILABLE | 2022-03-24
DATA NOT AVAILABLE | DATA NOT AVAILABLE | CONRAD ENERGY (DEVELOPMENTS) II LIMITED | 49.9MW SOLAR.WICKHAM | WICKHAM PV PLANT, LAND AT HIGGLERS FARM | TITCHFIELD LANE WICKHAM | FAREHAM | HAMPSHIRE | PO17 5PQ | ENGLAND | 455620 | 110613 | BOTW | BOTW 33kV | BOTLEY WOOD | TBC | SOUTHERN ELECTRIC POWER DISTRIBUTION PLC | SOLAR | PHOTOVOLTAIC | NO | TBC | TBC | 49.92 | DATA NOT AVAILABLE | DATA NOT AVAILABLE | DATA NOT AVAILABLE | DATA NOT AVAILABLE | DATA NOT AVAILABLE | DATA NOT AVAILABLE | DATA NOT AVAILABLE | DATA NOT AVAILABLE | DATA NOT AVAILABLE | DATA NOT AVAILABLE | DATA NOT AVAILABLE | DATA NOT AVAILABLE | To Be Confirmed | ACCEPTED TO CONNECT | DATA NOT AVAILABLE | DATA NOT AVAILABLE | DATA NOT AVAILABLE | DATA NOT AVAILABLE | DATA NOT AVAILABLE | DATA NOT AVAILABLE | 49.92 | 49.92 | 52.547 | 0.333 | 0.316 | 2022-03-04 | TBC | N | DATA NOT AVAILABLE | N/A | TBC | N/A | DATA NOT AVAILABLE | 2022-03-24
DATA NOT AVAILABLE | DATA NOT AVAILABLE | TNEI SERVICES LTD | 7.05MW RESTRICTED TO 6MW WIND | HILL OF LYCHROBBIE WIND FARM | KNOCKINNON FARM | CAITHNESS | HIGHLAND | KW6 6EH | SCOTLAND | 317134 | 930337 | DUDH | N/A | DUNBEATH GRID | TBC | SCOTTISH HYDRO ELECTRIC POWER DISTRIBUTION PLC | WIND | ONSHORE WIND TURBINES | NO | TBC | TBC | 7.05 | DATA NOT AVAILABLE | DATA NOT AVAILABLE | DATA NOT AVAILABLE | DATA NOT AVAILABLE | DATA NOT AVAILABLE | DATA NOT AVAILABLE | DATA NOT AVAILABLE | DATA NOT AVAILABLE | DATA NOT AVAILABLE | DATA NOT AVAILABLE | DATA NOT AVAILABLE | DATA NOT AVAILABLE | To Be Confirmed | ACCEPTED TO CONNECT | DATA NOT AVAILABLE | DATA NOT AVAILABLE | DATA NOT AVAILABLE | DATA NOT AVAILABLE | DATA NOT AVAILABLE | DATA NOT AVAILABLE | 7.05 | 6 | 6.316 | 0.263 | 0.25 | 2022-03-10 | TBC | N | DATA NOT AVAILABLE | N/A | TBC | N/A | DATA NOT AVAILABLE | 2022-03-24
DATA NOT AVAILABLE | DATA NOT AVAILABLE | THE ENERGY WORKSHOP | 49.9MW BATTERY | BALWYLLO FARM | DATA NOT AVAILABLE | MONTROSE | ANGUS | DD10 9LH | SCOTLAND | 366043 | 758883 | BRID | N/A | BRIDGE OF DUN GRID | TBC | SCOTTISH HYDRO ELECTRIC POWER DISTRIBUTION PLC | Stored Energy (all stored energy irrespective of the original energy source) | Storage - Electrochemical (Batteries) | NO | TBC | TBC | 49.9 | DATA NOT AVAILABLE | DATA NOT AVAILABLE | DATA NOT AVAILABLE | DATA NOT AVAILABLE | DATA NOT AVAILABLE | DATA NOT AVAILABLE | DATA NOT AVAILABLE | DATA NOT AVAILABLE | DATA NOT AVAILABLE | DATA NOT AVAILABLE | DATA NOT AVAILABLE | DATA NOT AVAILABLE | To Be Confirmed | ACCEPTED TO CONNECT | DATA NOT AVAILABLE | DATA NOT AVAILABLE | DATA NOT AVAILABLE | DATA NOT AVAILABLE | DATA NOT AVAILABLE | DATA NOT AVAILABLE | 49.9 | 49.9 | 52.526 | 52.526 | 49.9 | 2022-02-24 | TBC | N | DATA NOT AVAILABLE | N/A | TBC | N/A | DATA NOT AVAILABLE | 2022-03-24
DATA NOT AVAILABLE | DATA NOT AVAILABLE | WIND 2 LTD | CORSBACK HILL WIND FARM | CORSBACK HILL WIND FARM | LAND AT HOY AND SWARCLETT FARMS | HALKIRK | HIGHLAND | KW12 6UX | SCOTLAND | 318069 | 960781 | THUS1 | N/A | THURSO SOUTH GRID | TBC | SCOTTISH HYDRO ELECTRIC POWER DISTRIBUTION PLC | WIND | ONSHORE WIND TURBINES | NO | TBC | TBC | 17.2 | DATA NOT AVAILABLE | DATA NOT AVAILABLE | DATA NOT AVAILABLE | DATA NOT AVAILABLE | DATA NOT AVAILABLE | DATA NOT AVAILABLE | DATA NOT AVAILABLE | DATA NOT AVAILABLE | DATA NOT AVAILABLE | DATA NOT AVAILABLE | DATA NOT AVAILABLE | DATA NOT AVAILABLE | To Be Confirmed | ACCEPTED TO CONNECT | DATA NOT AVAILABLE | DATA NOT AVAILABLE | DATA NOT AVAILABLE | DATA NOT AVAILABLE | DATA NOT AVAILABLE | DATA NOT AVAILABLE | 17.2 | 17.2 | 18.105 | 0.199 | 0.189 | 2022-02-22 | TBC | N | DATA NOT AVAILABLE | N/A | TBC | N/A | DATA NOT AVAILABLE | 2022-03-24
DATA NOT AVAILABLE | DATA NOT AVAILABLE | WATKINS PAYNE PARTNERSHIP | MS RETURNED 1000KVA - 39.9KW PV & EV | BUILDING 1 | FOUNDATION BUSINESS PARK | MAIDENHEAD | BERKSHIRE | SL6 3UD | ENGLAND | 485832 | 179614 | FLEE | MAID 33kV | MAIDENHEAD | 11 | SOUTHERN ELECTRIC POWER DISTRIBUTION PLC | SOLAR | PHOTOVOLTAIC | NO | TBC | TBC | 0.04 | DATA NOT AVAILABLE | DATA NOT AVAILABLE | DATA NOT AVAILABLE | DATA NOT AVAILABLE | DATA NOT AVAILABLE | DATA NOT AVAILABLE | DATA NOT AVAILABLE | DATA NOT AVAILABLE | DATA NOT AVAILABLE | DATA NOT AVAILABLE | DATA NOT AVAILABLE | DATA NOT AVAILABLE | To Be Confirmed | ACCEPTED TO CONNECT | DATA NOT AVAILABLE | DATA NOT AVAILABLE | DATA NOT AVAILABLE | DATA NOT AVAILABLE | DATA NOT AVAILABLE | DATA NOT AVAILABLE | 0.04 | 0.04 | 0.042 | 1.053 | 1 | 2022-02-11 | TBC | N | DATA NOT AVAILABLE | N/A | TBC | N/A | DATA NOT AVAILABLE | 2022-03-24
DATA NOT AVAILABLE | DATA NOT AVAILABLE | DNO CONSULTING LTD | READY - 12MW PV | MOTCOMBE SOLAR | MOTCOMBE ROAD MOTCOMBE | SHAFTESBURY | WILTSHIRE | SP7 9LD | ENGLAND | 386151 | 124127 | TBC | TBC | LITTLEDOWN PV GEN | 33 | SOUTHERN ELECTRIC POWER DISTRIBUTION PLC | SOLAR | PHOTOVOLTAIC | NO | TBC | TBC | 12 | DATA NOT AVAILABLE | DATA NOT AVAILABLE | DATA NOT AVAILABLE | DATA NOT AVAILABLE | DATA NOT AVAILABLE | DATA NOT AVAILABLE | DATA NOT AVAILABLE | DATA NOT AVAILABLE | DATA NOT AVAILABLE | DATA NOT AVAILABLE | DATA NOT AVAILABLE | DATA NOT AVAILABLE | To Be Confirmed | ACCEPTED TO CONNECT | DATA NOT AVAILABLE | DATA NOT AVAILABLE | DATA NOT AVAILABLE | DATA NOT AVAILABLE | DATA NOT AVAILABLE | DATA NOT AVAILABLE | 12 | 12 | 12.632 | 0.111 | 0.105 | 2022-02-22 | TBC | N | DATA NOT AVAILABLE | N/A | TBC | SSEN_Rein_128 | DATA NOT AVAILABLE | 2022-03-24
DATA NOT AVAILABLE | DATA NOT AVAILABLE | CONRAD ENERGY (DEVELOPMENTS) II LIMITED | 49.9MW BATTERY | NORTH LEYLODGE | KINTORE | INVERURIE | ABERDEENSHIRE | AB51 0XY | SCOTLAND | 377050 | 813631 | KINT | N/A | KINTORE GRID | TBC | SCOTTISH HYDRO ELECTRIC POWER DISTRIBUTION PLC | Stored Energy (all stored energy irrespective of the original energy source) | Storage - Electrochemical (Batteries) | NO | TBC | TBC | 49.9 | DATA NOT AVAILABLE | DATA NOT AVAILABLE | DATA NOT AVAILABLE | DATA NOT AVAILABLE | DATA NOT AVAILABLE | DATA NOT AVAILABLE | DATA NOT AVAILABLE | DATA NOT AVAILABLE | DATA NOT AVAILABLE | DATA NOT AVAILABLE | DATA NOT AVAILABLE | DATA NOT AVAILABLE | To Be Confirmed | ACCEPTED TO CONNECT | DATA NOT AVAILABLE | DATA NOT AVAILABLE | DATA NOT AVAILABLE | DATA NOT AVAILABLE | DATA NOT AVAILABLE | DATA NOT AVAILABLE | 49.9 | 49.9 | 52.526 | 52.526 | 49.9 | 2022-03-10 | TBC | N | DATA NOT AVAILABLE | N/A | TBC | N/A | DATA NOT AVAILABLE | 2022-03-24
DATA NOT AVAILABLE | DATA NOT AVAILABLE | BSR APPLICATIONS LIMITED | 20MW PV/BATTERY | EAST MONDYNES SOLAR ARRAY | LAND AT EAST MONDYNES DRUMLITHIE | STONEHAVEN | ABERDEENSHIRE | AB30 1LD | SCOTLAND | 378192 | 779783 | FIDD | N/A | FIDDES | TBC | SCOTTISH HYDRO ELECTRIC POWER DISTRIBUTION PLC | SOLAR | PHOTOVOLTAIC | NO | TBC | TBC | 20 | STORED ENERGY (ALL STORED ENERGY IRRESPECTVE OF THE ORIGINAL ENERGY SOURCE) | STORAGE - ELECTROCHEMICAL (BATTERIES) | N/A | DATA NOT AVAILABLE | TBC | 21.053 | DATA NOT AVAILABLE | DATA NOT AVAILABLE | DATA NOT AVAILABLE | DATA NOT AVAILABLE | DATA NOT AVAILABLE | DATA NOT AVAILABLE | To Be Confirmed | ACCEPTED TO CONNECT | DATA NOT AVAILABLE | DATA NOT AVAILABLE | DATA NOT AVAILABLE | DATA NOT AVAILABLE | DATA NOT AVAILABLE | DATA NOT AVAILABLE | 20 | 20 | 21.053 | 21.053 | 20 | 2022-03-10 | TBC | N | DATA NOT AVAILABLE | N/A | TBC | N/A | DATA NOT AVAILABLE | 2022-03-24
DATA NOT AVAILABLE | DATA NOT AVAILABLE | LSC ELECTRICAL LTD | 1MVA DEMAND; 50KW PV | LOVETT BMW 1 | PORTAL ROAD | MELKSHAM | WILTSHIRE | SN12 6FL | ENGLAND | 390627 | 161644 | MELK | NORR 33kV | MELKSHAM TOWN | 11 | SOUTHERN ELECTRIC POWER DISTRIBUTION PLC | SOLAR | PHOTOVOLTAIC | NO | TBC | TBC | 0.05 | DATA NOT AVAILABLE | DATA NOT AVAILABLE | DATA NOT AVAILABLE | DATA NOT AVAILABLE | DATA NOT AVAILABLE | DATA NOT AVAILABLE | DATA NOT AVAILABLE | DATA NOT AVAILABLE | DATA NOT AVAILABLE | DATA NOT AVAILABLE | DATA NOT AVAILABLE | DATA NOT AVAILABLE | To Be Confirmed | ACCEPTED TO CONNECT | DATA NOT AVAILABLE | DATA NOT AVAILABLE | DATA NOT AVAILABLE | DATA NOT AVAILABLE | DATA NOT AVAILABLE | DATA NOT AVAILABLE | 0.05 | 0.05 | 0.053 | 1.053 | 1 | 2022-03-04 | TBC | N | DATA NOT AVAILABLE | N/A | TBC | N/A | DATA NOT AVAILABLE | 2022-03-24
DATA NOT AVAILABLE | DATA NOT AVAILABLE | NAREC DISTRIBUTED ENERGY | 10MW PV | BALGERSHO PV, WEST BALGERSHO FARM | COUPAR ANGUS | BLAIRGOWRIE | PERTHSHIRE AND KINROSS | PH13 9LW | SCOTLAND | 321014 | 737993 | COUA | N/A | COUPAR ANGUS GRID | TBC | SCOTTISH HYDRO ELECTRIC POWER DISTRIBUTION PLC | SOLAR | PHOTOVOLTAIC | NO | TBC | TBC | 10 | DATA NOT AVAILABLE | DATA NOT AVAILABLE | DATA NOT AVAILABLE | DATA NOT AVAILABLE | DATA NOT AVAILABLE | DATA NOT AVAILABLE | DATA NOT AVAILABLE | DATA NOT AVAILABLE | DATA NOT AVAILABLE | DATA NOT AVAILABLE | DATA NOT AVAILABLE | DATA NOT AVAILABLE | To Be Confirmed | ACCEPTED TO CONNECT | DATA NOT AVAILABLE | DATA NOT AVAILABLE | DATA NOT AVAILABLE | DATA NOT AVAILABLE | DATA NOT AVAILABLE | DATA NOT AVAILABLE | 10 | 10 | 10.526 | 0.021 | 0.02 | 2022-03-07 | TBC | N | DATA NOT AVAILABLE | N/A | TBC | N/A | DATA NOT AVAILABLE | 2022-03-24
DATA NOT AVAILABLE | DATA NOT AVAILABLE | THE GRID CONSULTANT | FRASERBURGH ENERGY PLANT BATTERY | FRASERBURGH ENERGY PLANT | PHILORTH | FRASERBURGH | ABERDEENSHIRE | AB43 8TT | SCOTLAND | 400567 | 863950 | FRAS | N/A | FRASERBURGH GRID | TBC | SCOTTISH HYDRO ELECTRIC POWER DISTRIBUTION PLC | Stored Energy (all stored energy irrespective of the original energy source) | Storage - Electrochemical (Batteries) | NO | TBC | TBC | 25 | DATA NOT AVAILABLE | DATA NOT AVAILABLE | DATA NOT AVAILABLE | DATA NOT AVAILABLE | DATA NOT AVAILABLE | DATA NOT AVAILABLE | DATA NOT AVAILABLE | DATA NOT AVAILABLE | DATA NOT AVAILABLE | DATA NOT AVAILABLE | DATA NOT AVAILABLE | DATA NOT AVAILABLE | To Be Confirmed | ACCEPTED TO CONNECT | DATA NOT AVAILABLE | DATA NOT AVAILABLE | DATA NOT AVAILABLE | DATA NOT AVAILABLE | DATA NOT AVAILABLE | DATA NOT AVAILABLE | 25 | 25 | 26.316 | 26.316 | 25 | 2022-03-18 | TBC | N | DATA NOT AVAILABLE | N/A | TBC | N/A | DATA NOT AVAILABLE | 2022-05-04
DATA NOT AVAILABLE | DATA NOT AVAILABLE | RICHARD CHURCH RWE NPOWER RENEWABLES LTD | ALLT NA MOINE RE-COST | ALLT NA MOINE HYDRO | DATA NOT AVAILABLE | APPLECROSS | PERTHSHIRE AND KINROSS | IV54 8XL | SCOTLAND | 169259 | 854598 | BROA | N/A | BROADFORD GRID | TBC | SCOTTISH HYDRO ELECTRIC POWER DISTRIBUTION PLC | SOLAR | PHOTOVOLTAIC | NO | TBC | TBC | 1.99 | DATA NOT AVAILABLE | DATA NOT AVAILABLE | DATA NOT AVAILABLE | DATA NOT AVAILABLE | DATA NOT AVAILABLE | DATA NOT AVAILABLE | DATA NOT AVAILABLE | DATA NOT AVAILABLE | DATA NOT AVAILABLE | DATA NOT AVAILABLE | DATA NOT AVAILABLE | DATA NOT AVAILABLE | To Be Confirmed | ACCEPTED TO CONNECT | DATA NOT AVAILABLE | DATA NOT AVAILABLE | DATA NOT AVAILABLE | DATA NOT AVAILABLE | DATA NOT AVAILABLE | DATA NOT AVAILABLE | 1.99 | 1.99 | 2.095 | 0.011 | 0.01 | 2022-03-11 | TBC | N | DATA NOT AVAILABLE | N/A | TBC | SSEN_Rein_129 | DATA NOT AVAILABLE | 2022-05-04
DATA NOT AVAILABLE | DATA NOT AVAILABLE | DNO CONSULTING | FT WOODINGTON FARM PV | WOODINGTON FARM PV | WOODINGTON ROAD EAST WELLOW | ROMSEY | HAMPSHIRE | SO51 6DQ | ENGLAND | 431082 | 120455 | NURS | NURS 33kV | TBC | TBC | SOUTHERN ELECTRIC POWER DISTRIBUTION PLC | SOLAR | PHOTOVOLTAIC | NO | TBC | TBC | 40 | DATA NOT AVAILABLE | DATA NOT AVAILABLE | DATA NOT AVAILABLE | DATA NOT AVAILABLE | DATA NOT AVAILABLE | DATA NOT AVAILABLE | DATA NOT AVAILABLE | DATA NOT AVAILABLE | DATA NOT AVAILABLE | DATA NOT AVAILABLE | DATA NOT AVAILABLE | DATA NOT AVAILABLE | To Be Confirmed | ACCEPTED TO CONNECT | DATA NOT AVAILABLE | DATA NOT AVAILABLE | DATA NOT AVAILABLE | DATA NOT AVAILABLE | DATA NOT AVAILABLE | DATA NOT AVAILABLE | 40 | 40 | 42.105 | 0.001 | 0.001 | 2022-04-08 | TBC | N | DATA NOT AVAILABLE | N/A | TBC | N/A | DATA NOT AVAILABLE | 2022-05-04
DATA NOT AVAILABLE | DATA NOT AVAILABLE | THAMES WATER UTILITIES LTD | 1.5MW-PV (999KW EXPORT) | LITTLE MARLOW TWUL PV | MUSCHALLIK ROAD OFF A4155 LITTLE MARLOW | MARLOW | BUCKINGHAMSHIRE | SL7 3RY | ENGLAND | 487523 | 187736 | AMEM | LOUD 33kV | WELL END | 11 | SOUTHERN ELECTRIC POWER DISTRIBUTION PLC | SOLAR | PHOTOVOLTAIC | NO | TBC | TBC | 1.5 | DATA NOT AVAILABLE | DATA NOT AVAILABLE | DATA NOT AVAILABLE | DATA NOT AVAILABLE | DATA NOT AVAILABLE | DATA NOT AVAILABLE | DATA NOT AVAILABLE | DATA NOT AVAILABLE | DATA NOT AVAILABLE | DATA NOT AVAILABLE | DATA NOT AVAILABLE | DATA NOT AVAILABLE | To Be Confirmed | ACCEPTED TO CONNECT | DATA NOT AVAILABLE | DATA NOT AVAILABLE | DATA NOT AVAILABLE | DATA NOT AVAILABLE | DATA NOT AVAILABLE | DATA NOT AVAILABLE | 1.5 | 0.999 | 1.052 | 0 | 0 | 2022-04-15 | TBC | N | DATA NOT AVAILABLE | N/A | TBC | N/A | DATA NOT AVAILABLE | 2022-05-04
DATA NOT AVAILABLE | DATA NOT AVAILABLE | LOCOGEN SOLAR DEVELOPMENTS LTD | 9.9MW PV | MID WHITESTONES FARM | NEW BYTH | TURRIFF | ABERDEENSHIRE | AB53 5YB | SCOTLAND | 383522 | 852112 | STRI | N/A | STRICHEN GRID | TBC | SCOTTISH HYDRO ELECTRIC POWER DISTRIBUTION PLC | SOLAR | PHOTOVOLTAIC | NO | TBC | TBC | 9.9 | STORED ENERGY (ALL STORED ENERGY IRRESPECTVE OF THE ORIGINAL ENERGY SOURCE) | STORAGE - ELECTROCHEMICAL (BATTERIES) | N/A | DATA NOT AVAILABLE | TBC | 0.104 | DATA NOT AVAILABLE | DATA NOT AVAILABLE | DATA NOT AVAILABLE | DATA NOT AVAILABLE | DATA NOT AVAILABLE | DATA NOT AVAILABLE | To Be Confirmed | ACCEPTED TO CONNECT | DATA NOT AVAILABLE | DATA NOT AVAILABLE | DATA NOT AVAILABLE | DATA NOT AVAILABLE | DATA NOT AVAILABLE | DATA NOT AVAILABLE | 9.9 | 9.9 | 10.421 | 0.104 | 0.099 | 2022-03-30 | TBC | N | DATA NOT AVAILABLE | N/A | TBC | SSEN_Rein_130 | DATA NOT AVAILABLE | 2022-05-04
DATA NOT AVAILABLE | DATA NOT AVAILABLE | DNO CONSULTING LTD | 35MW PV & BATTERY | KIRKTON PV + ESS | LAND AROUND KIRKTON | PETERHEAD | ABERDEENSHIRE | AB42 3EN | SCOTLAND | 410457 | 850966 | PEHG | N/A | PETERHEAD GRANGE 33KV | TBC | SCOTTISH HYDRO ELECTRIC POWER DISTRIBUTION PLC | SOLAR | PHOTOVOLTAIC | NO | TBC | TBC | 35 | DATA NOT AVAILABLE | DATA NOT AVAILABLE | DATA NOT AVAILABLE | DATA NOT AVAILABLE | DATA NOT AVAILABLE | DATA NOT AVAILABLE | DATA NOT AVAILABLE | DATA NOT AVAILABLE | DATA NOT AVAILABLE | DATA NOT AVAILABLE | DATA NOT AVAILABLE | DATA NOT AVAILABLE | To Be Confirmed | ACCEPTED TO CONNECT | DATA NOT AVAILABLE | DATA NOT AVAILABLE | DATA NOT AVAILABLE | DATA NOT AVAILABLE | DATA NOT AVAILABLE | DATA NOT AVAILABLE | 35 | 35 | 36.842 | 18.421 | 17.5 | 2022-03-18 | TBC | N | DATA NOT AVAILABLE | N/A | TBC | N/A | DATA NOT AVAILABLE | 2022-05-04
DATA NOT AVAILABLE | DATA NOT AVAILABLE | TNEI SERVICES | CHARLESTON SOLAR 20MW PV | CHARLESTON SOLAR | LAND AT PYOTDYKE FARM BIRKHILL | DUNDEE | TBC | DD2 5QQ | SCOTLAND | 335174 | 734643 | CHAR | N/A | CHARLESTON GRID | TBC | SCOTTISH HYDRO ELECTRIC POWER DISTRIBUTION PLC | SOLAR | PHOTOVOLTAIC | NO | TBC | TBC | 20 | DATA NOT AVAILABLE | DATA NOT AVAILABLE | DATA NOT AVAILABLE | DATA NOT AVAILABLE | DATA NOT AVAILABLE | DATA NOT AVAILABLE | DATA NOT AVAILABLE | DATA NOT AVAILABLE | DATA NOT AVAILABLE | DATA NOT AVAILABLE | DATA NOT AVAILABLE | DATA NOT AVAILABLE | To Be Confirmed | ACCEPTED TO CONNECT | DATA NOT AVAILABLE | DATA NOT AVAILABLE | DATA NOT AVAILABLE | DATA NOT AVAILABLE | DATA NOT AVAILABLE | DATA NOT AVAILABLE | 20 | 20 | 21.053 | 0.263 | 0.25 | 2022-03-28 | TBC | N | DATA NOT AVAILABLE | N/A | TBC | N/A | DATA NOT AVAILABLE | 2022-05-04
DATA NOT AVAILABLE | DATA NOT AVAILABLE | THE GREENSPAN AGENCY LIMITED | 9.999MW WIND, PV & BATTERY (ADD CAP) | JACKSBANK RENEWABLE ENERGY PARK | BROADWOOD DRUMLITHIE | STONEHAVEN | ABERDEENSHIRE | AB39 3XA | SCOTLAND | 379582 | 782265 | FIDD | N/A | FIDDES | TBC | SCOTTISH HYDRO ELECTRIC POWER DISTRIBUTION PLC | WIND | ONSHORE WIND TURBINES | NO | TBC | TBC | 9.999 | DATA NOT AVAILABLE | DATA NOT AVAILABLE | DATA NOT AVAILABLE | DATA NOT AVAILABLE | DATA NOT AVAILABLE | DATA NOT AVAILABLE | DATA NOT AVAILABLE | DATA NOT AVAILABLE | DATA NOT AVAILABLE | DATA NOT AVAILABLE | DATA NOT AVAILABLE | DATA NOT AVAILABLE | To Be Confirmed | ACCEPTED TO CONNECT | DATA NOT AVAILABLE | DATA NOT AVAILABLE | DATA NOT AVAILABLE | DATA NOT AVAILABLE | DATA NOT AVAILABLE | DATA NOT AVAILABLE | 9.999 | 3.099 | 3.262 | 0 | 0 | 2022-03-18 | TBC | N | DATA NOT AVAILABLE | N/A | TBC | N/A | DATA NOT AVAILABLE | 2022-05-04
DATA NOT AVAILABLE | DATA NOT AVAILABLE | EVANS ENERGY LTD | 48MW PV | LAND NEAR HAWTHORNE FARMHOUSE | LYNDHURST ROAD | CHRISTCHURCH | HAMPSHIRE | BH23 7AB | ENGLAND | 417634 | 95876 | MANN | CHRI 33kV | TBC | TBC | SOUTHERN ELECTRIC POWER DISTRIBUTION PLC | SOLAR | PHOTOVOLTAIC | NO | TBC | TBC | 48 | DATA NOT AVAILABLE | DATA NOT AVAILABLE | DATA NOT AVAILABLE | DATA NOT AVAILABLE | DATA NOT AVAILABLE | DATA NOT AVAILABLE | DATA NOT AVAILABLE | DATA NOT AVAILABLE | DATA NOT AVAILABLE | DATA NOT AVAILABLE | DATA NOT AVAILABLE | DATA NOT AVAILABLE | To Be Confirmed | ACCEPTED TO CONNECT | DATA NOT AVAILABLE | DATA NOT AVAILABLE | DATA NOT AVAILABLE | DATA NOT AVAILABLE | DATA NOT AVAILABLE | DATA NOT AVAILABLE | 48 | 48 | 50.526 | 0.526 | 0.5 | 2022-03-31 | TBC | N | DATA NOT AVAILABLE | N/A | TBC | N/A | DATA NOT AVAILABLE | 2022-05-04
DATA NOT AVAILABLE | DATA NOT AVAILABLE | GEW2 LTD | 60MW BESS RESTRICTED TO 50MW | RIGIFA FARM | NIGG | ABERDEEN | ABERDEENSHIRE | AB12 3LR | SCOTLAND | 395041 | 800247 | REDM | N/A | REDMOSS GRID | TBC | SCOTTISH HYDRO ELECTRIC POWER DISTRIBUTION PLC | OTHER | OTHER | NO | TBC | TBC | 60 | DATA NOT AVAILABLE | DATA NOT AVAILABLE | DATA NOT AVAILABLE | DATA NOT AVAILABLE | DATA NOT AVAILABLE | DATA NOT AVAILABLE | DATA NOT AVAILABLE | DATA NOT AVAILABLE | DATA NOT AVAILABLE | DATA NOT AVAILABLE | DATA NOT AVAILABLE | DATA NOT AVAILABLE | To Be Confirmed | ACCEPTED TO CONNECT | DATA NOT AVAILABLE | DATA NOT AVAILABLE | DATA NOT AVAILABLE | DATA NOT AVAILABLE | DATA NOT AVAILABLE | DATA NOT AVAILABLE | 60 | 50 | 52.632 | 53.684 | 51 | 2022-04-05 | TBC | N | DATA NOT AVAILABLE | N/A | TBC | N/A | DATA NOT AVAILABLE | 2022-05-04
DATA NOT AVAILABLE | DATA NOT AVAILABLE | VIRIDOR | READY - 28MW STEAM (ADD CAP G59 INCREASE) | VIRIDOR ARDLEY ERF, ARDLEY ERF | MIDDLETON STONEY ROAD ARDLEY | BICESTER | OXFORDSHIRE | OX27 7AA | ENGLAND | 454209 | 225371 | ECLA | BICN 33KV | BICESTER NORTH | TBC | SOUTHERN ELECTRIC POWER DISTRIBUTION PLC | OTHER | OTHER | NO | TBC | TBC | 1 | DATA NOT AVAILABLE | DATA NOT AVAILABLE | DATA NOT AVAILABLE | DATA NOT AVAILABLE | DATA NOT AVAILABLE | DATA NOT AVAILABLE | DATA NOT AVAILABLE | DATA NOT AVAILABLE | DATA NOT AVAILABLE | DATA NOT AVAILABLE | DATA NOT AVAILABLE | DATA NOT AVAILABLE | To Be Confirmed | ACCEPTED TO CONNECT | DATA NOT AVAILABLE | DATA NOT AVAILABLE | DATA NOT AVAILABLE | DATA NOT AVAILABLE | DATA NOT AVAILABLE | DATA NOT AVAILABLE | 1 | 1 | 1.053 | 0 | 0 | 2022-03-31 | TBC | N | DATA NOT AVAILABLE | N/A | TBC | N/A | DATA NOT AVAILABLE | 2022-05-04
DATA NOT AVAILABLE | DATA NOT AVAILABLE | GREENTECH PROJECTS HOLDING UK LIMITED | 35.2MW PV | BROWNSIDE FARM | MOUNT BLAIRY | BANFF | ABERDEENSHIRE | AB45 3YD | SCOTLAND | 367023 | 854383 | MACD | N/A | MACDUFF GRID | TBC | SCOTTISH HYDRO ELECTRIC POWER DISTRIBUTION PLC | SOLAR | PHOTOVOLTAIC | NO | TBC | TBC | 35.2 | DATA NOT AVAILABLE | DATA NOT AVAILABLE | DATA NOT AVAILABLE | DATA NOT AVAILABLE | DATA NOT AVAILABLE | DATA NOT AVAILABLE | DATA NOT AVAILABLE | DATA NOT AVAILABLE | DATA NOT AVAILABLE | DATA NOT AVAILABLE | DATA NOT AVAILABLE | DATA NOT AVAILABLE | To Be Confirmed | ACCEPTED TO CONNECT | DATA NOT AVAILABLE | DATA NOT AVAILABLE | DATA NOT AVAILABLE | DATA NOT AVAILABLE | DATA NOT AVAILABLE | DATA NOT AVAILABLE | 35.2 | 35.2 | 37.053 | 0.842 | 0.8 | 2022-04-07 | TBC | N | DATA NOT AVAILABLE | N/A | TBC | N/A | DATA NOT AVAILABLE | 2022-05-04
DATA NOT AVAILABLE | DATA NOT AVAILABLE | NOVALUX ENERGY | 1.322MW CHP | SOUTH COAST ENERGY FACILITY UNIT 9 | HANGAR 3 RUDFORD INDUSTRIAL ESTATE FORD | ARUNDEL | WEST SUSSEX | BN18 0BD | ENGLAND | 499946 | 102490 | LOVE | CHHE 33kV | BILSHAM | 11 | SOUTHERN ELECTRIC POWER DISTRIBUTION PLC | SOLAR | PHOTOVOLTAIC | NO | TBC | TBC | 1.322 | DATA NOT AVAILABLE | DATA NOT AVAILABLE | DATA NOT AVAILABLE | DATA NOT AVAILABLE | DATA NOT AVAILABLE | DATA NOT AVAILABLE | DATA NOT AVAILABLE | DATA NOT AVAILABLE | DATA NOT AVAILABLE | DATA NOT AVAILABLE | DATA NOT AVAILABLE | DATA NOT AVAILABLE | Yes | ACCEPTED TO CONNECT | DATA NOT AVAILABLE | DATA NOT AVAILABLE | DATA NOT AVAILABLE | DATA NOT AVAILABLE | DATA NOT AVAILABLE | DATA NOT AVAILABLE | 1.322 | 1.322 | 1.392 | 0 | 0 | 2022-04-19 | TBC | N | DATA NOT AVAILABLE | N/A | TBC | N/A | DATA NOT AVAILABLE | 2022-05-04
DATA NOT AVAILABLE | DATA NOT AVAILABLE | BSR APPLICATIONS LIMITED | AUTH - IM - 70MW BATTERY | DATA NOT AVAILABLE | LAND AT FROG LANE LITTLE LONDON TADLEY | BASINGSTOKE | HAMPSHIRE | RG26 5EW | ENGLAND | 462323 | 160205 | BRLE | BRLE 33kV | TBC | TBC | SOUTHERN ELECTRIC POWER DISTRIBUTION PLC | Stored Energy (all stored energy irrespective of the original energy source) | Storage - Electrochemical (Batteries) | NO | TBC | TBC | 70 | DATA NOT AVAILABLE | DATA NOT AVAILABLE | DATA NOT AVAILABLE | DATA NOT AVAILABLE | DATA NOT AVAILABLE | DATA NOT AVAILABLE | DATA NOT AVAILABLE | DATA NOT AVAILABLE | DATA NOT AVAILABLE | DATA NOT AVAILABLE | DATA NOT AVAILABLE | DATA NOT AVAILABLE | To Be Confirmed | ACCEPTED TO CONNECT | DATA NOT AVAILABLE | DATA NOT AVAILABLE | DATA NOT AVAILABLE | DATA NOT AVAILABLE | DATA NOT AVAILABLE | DATA NOT AVAILABLE | 70 | 70 | 73.684 | 77.684 | 73.8 | 2022-04-13 | TBC | N | DATA NOT AVAILABLE | N/A | TBC | N/A | DATA NOT AVAILABLE | 2022-05-04
DATA NOT AVAILABLE | DATA NOT AVAILABLE | HYDROCK CONSULTANTS LIMITED | 50MW BATTERY STORAGE | DRUMORE FARM | EVANTON | DINGWALL | HIGHLAND | IV16 9XA | SCOTLAND | 257452 | 865689 | ALNE | N/A | ALNESS GRID | TBC | SCOTTISH HYDRO ELECTRIC POWER DISTRIBUTION PLC | Stored Energy (all stored energy irrespective of the original energy source) | Storage - Electrochemical (Batteries) | NO | TBC | TBC | 56.14 | DATA NOT AVAILABLE | DATA NOT AVAILABLE | DATA NOT AVAILABLE | DATA NOT AVAILABLE | DATA NOT AVAILABLE | DATA NOT AVAILABLE | DATA NOT AVAILABLE | DATA NOT AVAILABLE | DATA NOT AVAILABLE | DATA NOT AVAILABLE | DATA NOT AVAILABLE | DATA NOT AVAILABLE | To Be Confirmed | ACCEPTED TO CONNECT | DATA NOT AVAILABLE | DATA NOT AVAILABLE | DATA NOT AVAILABLE | DATA NOT AVAILABLE | DATA NOT AVAILABLE | DATA NOT AVAILABLE | 56.14 | 50 | 52.632 | 52.632 | 50 | 2022-04-04 | TBC | N | DATA NOT AVAILABLE | N/A | TBC | N/A | DATA NOT AVAILABLE | 2022-05-04
1030082301361 |  | SHANKS WASTE MANAGEMENT LIMITED | WESTCOTT VENTURE PARK, PHASE 2A AND PHASE 2B | WESTCOTT VENTURE PARK | WESTCOTT | Aylesbury | Bucks | HP18 0NX | England | 471900 | 216700 | SUNDON 132kV | AYLESBURY EAST GRID 132/33kV | WADDESDON PRIMARY 33/11kV | 11kV | Eastern Power Networks plc | solar | Photovoltaic |  |  |  | 1.1 | [12 empty] | No | Connected | 1.1 | 1.1 | 1.1579 | - | - | 2012-09-03 | - | - | - | - | - | - | - | [6 empty] | 2020-11-13
1050000628018 |  | SITA UK | SUFFOLK EFW | BRAMFORD RD |  | GT BLAKENHAM | Suffolk | IP60 LE | England | 612250 | 248700 | BRAMFORD GRID 132kV | STOWMARKET GRID 132/33kV | - | 33kV | Eastern Power Networks plc | waste | Steam-gas turbine (CCGT) |  |  |  | 25.45 | [12 empty] | No | Connected | 25.45 | 25.45 | 26.7895 | 3.6 | 3.7895 | 2014-03-17 | - | - | - | - | - | - | - | [6 empty] | 2020-11-13
1014569292506 |  | A I A MANAGEMENT LTD | BENTWATERS BUS PK | RENDLESHAM |  | Woodbridge | Suffolk | IP12 2TW | England | 635372 | 254094 | BRAMFORD GRID 132kV | WICKHAM MARKET GRID 132/33kV | BENTWATERS PRIMARY 33/11kV | 33kV | Eastern Power Networks plc | solar | Photovoltaic |  |  |  | 6 | [12 empty] | No | Connected | 6 | 6 | 6.3158 | 0.3 | 0.31579 | 2016-10-01 | - | - | - | - | - | - | - | [6 empty] | 2021-06-14
1050000636890 |  | Dalkia PLC | LISTER HOSP | COREYS MILL LANE |  | STEVENAGE | Herts | SG1 4AB | England | 552207 | 227408 | WYMONDLEY MAIN 132kV | WYMONDLEY GRID 132/33kV | VERITY WAY PRIMARY 33kV | 11kV | Eastern Power Networks plc | Fossil Gas | Steam turbine (thermal power plant) |  |  |  | 4.5 | [12 empty] | No | Connected | 4.5 | 4.5 | 4.7368 | - | - | 2016-06-13 | - | - | - | - | - | - | - | [6 empty] | 2021-06-14
1030077948383 |  | REN POWER INVESTMENTS UK LIMITED | PV SOLAR (CARLTON FARM) | Yarmouth Road |  | North Walsham | Norfolk | NR28 9NA | England | 628800 | 328360 | NORWICH MAIN 132kV | THORPE GRID 132/11kV | NORTH WALSHAM PRIMARY 33/11kV | 11kV | Eastern Power Networks plc | solar | Photovoltaic |  |  |  | 5.5 | [12 empty] | No | Connected | 5.5 | 5.5 | 5.7895 | - | - | 2011-09-29 | - | - | - | - | - | - | - | [6 empty] | 2020-11-13
1030082301361 |  | SHANKS WASTE MANAGEMENT LIMITED | WESTCOTT VENTURE PARK |  |  | AYLESBURY | Bucks | HP18 0NX | England | 471900 | 216700 | SUNDON 132kV | AYLESBURY EAST GRID 132/33kV | WADDESDON PRIMARY 33/11kV | 11kV | Eastern Power Networks plc | Waste | Steam turbine (thermal power plant) |  |  |  | 3 | [12 empty] | No | Connected | 3 | 3 | 3.1579 | - | - | 2015-10-05 | - | - | - | - | - | - | - | [6 empty] | 2021-06-14
1030081316507 |  | AMEYCESPA (EAST) LTD | WASTE SITE DONARBON | ELY RD |  | WATERBEACH | Cambs | CB25 9PG | England | 548820 | 269096 | BURWELL MAIN GRID 132kV | HISTON GRID 132/33kV | LANDBEACH PRIMARY 33/11kV | 11kV | Eastern Power Networks plc | Waste | Steam turbine (thermal power plant) |  |  |  | 4.5 | [12 empty] | No | Connected | 4.5 | 4.5 | 4.7368 | - | - | 2014-04-01 | - | - | - | - | - | - | - | [6 empty] | 2021-06-14
1030076624736 |  | RPC GROUP PLC | PROMENS ELLOUGH BECCLES |  |  | BECCLES | Suffolk | NR34 7TD | England | 644361 | 288332 | BRAMFORD GRID 132kV | ILKETSHALL GRID 132kV | HENSTEAD PRIMARY 33/11kV | 11kV | Eastern Power Networks plc | solar | Photovoltaic |  |  |  | 2 | [12 empty] | No | Connected | 2 | 2 | 2.1053 | 4.4 | 4.6316 | 2014-02-14 | - | - | - | - | - | - | - | [6 empty] | 2020-12-14
1050000612807 |  | AEE Renewables plc | REYDON FARM | Quay Lane |  | Wavenley | Suffolk | IP18 6SG | England | 648735 | 278037 | BRAMFORD GRID 132kV | HALESWORTH GRID 132/33kV | - | 33kV | Eastern Power Networks plc | solar | Photovoltaic |  |  |  | 4 | [12 empty] | No | Connected | 4 | 4 | 4.2105 | 0.025 | 0.026316 | 2014-04-11 | - | - | - | - | - | - | - | [6 empty] | 2020-11-13
1050000640655 |  | Freedom Group | PIL MEMBRANES | ESTUARY RD |  | KINGS LYNN | Norfolk | PE30 2HS | England | 561197 | 321803 | WALPOLE GIS 132KV | KINGS LYNN GRID 132/33kV | AUSTIN STREET PRIMARY 33/11kV | 11kV | Eastern Power Networks plc | Solar | Photovoltaic |  |  |  | 1.33 | [12 empty] | No | Connected | 1.33 | 1.33 | 1.4 | - | - | 2012-06-13 | - | - | - | - | - | - | - | [6 empty] | 2021-07-14
Data not available |  | MBA Consulting Engineers | OCADO GYPSY MOTH AVE | HATFIELD BUS PARK |  | Hatfield | Herts | AL10 9BD | England | 521295 | 209461 | ELSTREE AIS 132KV | HATFIELD GRID 132kV | TUNNEL PRIMARY 33kV | 11kV | Eastern Power Networks plc | Fossil Gas | Steam turbine (thermal power plant) |  |  |  | 4.3 | [12 empty] | No | Connected | 4.3 | 4.3 | 4.5263 | - | - | 2012-08-31 | - | - | - | - | - | - | - | [6 empty] | 2020-11-13
1050000664025 |  | GREENVALE MARCH FLOODS | GREENVALE MARCH FLOODS | FERRY RD |  | Wimlington | Cambs | PE15 0UW | England | 535456 | 293299 | WALPOLE GIS 132KV | MARCH GRID 132/33kV | CHATTERIS PRIMARY 33/11kV | 11kV | Eastern Power Networks plc | Wind onshore | Onshore wind turbines |  |  |  | 1 | [12 empty] | No | Connected | 1 | 1 | 1.0526 | 0.4 | 0.42105 | 2014-05-07 | - | - | - | - | - | - | - | [6 empty] | 2021-01-15
1030081926920 |  | Harlaxton Engineering Services Ltd | CANTELUPE FARM | Haslingfield |  | Cambridge | Cambs | CB23 1LY | England | 541323 | 254038 | EATON SOCON GRID 132kV | LITTLE BARFORD 132/33kV | - | 33kV | Eastern Power Networks plc | solar | Photovoltaic |  |  |  | 5 | [12 empty] | No | Connected | 5 | 5 | 5.2632 | - | - | 2013-09-17 | - | - | - | - | - | - | - | [6 empty] | 2020-11-13
1050000496725 |  | Matrix Networks Limited | SCOTTOW RD, AD PLANT, | AD PLANT |  | Norwich | Norfolk | NR10 5DP | England | 626600 | 324300 | NORWICH MAIN 132kV | THORPE GRID 132/33kV | SCOTTOW PRIMARY 33kV | 11kV | Eastern Power Networks plc | biomass | Other |  |  |  | 2.8 | [12 empty] | No | Connected | 2.8 | 2.8 | 2.9474 | - | - | 2014-01-01 | - | - | - | - | - | - | - | [6 empty] | 2020-11-13
1050000841971 |  | Savills | SCOTTOW ESTATE SOLAR FARM |  |  | Norwich | Norfolk | NR12 8EY | England | 627664 | 321656 | NORWICH MAIN 132kV | THORPE GRID 132/11kV | - | 33kV | Eastern Power Networks plc | solar | Photovoltaic |  |  |  | 6.9 | [12 empty] | No | Connected | 6.9 | 6.9 | 7.2632 | - | - | 2015-03-30 | - | - | - | - | - | - | - | [6 empty] | 2021-12-14
1050000698405 |  | HOBACK SOLAR LIMITED | HOBACK FARM | WIMPOLE |  | ROYSTON | HERTS | SG8 5QB | England | 535160 | 248616 | EATON SOCON GRID 132kV | LITTLE BARFORD 132/33kV | - | 33kV | Eastern Power Networks plc | solar | Photovoltaic |  |  |  | 12.95 | [12 empty] | No | Connected | 12.95 | 12.95 | 13.6316 | - | - | 2014-11-01 | - | - | - | - | - | - | - | [6 empty] | 2020-12-14
1030078123184 |  | AGRI GEN LTD | Building 568 | BENTWATERS PARK | Rendlesham | Woodbridge | Suffolk | IP12 2TW | England | 634731 | 253561 | BRAMFORD GRID 132kV | WICKHAM MARKET GRID 132/33kV | BENTWATERS PRIMARY 33/11kV | 11kV | Eastern Power Networks plc | Biomass | Steam-gas turbine (CCGT) |  |  |  | 3.4 | [12 empty] | No | Connected | 3.4 | 3.4 | 3.5789 | - | - | 2012-11-21 | - | - | - | - | - | - | - | [6 empty] | 2021-06-14
1030072846525 |  | Biffa Waste Services | (6U0598) Eye Landfill site | Eyebury Road | Eye | PETERBOROUGH | Cambs | PE6 7TH | England | 523168 | 301835 | WALPOLE GIS 132KV | PETERBOROUGH EAST GRID 132/11kV | - | 11kV | Eastern Power Networks plc | Waste | Steam turbine (thermal power plant) |  |  |  | 1 | [12 empty] | No | Connected | 1 | 1 | 1.0526 | 0.1 | 0.10526 | 2011-02-01 | - | - | - | - | - | - | - | [6 empty] | 2021-11-12
Data not available |  | Power Control Solutions | OLIVER RD |  |  | WEST THURROCK | Essex | RM20 3ED | England | 558028 | 177365 | WEST THURROCK GRID | WEST THURROCK GRID | HEDLEY AV HSS | 11kV | Eastern Power Networks plc | Fossil oil | Engine (combustion / reciprocating) |  |  |  | 1.6 | [12 empty] | No | Accepted to Connect | - | - | - | - | - | - | 1.6 | 1.6 | 1.6842 | - | - | 2012-08-16 | - | [6 empty] | 2021-12-14
1050000613856 |  | 21C Eco Energy | STOWBRIDGE FARM STRETHAM |  |  | Burwell | Cambs | CB6 3LF | England | 551521 | 273166 | BURWELL MAIN GRID 132kV | BURWELL LOCAL GRID 132/33kV | - | 33kV | Eastern Power Networks plc | solar | Photovoltaic |  |  |  | 20 | [12 empty] | No | Connected | 20 | 20 | 21.0526 | - | - | 2014-03-26 | - | - | - | - | - | - | - | [6 empty] | 2020-11-13
1050000567492 |  | Solar Power Generation Ltd | EGMERE ARFIELD | BUNKERS HILL |  | Walsingham | Norfolk | NR22 6AZ | England | 590491 | 338157 | WALPOLE GIS 132KV | HEMPTON GRID 132kV | EGMERE AIRFIELD SOLAR FARM 33kV | 33kV | Eastern Power Networks plc | solar | Photovoltaic |  |  |  | 20.67 | [12 empty] | No | Connected | 20.67 | 20.67 | 21.7579 | - | - | 2014-02-25 | - | - | - | - | - | - | - | [6 empty] | 2020-11-13
1050000559330 |  | Adgen Energy Ltd | ADVANCED THERMATREATMENT PLANT | RATTYS LANE |  | Hoddesdon | Herts | EN11 0RF | England | 538890 | 208890 | RYE HOUSE 132kV | RYE HOUSE GRID 33kV | RYE HOUSE LOCAL PRIMARY 33/11kV | 11kV | Eastern Power Networks plc | Fossil gas | Gas turbine (OCGT) |  |  |  | 3 | [12 empty] | No | Connected | 3 | 3 | 3.1579 | - | - | 2015-05-19 | - | - | - | - | - | - | - | [6 empty] | 2020-11-13
1050000595462 |  | Solar Inc Ltd | HOLMBRINK FM | REACHES DROVE TRACK |  | Walpole | Suffolk | IP26 5LA | England | 574000 | 298499 | WALPOLE GIS 132KV | MARCH GRID 132/33kV | NORTHWOLD PRIMARY 33kV | 11kV | Eastern Power Networks plc | solar | Photovoltaic |  |  |  | 5.2 | [12 empty] | No | Connected | 5.2 | 5.2 | 5.4737 | - | - | 2014-03-21 | - | - | - | - | - | - | - | [6 empty] | 2020-11-13
1030000470352 |  | Energy Developments (UK) Ltd | BELLHOUSE LFG |  |  | STANWAY PIT | Essex | CO3 5NN | England | 594850 | 222340 | RAYLEIGH MAIN 132KV | ABBERTON GRID 132/33kV | SHRUB END PRIMARY 33/11kV | 11kV | Eastern Power Networks plc | Fossil gas | Gas turbine (OCGT) |  |  |  | 6.1 | [12 empty] | No | Connected | 6.1 | 6.1 | 6.4211 | - | - | 2013-10-08 | - | - | - | - | - | - | - | [6 empty] | 2020-11-13
1050000521735 |  | Solarcentury | HARDINGHAM FARM | HARDINGHAM FARM | HARDINGHAM | Norwich | Norfolk | NR9 4EG | England | 605432 | 304682 | NORWICH MAIN 132kV | EARLHAM GRID 132/33kV | - | 33kV | Eastern Power Networks plc | solar | Photovoltaic |  |  |  | 14.52 | [12 empty] | No | Connected | 14.52 | 14.52 | 15.2842 | - | - | 2013-12-06 | - | - | - | - | - | - | - | [6 empty] | 2020-11-13
1030083946097 |  | UK Solar Parks Ltd | SKYLARK MEADOW | CAXTON RD |  | BOURN | Cambs | CB23 2SX | England | 541586 | 257501 | EATON SOCON GRID 132kV | LITTLE BARFORD 132/33kV | BOURN PRIMARY 33kV | 11kV | Eastern Power Networks plc | solar | Photovoltaic |  |  |  | 5 | [12 empty] | No | Connected | 5 | 5 | 5.2632 | - | - | 2013-03-21 | - | - | - | - | - | - | - | [6 empty] | 2020-11-13
1050000574221 |  | Esco NRG Ltd C/o RenEnergy Ltd | WESTON LONGVILLE PV FM |  |  | Weston Longville | Norfolk | NR9 5LG | England | 608740 | 315810 | NORWICH MAIN 132kV | SALL GRID 132kV | WESTON LONGVILLE PRIMARY 33kV | 11kV | Eastern Power Networks plc | solar | Photovoltaic |  |  |  | 9 | [12 empty] | No | Connected | 9 | 9 | 9.4737 | - | - | 2014-02-13 | - | - | - | - | - | - | - | [6 empty] | 2020-11-13
1030083804870 |  | Countryside Renewables Ltd | SITE OFF FORDHAM ROAD | NEWMARKET |  | Newmarket | Suffolk | CB8 7LG | England | 563070 | 267320 | BURWELL MAIN GRID 132kV | BURWELL LOCAL GRID 132/33kV | EXNING PRIMARY 33/11kV | 11kV | Eastern Power Networks plc | solar | Photovoltaic |  |  |  | 5 | [12 empty] | No | Connected | 5 | 5 | 5.2632 | - | - | 2014-01-28 | - | - | - | - | - | - | - | [6 empty] | 2020-11-13
1030083805331 |  | Solar Century Holdings Ltd | LEXHAM FARM, LEXHAM | Litcham |  | NORFOLK | Norfolk | PE32 2RY | England | 587452 | 319980 | WALPOLE GIS 132KV | HEMPTON GRID 132kV | - | 33kV | Eastern Power Networks plc | solar | Photovoltaic |  |  |  | 9.52 | [12 empty] | No | Connected | 9.52 | 9.52 | 10.0211 | - | - | 2013-05-21 | - | - | - | - | - | - | - | [6 empty] | 2020-11-13
1050000540028 |  | DNO Consulting Limited | SPRIGGS FARM | LITTLE SAMPFORD |  | SAFFRON WALDEN | Essex | CB10 2SA | England | 562524 | 232501 | PELHAM GRID 132kV | THAXTED GRID 132kV | - | 33kV | Eastern Power Networks plc | solar | Photovoltaic |  |  |  | 20 | [12 empty] | No | Connected | 20 | 20 | 21.0526 | - | - | 2013-09-24 | - | - | - | - | - | - | - | [6 empty] | 2020-11-13
1030085020190 |  | The Natural Power Consultants Ltd | TEMPORIS WF EYE AIRFIELD |  |  | Eye | Cambs | IP23 8BW | England | 612907 | 278817 | BRAMFORD GRID 132kV | DISS GRID 132/33KV | - | 33kV | Eastern Power Networks plc | Wind onshore | Onshore wind turbines |  |  |  | 6.8 | [12 empty] | No | Connected | 6.8 | 6.8 | 7.1579 | 0.1 | 0.10526 | 2013-10-17 | - | - | - | - | - | - | - | [6 empty] | 2020-11-13
1030085019734 |  | The Natural Power Consultants Ltd | NORTH PICKENHAM 2 WIND FARM |  |  | Walpole | Norfolk | PE37 8JX | England | 585056 | 306970 | WALPOLE GIS 132KV | SWAFFHAM GRID 132/33kV | SWAFFHAM GRID 33/11kV | 11kV | Eastern Power Networks plc | Wind onshore | Onshore wind turbines |  |  |  | 4 | [12 empty] | No | Connected | 4 | 4 | 4.2105 | - | - | 2013-09-25 | - | - | - | - | - | - | - | [6 empty] | 2020-11-13
1050000529664 |  | The Natural Power Consultants Ltd | WESTON AIRFIELD FARM | HONNINGTON ROAD |  | NR9 5JF | Norfolk | NR9 5JF | England | 610126 | 314985 | NORWICH MAIN 132kV | SALL GRID 132kV | WESTON LONGVILLE PRIMARY 33kV | 33kV | Eastern Power Networks plc | Wind onshore | Onshore wind turbines |  |  |  | 5.5 | [12 empty] | No | Connected | 5.5 | 5.5 | 5.7895 | - | - | 2014-02-11 | - | - | - | - | - | - | - | [6 empty] | 2020-11-13
1050000563169 |  | DNO Consulting Limited | HIGHFIELDS FARM | KELVEDON |  | Rayleigh | Essex | CO5 9BJ | England | 587168 | 217202 | RAYLEIGH MAIN 132KV | ABBERTON GRID 132/33kV | TIPTREE PRIMARY 33kV | 33kV | Eastern Power Networks plc | solar | Photovoltaic |  |  |  | 15 | [12 empty] | No | Connected | 15 | 15 | 15.7895 | - | - | 2014-03-27 | - | - | - | - | - | - | - | [6 empty] | 2020-11-13
1050000645468 |  | Powersystems UK Ltd | BYGRAVE LODGE FM |  |  | BALDOCK | HERTS | SG7 6QX | England | 527511 | 235543 | WYMONDLEY MAIN 132kV | LETCHWORTH GRID 132/33kV | LETCHWORTH FACTORY 33/11kV | 11kV | Eastern Power Networks plc | biomass | Steam-gas turbine (CCGT) |  |  |  | 2.6 | [12 empty] | No | Connected | 2.6 | 2.6 | 2.7368 | - | - | 2014-09-25 | - | - | - | - | - | - | - | [6 empty] | 2020-11-13
1030083806256 |  | Solar Century Holdings Ltd | CHEDISTON HALL | HALESWORTH |  | Bramford | Suffolk | IP19 0AD | England | 636642 | 278364 | BRAMFORD GRID 132kV | HALESWORTH GRID 132/33kV | - | 33kV | Eastern Power Networks plc | solar | Photovoltaic |  |  |  | 12.48 | [12 empty] | No | Connected | 12.48 | 12.48 | 13.1368 | 0.1 | 0.10526 | 2013-03-28 | - | - | - | - | - | - | - | [6 empty] | 2020-11-13
1050000563381 |  | Solar Century | STRATTON HALL | LEVINGTON |  | Ipswich | Suffolk | IP10 0LL | England | 625650 | 239743 | BRAMFORD GRID 132kV | CLIFF QUAY GRID 132/33kV | - | 33kV | Eastern Power Networks plc | solar | Photovoltaic |  |  |  | 10.92 | [12 empty] | No | Connected | 10.92 | 10.92 | 11.4947 | 0.05 | 0.052632 | 2014-02-23 | - | - | - | - | - | - | - | [6 empty] | 2020-11-13
1030083805795 |  | Solarcentury | FOUNTAINE | NARFORD |  | Walpole | Norfolk | PE32 1JA | England | 577210 | 311570 | WALPOLE GIS 132KV | SWAFFHAM GRID 132/33kV | - | 33kV | Eastern Power Networks plc | solar | Photovoltaic |  |  |  | 9.52 | [12 empty] | No | Connected | 9.52 | 9.52 | 10.0211 | - | - | 2013-05-21 | - | - | - | - | - | - | - | [6 empty] | 2020-11-13
1050000823467 |  | Redacted | KENNINGHALL FARM | NORTH LOPHAM RD |  | Norwich | Norfolk | NR16 2DU | England | 597890 | 285370 | BRAMFORD GRID 132kV | DISS GRID 132/33KV | - | 33kV | Eastern Power Networks plc | solar | Photovoltaic |  |  |  | 12 | [12 empty] | No | Connected | 12 | 12 | 12.6316 | 0.1 | 0.10526 | 2015-03-30 | - | - | - | - | - | - | - | [6 empty] | 2021-06-14
1050000808868 |  | Energy & System Technical Ltd | CROYDON SOLAR FARM | CHURCH FARM | CLOPTON WAY | CROYDON | CAMBS | SG8 0DZ | England | 531200 | 250200 | EATON SOCON GRID 132kV | LITTLE BARFORD 132/33kV | - | 33kV | Eastern Power Networks plc | solar | Photovoltaic |  |  |  | 14 | [12 empty] | No | Connected | 14 | 14 | 14.7368 | - | - | 2015-03-04 | - | - | - | - | - | - | - | [6 empty] | 2020-11-13
1050000774118 |  | PUSH ENERGY (LANGENHOE) LIMITED | LANGENHOE HALL | HALL LANE |  | LANGENHOE | Essex | CO5 7NA | England | 602400 | 216800 | RAYLEIGH MAIN 132KV | ABBERTON GRID 132/33kV | PELDON PRIMARY 33kV | 33kV | Eastern Power Networks plc | solar | Photovoltaic |  |  |  | 18 | [12 empty] | No | Connected | 18 | 18 | 18.9474 | - | - | 2015-03-04 | - | - | - | - | - | - | - | [6 empty] | 2020-12-14
1030083944480 |  | Forenergy Ltd | RADICAL FARM SOLAR PHS 2 | CHITTERING |  | Burwell | Cambs | CB6 3FT | England | 551498 | 270800 | BURWELL MAIN GRID 132kV | HISTON GRID 132/33kV | LANDBEACH PRIMARY 33/11kV | 11kV | Eastern Power Networks plc | solar | Photovoltaic |  |  |  | 5 | [12 empty] | No | Connected | 5 | 5 | 5.2632 | - | - | 2013-10-14 | - | - | - | - | - | - | - | [6 empty] | 2020-11-13
1050001042229 |  | Dragon Infrastructure Solutions Ltd | TROWSE SOLAR FARM | WHITE HORSE LANE |  | NORWICH | NORFOLK | NR14 8SL | England | 624108 | 306074 | NORWICH MAIN 132kV | TROWSE GRID 132kV | ALPINGTON PRIMARY 33/11kV | 33kV | Eastern Power Networks plc | solar | Photovoltaic |  |  |  | 5 | [12 empty] | No | Connected | 5 | 5 | 5.2632 | - | - | 2016-03-07 | - | - | - | - | - | - | - | [6 empty] | 2020-11-13
1050000635140 |  | Solarcentury Holdings Limited | POND FM, BODHAM, NR25 6PP | POND FM | BODHAM | Holt | Norfolk | NR25 6PP | England | 613710 | 338600 | NORWICH MAIN 132kV | SALL GRID 132kV | WEST BECKHAM PRIMARY 33kV | 11kV | Eastern Power Networks plc | solar | Photovoltaic |  |  |  | 3 | [12 empty] | No | Connected | 3 | 3 | 3.1579 | - | - | 2014-10-16 | - | - | - | - | - | - | - | [6 empty] | 2020-11-13
1050000458205 |  | Prosolia UK Ltd | ROOKERY FARM | KIMBOLTON ROAD |  | HUNTINGDON | CAMBS | PE28 0TR | England | 562108 | 271874 | EATON SOCON GRID 132kV | LITTLE BARFORD 132/33kV | KIMBOLTON PRIMARY 33/11kV | 33kV | Eastern Power Networks plc | solar | Photovoltaic |  |  |  | 5 | [12 empty] | No | Connected | 5 | 5 | 5.2632 | - | - | 2013-09-29 | - | - | - | - | - | - | - | [6 empty] | 2020-11-13
1050000709730 |  | FAIRWIND SOLAR | FAIRWINDS FARM | FAIRWINDS FARM | LOWER DUNTON RD | SOUTHFIELDS | Essex | CM13 3SR | England | 565789 | 187890 | TILBURY 132KV TEE POINT | BASILDON GRID 132/33kV | - | 33kV | Eastern Power Networks plc | solar | Photovoltaic |  |  |  | 10 | [12 empty] | No | Connected | 10 | 10 | 10.5263 | - | - | 2014-10-16 | - | - | - | - | - | - | - | [6 empty] | 2020-11-13
1050000774172 |  | Strategic Energy Ltd | FENLAND FARM | STRETHAM |  | ELY | CAMBS | CB6 3LF | England | 550890 | 272910 | BURWELL MAIN GRID 132kV | HISTON GRID 132/33kV | - | 33kV | Eastern Power Networks plc | solar | Photovoltaic |  |  |  | 20.4 | [12 empty] | No | Connected | 20.4 | 20.4 | 21.4737 | - | - | 2016-04-01 | - | - | - | - | - | - | - | [6 empty] | 2020-11-13
1050000563595 |  | TGC Renewables | EAST BECKHAM HALL | HOLT |  | NORFOLK | Norfolk | NR25 6NY | England | 614361 | 339849 | NORWICH MAIN 132kV | SALL GRID 132kV | CROMER PRIMARY 33kV | 33kV | Eastern Power Networks plc | solar | Photovoltaic |  |  |  | 9.54 | [12 empty] | No | Connected | 9.54 | 9.54 | 10.0421 | - | - | 2014-03-26 | - | - | - | - | - | - | - | [6 empty] | 2020-11-13
1050000588215 |  | UK Power Solutions Ltd | NOVA SCOTIA FARM | WEST CAISTER |  | GREAT YARMOUTH | NORFOLK | NR30 5SH | England | 650126 | 313400 | NORWICH MAIN 132kV | GT YARMOUTH GRID 132/33kV | ORMESBY PRIMARY 33/11kV | 33kV | Eastern Power Networks plc | solar | Photovoltaic |  |  |  | 14.8 | [12 empty] | No | Connected | 14.8 | 14.8 | 15.5789 | - | - | 2014-03-25 | - | - | - | - | - | - | - | [6 empty] | 2020-11-13
1050001059384 |  | Solar Power Generation Ltd | TOGGAM FM SOLAR PK | TOGGAM FM |  | LAKENHEATH | Suffolk | IP27 9LN | England | 570453 | 284892 | BRAMFORD GRID 132kV | THETFORD GRID 132/33kV | LAKENHEATH PRIMARY 33kV | 33kV | Eastern Power Networks plc | solar | Photovoltaic |  |  |  | 9.54 | [12 empty] | No | Connected | 9.54 | 9.54 | 10.0421 | 0.09 | 0.094737 | 2016-03-20 | - | - | - | - | - | - | - | [6 empty] | 2020-11-13
1030081092484 |  | PIL Membranes Ltd | ESTUARY ROAD | ESTUARY ROAD |  | KINGS LYNN | Norfolk | PE30 2HS | England | 561270 | 321940 | WALPOLE GIS 132KV | KINGS LYNN GRID 132/33kV | AUSTIN STREET PRIMARY 33/11kV | 11kV | Eastern Power Networks plc | Wind onshore | Onshore wind turbines |  |  |  | 1.5 | [12 empty] | No | Connected | 1.5 | 1.5 | 1.5789 | - | - | 2013-11-13 | - | - | - | - | - | - | - | [6 empty] | 2021-01-15
1030081411490 |  | Senergy Econnect Ltd | BLACK BUSH FARM | REACH DROVE |  | WHITTLESEY | Cambs | PE7 2LH | England | 525730 | 296420 | WALPOLE GIS 132KV | MARCH GRID 132/33kV | WHITTLESEY PRIMARY 33/11kV | 11kV | Eastern Power Networks plc | solar | Photovoltaic |  |  |  | 2.9 | [12 empty] | No | Connected | 2.9 | 2.9 | 3.0526 | - | - | 2016-10-01 | - | - | - | - | - | - | - | [6 empty] | 2020-11-13
1030083931142 |  | Co-Operative Group Plc | BIGGLESWADE WIND FARM |  |  | Wymondley | Beds | SG18 9QP | England | 519890 | 241120 | WYMONDLEY MAIN 132kV | LETCHWORTH GRID 132/33kV | - | 33kV | Eastern Power Networks plc | Wind onshore | Onshore wind turbines |  |  |  | 20.5 | [12 empty] | No | Connected | 20.5 | 20.5 | 21.5789 | - | - | 2013-07-30 | - | - | - | - | - | - | - | [6 empty] | 2020-11-13
1050000612870 |  | NEXTPOWER ELLOUGH LLP | ELLOUGH AIRFIELD | Benacre Road |  | Beccles | Suffolk | NR34 7UH | England | 643985 | 288031 | BRAMFORD GRID 132kV | ILKETSHALL GRID 132kV | ELLOUGH AIRFIELD SOLAR FARM 33kV | 33kV | Eastern Power Networks plc | solar | Photovoltaic |  |  |  | 23 | [12 empty] | No | Connected | 23 | 23 | 24.2105 | 0.1 | 0.10526 | 2014-03-28 | - | - | - | - | - | - | - | [6 empty] | 2020-12-14
1050000599893 |  | LUMICITY 1 LIMITED | NORTH NORFOLK SOLAR(BUSINESS PARK) | 2a Crossdale Street |  | Cromer | Norfolk | NR27 9LB | England | 622588 | 338717 | NORWICH MAIN 132kV | SALL GRID 132kV | CROMER PRIMARY 33kV | 33kV | Eastern Power Networks plc | solar | Photovoltaic |  |  |  | 14.84 | Stored Energy (all stored energy irrespective of the original energy source) | Storage - Electrochemical (Batteries) | [10 empty] | No | Connected | 14.84 | 14.84 | 15.6211 | - | - | 2014-01-29 | - | - | - | - | - | - | - | [6 empty] | 2022-01-17
1030085040202 |  | GG RENEWABLES LIMITED | PARHAM AIRFIELD / GT GLENHAM | NEW RD |  | SUFFOLK | Suffolk | IP13 9AF | England | 632956 | 261030 | BRAMFORD GRID 132kV | WICKHAM MARKET GRID 132/33kV | - | 33kV | Eastern Power Networks plc | solar | Photovoltaic |  |  |  | 15 | [12 empty] | No | Connected | 15 | 15 | 15.7895 | 0.05 | 0.052632 | 2014-05-15 | - | - | - | - | - | - | - | [6 empty] | 2020-12-14
1050000669539 |  | EcoGen Limited | FDG A-02 BOARDINGHOUSE | Knights End farm |  | March | Cambs | PE15 0YN | England | 538350 | 293680 | WALPOLE GIS 132KV | MARCH GRID 132/33kV | MARCH PRIMARY 33/11kV | 33kV | Eastern Power Networks plc | Wind onshore | Onshore wind turbines |  |  |  | 10.25 | [12 empty] | Yes | Connected | 10.25 | 10.25 | 10.7895 | - | - | 2015-01-01 | - | - | - | - | - | - | - | [6 empty] | 2020-11-13
Data not available |  | PV Farms | WYATT FM | WYATT FM | SNETTERTON | Norwich | Norfolk | NR16 2JZ | England | 600500 | 290672 | BRAMFORD GRID 132kV | DISS GRID 132kV | KENNINGHALL PRIMARY 33/11kV | 11kV | Eastern Power Networks plc | solar | Photovoltaic |  |  |  | 1 | [12 empty] | No | Connected | 1 | 1 | 1.0526 | 0.05 | 0.052632 | 2015-12-23 | - | - | - | - | - | - | - | [6 empty] | 2020-11-13
1030084129409 |  | Port of Tilbury London | PORT OF TILBURY WINDFARM |  |  | Tilbury | Essex | RM18 7EH | England | 564315 | 175129 | TILBURY 132KV TEE POINT | TILBURY COMPACT GRID | - | 33kV | Eastern Power Networks plc | Wind onshore | Onshore wind turbines |  |  |  | 9.2 | [12 empty] | No | Connected | 9.2 | 9.2 | 9.6842 | 28 | 29.4737 | 2013-02-01 | - | - | - | - | - | - | - | [6 empty] | 2020-11-13
1050000612950 |  | Sun & Alternative Technology Ltd | DOUBLE BANK LANE |  |  | HUNTINGDON | Cambs | PE28 5YL | England | 520040 | 281620 | EATON SOCON GRID 132kV | HUNTINGDON GRID 132kV | - | 33kV | Eastern Power Networks plc | solar | Photovoltaic |  |  |  | 9 | [12 empty] | No | Connected | 9 | 9 | 9.4737 | 0.05 | 0.052632 | 2014-03-17 | - | - | - | - | - | - | - | [6 empty] | 2021-06-14
1050000628170 |  | Switch 2 Renewable | EUSTON ESTATE | HONINGTON |  | Bramford | Suffolk | IP24 2QP | England | 589670 | 278187 | BRAMFORD GRID 132kV | THETFORD GRID 132/33kV | - | 33kV | Eastern Power Networks plc | solar | Photovoltaic |  |  |  | 12 | [12 empty] | No | Connected | 12 | 12 | 12.6316 | 0.5 | 0.52632 | 2014-03-29 | - | - | - | - | - | - | - | [6 empty] | 2020-11-13
1050000579266 |  | Solar Inc Ltd | MEADOW FARM | METHWOLD RD |  | Walpole | Norfolk | IP26 4RB | England | 572870 | 296980 | WALPOLE GIS 132KV | SWAFFHAM GRID 132/33kV | - | 33kV | Eastern Power Networks plc | solar | Photovoltaic |  |  |  | 5 | [12 empty] | No | Connected | 5 | 5 | 5.2632 | - | - | 2014-03-21 | - | - | - | - | - | - | - | [6 empty] | 2020-11-13
1050000948031 |  | E.ON Climate & Renewable UK Developmets Ltd | CHIPLOW WIND FARM | Bagthorpe |  | Kings Lynn | Norfolk | PE31 8SR | England | 580531 | 332149 | WALPOLE GIS 132KV | HEMPTON GRID 132kV | - | 33kV | Eastern Power Networks plc | Wind onshore | Onshore wind turbines |  |  |  | 12.5 | [12 empty] | No | Connected | 12.5 | 12.5 | 13.1579 | - | - | 2016-01-06 | - | - | - | - | - | - | - | [6 empty] | 2020-11-13
1050000811601 |  | Lumicity Ltd | OLD AIRFIELD | AIRFIELD LANE |  | WESTON LONGVILLE | NORWICH | NR9 5JF | England | 608590 | 315612 | NORWICH MAIN 132kV | EARLHAM GRID 132/33kV | - | 33kV | Eastern Power Networks plc | solar | Photovoltaic |  |  |  | 5.5 | [12 empty] | No | Connected | 5.5 | 5.5 | 5.7895 | - | - | 2014-02-11 | - | - | - | - | - | - | - | [6 empty] | 2020-11-13
1050000579327 |  | Switch 2 Renewable | BAY FARM |  |  | BURY ST EDMUNDS | Suffolk | IP28 6BS | England | 570380 | 271810 | BRAMFORD GRID 132kV | BURY GRID 132/33kV | - | 33kV | Eastern Power Networks plc | solar | Photovoltaic |  |  |  | 8 | [12 empty] | No | Connected | 8 | 8 | 8.4211 | 0.1 | 0.10526 | 2014-03-08 | - | - | - | - | - | - | - | [6 empty] | 2020-11-13
1050000769084 |  | Viridor Waste Management Ltd | FOURTH DROVE EASTERN IND EST |  |  | PETERBOROUGH | Cambs | PE1 5UR | England | 521657 | 299004 | WALPOLE GIS 132KV | PETERBOROUGH CENTRAL 132kV | PETERBOROUGH CENTRAL 33/11kV | 11kV | Eastern Power Networks plc | waste | Steam-gas turbine (CCGT) |  |  |  | 8 | [12 empty] | No | Connected | 8 | 8 | 8.4211 | - | - | 2015-07-23 | - | - | - | - | - | - | - | [6 empty] | 2020-11-13
1050001000238 |  | Belectric Solar Ltd | BEGDALE FARM |  |  | WISBECH | Cambs | PE14 0BE | England | 545911 | 306684 | WALPOLE GIS 132KV | WALSOKEN GRID 132/33kV | WISBECH RAILWAY PRIMARY 33/11kV | 11kV | Eastern Power Networks plc | solar | Photovoltaic |  |  |  | 2.64 | [12 empty] | No | Connected | 2.64 | 2.64 | 2.7789 | - | - | 2015-11-23 | - | - | - | - | - | - | - | [6 empty] | 2020-11-13
1050000722174 |  | Lightsource Ltd | RYSTON HALL FARM |  |  | Walpole | Norfolk | PE38 0AA | England | 562420 | 302240 | WALPOLE GIS 132KV | KINGS LYNN SOUTH GRID 132/33kV | DOWNHAM MARKET PRIMARY 33kV | 11kV | Eastern Power Networks plc | solar | Photovoltaic |  |  |  | 4 | [12 empty] | No | Connected | 4 | 4 | 4.2105 | - | - | 2015-05-18 | - | - | - | - | - | - | - | [6 empty] | 2020-11-13
1050000630105 |  | Kingspan Insulated Panels | SAINSBURYS PLOT 1 | SAINSBURYS PLOT 1 | MARSH LEYS BUSINESS PARK | WOBURN ROAD | BEDFORD | MK43 9AA | England | 502690 | 245590 | SUNDON 132kV | MARSTON RD GRID 132/33kV | WEST BEDFORD PRIMARY 33/11kV | 11kV | Eastern Power Networks plc | solar | Photovoltaic |  |  |  | 1.394 | [12 empty] | No | Connected | 1.394 | 1.394 | 1.4674 | - | - | 2014-03-28 | - | - | - | - | - | - | - | [6 empty] | 2020-11-13
1030085039971 |  | Harlaxton Engineering Services | STRADISHALL SOLAR FARM | STRADISHALL AIRFIELD |  | Pelham | Suffolk | CB8 9YD | England | 572495 | 252016 | PELHAM GRID 132kV | BELCHAMP GRID 132/33kV | - | 33kV | Eastern Power Networks plc | solar | Photovoltaic |  |  |  | 24 | [12 empty] | No | Connected | 24 | 24 | 25.2632 | - | - | 2013-12-10 | - | - | - | - | - | - | - | [6 empty] | 2020-11-13
1050001061602 |  | Solarfields Ltd | ARDLEIGH SOLAR FARM | OFF PARK ROAD |  | ARDLEIGH | ESSEX | CO7 7SS | England | 606073 | 227819 | BRAMFORD GRID 132kV | LAWFORD GRID 132kV | PARSONS HEATH PRIMARY 33kV | 33kV | Eastern Power Networks plc | solar | Photovoltaic |  |  |  | 20 | [12 empty] | No | Connected | 20 | 20 | 21.0526 | - | - | 2016-03-24 | - | - | - | - | - | - | - | [6 empty] | 2020-11-13
1050000961370 |  | Prosolia | MANOR FARM | GREEN END |  | PERTINHALL | BEDFORD | MK44 2AX | England | 507780 | 264840 | EATON SOCON GRID 132kV | LITTLE BARFORD 132/33kV | - | 33kV | Eastern Power Networks plc | solar | Photovoltaic |  |  |  | 15 | [12 empty] | No | Connected | 15 | 15 | 15.7895 | - | - | 2014-07-28 | - | - | - | - | - | - | - | [6 empty] | 2020-11-13
Data not available |  | Solarfields Ltd | INGHAM SOLAR FARM | SUFFOLK |  | Bury St Edmunds | Suffolk | IP31 1NQ | England | 585427 | 271405 | BRAMFORD GRID 132kV | THETFORD GRID 132/33kV | - | 33kV | Eastern Power Networks plc | Solar | Photovoltaic |  |  |  | 20 | [12 empty] | No | Accepted to Connect | - | - | - | 0.05 | 0.052632 | - | 20 | 20 | 21.0526 | - | - | 2013-06-13 | - | [6 empty] | 2020-11-13
1014572308956 |  | Greenshoots Energy Ltd | CROWN MILLING | EDGE GREEN |  | Norwich | Norfolk | NR16 2DR | England | 604160 | 284768 | BRAMFORD GRID 132kV | DISS GRID 132kV | KENNINGHALL PRIMARY 33/11kV | 11kV | Eastern Power Networks plc | waste | Steam-gas turbine (CCGT) |  |  |  | 1 | [12 empty] | No | Connected | 1 | 1 | 1.0526 | 1.5 | 1.5789 | 2015-01-06 | - | - | - | - | - | - | - | [6 empty] | 2020-11-13
1050000650680 |  | Energy and System Technical Ltd | WISBRIDGE FARM | REED |  | Wymondley | Herts | SG8 8BU | England | 535910 | 235590 | WYMONDLEY MAIN 132kV | STEVENAGE GRID 132/33kV | - | 33kV | Eastern Power Networks plc | solar | Photovoltaic |  |  |  | 8 | [12 empty] | No | Connected | 8 | 8 | 8.4211 | - | - | 2014-09-01 | - | - | - | - | - | - | - | [6 empty] | 2020-11-13
1050001205354 |  | Energy and System Technical Ltd | KENTISHES (LYONS HALL) |  |  | Braintree | Essex | CM77 8BX | England | 578430 | 226470 | BRAINTREE 132kV | BRAINTREE LOCAL 132/33kV | - | 33kV | Eastern Power Networks plc | solar | Photovoltaic |  |  |  | 10.8 | [12 empty] | No | Connected | 10.8 | 10.8 | 11.3684 | - | - | 2018-05-01 | - | - | - | - | - | - | - | [6 empty] | 2020-11-13
1050000581441 |  | Lightsource Ltd | DRAPPERS FARM | MILCH LN |  | Braintree | Essex | CM3 1QG | England | 572510 | 220630 | BRAINTREE 132kV | BRAINTREE LOCAL 132/33kV | - | 33kV | Eastern Power Networks plc | solar | Photovoltaic |  |  |  | 5 | [12 empty] | No | Connected | 5 | 5 | 5.2632 | - | - | 2014-04-04 | - | - | - | - | - | - | - | [6 empty] | 2020-11-13
1050000769127 |  | Ventus VCT plc | FORMER AIRFIELD | UPPER HOLTON |  | HALESWORTH | SUFFOLK | IP19 8NH | England | 640500 | 279800 | BRAMFORD GRID 132kV | HALESWORTH GRID 132/33kV | - | 33kV | Eastern Power Networks plc | Wind onshore | Onshore wind turbines |  |  |  | 10 | [12 empty] | No | Connected | 10 | 10 | 10.5263 | 0.25 | 0.26316 | 2015-08-12 | - | - | - | - | - | - | - | [6 empty] | 2020-11-13
1050001008690 |  | Harlaxton Engineering Services Ltd | SOUTH CREAKE LEICESTER SQUARE FARM | Hempton |  | Fakenham | NORFOLK | NR21 7LJ | England | 586548 | 333100 | WALPOLE GIS 132KV | HEMPTON GRID 132kV | - | 132kV | Eastern Power Networks plc | solar | Photovoltaic |  |  |  | 23 | [12 empty] | No | Connected | 23 | 23 | 24.2105 | - | - | 2016-03-09 | - | - | - | - | - | - | - | [6 empty] | 2020-11-13
1050000775005 |  | Lightsource Renewable Energy Ltd | WIX ROAD | BARN FARM |  | BRADFIELD | ESSEX | CO11 2NX | England | 615350 | 230530 | BRAMFORD GRID 132kV | LAWFORD GRID 132kV | WIX PRIMARY 33kV | 33kV | Eastern Power Networks plc | solar | Photovoltaic |  |  |  | 4.2 | [12 empty] | No | Connected | 4.2 | 4.2 | 4.4211 | - | - | 2015-08-13 | - | - | - | - | - | - | - | [6 empty] | 2020-11-13
1050000609380 |  | VOGT Solar | DAIRY HSE FARM | BRADFIELD |  | Bramford | Essex | CO11 2SR | England | 614796 | 229153 | BRAMFORD GRID 132kV | LAWFORD GRID 132/33kV | - | 33kV | Eastern Power Networks plc | solar | Photovoltaic |  |  |  | 15 | [12 empty] | No | Connected | 15 | 15 | 15.7895 | - | - | 2014-03-28 | - | - | - | - | - | - | - | [6 empty] | 2020-11-13
1050000774289 |  | Push Energy | LANGHAM / BOXTED AIRFIELD | LANGHAM / BOXTED AIRFIELD | LANGHAM | COLCHESTER | ESSEX | CO4 5HY | England | 601680 | 230360 | BRAMFORD GRID 132kV | LAWFORD GRID 132kV | - | 33kV | Eastern Power Networks plc | solar | Photovoltaic |  |  |  | 16.2 | [12 empty] | No | Connected | 16.2 | 16.2 | 17.0526 | - | - | 2014-11-04 | - | - | - | - | - | - | - | [6 empty] | 2020-11-13
1050000774224 |  | Fenland Farming | NORTH FEN SOLAR FARM | GREEN END |  | STOWBRIDGE FARM | Cambs | CB6 3LF | England | 550600 | 271400 | BURWELL MAIN GRID 132kV | HISTON GRID 132/33kV | - | 33kV | Eastern Power Networks plc | solar | Photovoltaic |  |  |  | 24.8 | [12 empty] | No | Connected | 24.8 | 24.8 | 26.1053 | - | - | 2015-10-01 | - | - | - | - | - | - | - | [6 empty] | 2020-11-13
1050000769925 |  | D Williams & Co | CATTLEGATE FARM |  |  | Enfield | London | EN2 8UB | England | 530605 | 201431 | TOTTENHAM 132kV | PALMERS GRN GRID 132kV | NORTH ENFIELD PRIMARY 33/11kV | 11kV | Eastern Power Networks plc | waste | Steam-gas turbine (CCGT) |  |  |  | 1.5 | [12 empty] | No | Connected | 1.5 | 1.5 | 1.5789 | - | - | 2016-02-01 | - | - | - | - | - | - | - | [6 empty] | 2020-11-13
1050000759740 |  | ESCO NRG Limited | ST OSYTH HEATH PV FARM, | ST OSYTH |  | CLACTON ON SEA | ESSEX | CO16 8HJ | England | 613230 | 218820 | BRAMFORD GRID 132kV | COLCHESTER GRID 132kV | - | 33kV | Eastern Power Networks plc | solar | Photovoltaic |  |  |  | 12 | [12 empty] | No | Connected | 12 | 12 | 12.6316 | - | - | 2015-03-05 | - | - | - | - | - | - | - | [6 empty] | 2020-11-13
1050000759722 |  | Push Energy | THE HYDES ESTATE SOLAR PV | LITTLE BARFIELD |  | Braintree | Essex | CM7 4TY | England | 565000 | 229400 | PELHAM GRID 132kV | THAXTED GRID 132kV | - | 33kV | Eastern Power Networks plc | solar | Photovoltaic |  |  |  | 9 | [12 empty] | No | Connected | 9 | 9 | 9.4737 | - | - | 2014-12-18 | - | - | - | - | - | - | - | [6 empty] | 2020-11-13
1050000834228 |  | Energi Installations | HALL FARM | TASBURGH |  | Norwich | Norfolk | NR15 1NA | England | 619452 | 295447 | NORWICH MAIN 132kV | EARLHAM GRID 132/33kV | HAPTON PRIMARY 33kV | 33kV | Eastern Power Networks plc | solar | Photovoltaic |  |  |  | 12.3 | [12 empty] | No | Connected | 12.3 | 12.3 | 12.9474 | - | - | 2015-11-12 | - | - | - | - | - | - | - | [6 empty] | 2020-11-13
1050000574685 |  | Abbey Properties Cambridge Ltd | UPWOOD AIRFIELD | RAMSEY |  | CAMBS | CAMBS | PE28 2LQ | England | 524800 | 275400 | EATON SOCON GRID 132kV | HUNTINGDON GRID 132/33kV | - | 33kV | Eastern Power Networks plc | solar | Photovoltaic |  |  |  | 20 | [12 empty] | No | Connected | 20 | 20 | 21.0526 | 0.1 | 0.10526 | 2014-03-17 | - | - | - | - | - | - | - | [6 empty] | 2020-11-13
1050000903253 |  | Future Biogass | GT FRIARS | THORNES |  | SWAFFHAM | NORFOLK | PE37 7QA | England | 578410 | 310120 | WALPOLE GIS 132KV | SWAFFHAM GRID 132/33kV | - | 33kV | Eastern Power Networks plc | Biofuel biogas from anaerobic digestion (excluding landfill & sewage) | Steam-gas turbine (CCGT) |  |  |  | 4.866 | [12 empty] | No | Connected | 4.866 | 4.866 | 5.1221 | - | - | 2015-07-14 | - | - | - | - | - | - | - | [6 empty] | 2020-11-13
1050000773860 |  | Push Energy Ltd | BASSINGBOURN SOLAR (COKENACH ESTATE) | BARKWAY |  | ROYSTON | HERTS | SG8 8DL | England | 533300 | 241500 | WYMONDLEY MAIN 132kV | MELBOURN GRID 132/33kV | - | 33kV | Eastern Power Networks plc | solar | Photovoltaic |  |  |  | 12.6 | [12 empty] | No | Connected | 12.6 | 12.6 | 13.2632 | - | - | 2014-12-09 | - | - | - | - | - | - | - | [6 empty] | 2020-11-13
1050000890765 |  | TH Companies | THE OLD AIRFIELD | BLIND LANE |  | BIRCH | Essex | CO5 9XE | England | 590958 | 219698 | RAYLEIGH MAIN 132KV | ABBERTON GRID 132/33kV | - | 33kV | Eastern Power Networks plc | solar | Photovoltaic |  |  |  | 5.6 | [12 empty] | No | Connected | 5.6 | 5.6 | 5.8947 | - | - | 2015-09-15 | - | - | - | - | - | - | - | [6 empty] | 2020-11-13
1050001003257 |  | Hive Energy Ltd | GREEN FARM | WIX |  | Manningtree | Essex | CO11 2SA | England | 616928 | 228538 | BRAMFORD GRID 132kV | LAWFORD GRID 132kV | WIX PRIMARY 33kV | 33kV | Eastern Power Networks plc | solar | Photovoltaic |  |  |  | 8 | [12 empty] | No | Connected | 8 | 8 | 8.4211 | - | - | 2015-12-21 | - | - | - | - | - | - | - | [6 empty] | 2020-11-13
1030085114723 |  | NG Bailey | ARLA FOODS | COLLEGE RD |  | Aston | Bucks | HP22 5EZ | England | 487485 | 213389 | SUNDON 132kV | AYLESBURY EAST GRID 132/33kV | ARLA DAIRIES PRIMARY 33/11kV | 11kV | Eastern Power Networks plc | Fossil Gas | Steam turbine (thermal power plant) |  |  |  | 6 | [12 empty] | No | Connected | 6 | 6 | 6.3158 | - | - | 2016-07-13 | - | - | - | - | - | - | - | [6 empty] | 2020-11-13
1050000555910 |  | RES | WOOLLEY HILL WIND FARM | Grove Lane | Ellington | Cambridge | Cambs | PE28 0AA | England | 516060 | 273090 | EATON SOCON GRID 132kV | LITTLE BARFORD 132/33kV | - | 11kV | Eastern Power Networks plc | Wind onshore | Onshore wind turbines |  |  |  | 11.5 | [12 empty] | No | Connected | 11.5 | 11.5 | 12.1053 | - | - | 2015-01-13 | - | - | - | - | - | - | - | [6 empty] | 2020-11-13
1097000000156 |  | GUNFLET SANDS DEMO LTD | GUNFLEET SANDS |  |  | Clacton on Sea | Essex | CO15 1HQ | England | 616925 | 214928 | BRAMFORD GRID 132kV | CLACTON GRID 132/33kV | OLD RD PRIMARY 33/11kV | 33kV | Eastern Power Networks plc | Wind offshore | Offshore wind turbines |  |  |  | 12 | [12 empty] | No | Connected | 12 | 12 | 12.6316 | - | - | 2015-12-11 | - | - | - | - | - | - | - | [6 empty] | 2021-12-14
1030082700647 |  | Npower Renewables | BRADWELL WIND FARM | TILLINGHAM |  | Rayleigh | Essex | CM0 7PZ | England | 601304 | 206741 | RAYLEIGH MAIN 132KV | MALDON GRID 132/33kV | - | 33kV | Eastern Power Networks plc | Wind onshore | Onshore wind turbines |  |  |  | 25.3 | [12 empty] | No | Connected | 25.3 | 25.3 | 26.6316 | - | - | 2013-02-27 | - | - | - | - | - | - | - | [6 empty] | 2020-11-13
1050000729667 |  | EW Pepper Ltd | BURY LANE FARM | WEST OF MELBOURN |  | NR ROYSTON | HERTFORDSHIRE | SG8 6DF | England | 536960 | 244420 | WYMONDLEY MAIN 132kV | MELBOURN GRID 132/33kV | - | 33kV | Eastern Power Networks plc | solar | Photovoltaic |  |  |  | 25 | [12 empty] | No | Connected | 25 | 25 | 26.3158 | - | - | 2014-12-16 | - | - | - | - | - | - | - | [6 empty] | 2020-11-13
1050000603849 |  | Hayward United Farm | PRIORY FARM | CARLTON COLVILLE |  | ELLOUGH | Suffolk | NR33 8HD | England | 649667 | 289140 | BRAMFORD GRID 132kV | ILKETSHALL GRID 132/33kV | HENSTEAD PRIMARY 33/11kV | 33kV | Eastern Power Networks plc | solar | Photovoltaic |  |  |  | 3.12 | [12 empty] | No | Connected | 3.12 | 3.12 | 3.2842 | 0.05 | 0.052632 | 2014-03-29 | - | - | - | - | - | - | - | [6 empty] | 2020-11-13
1050000738290 |  | Good Energy Generation Ltd | WEST RAYNHAM AIRFIELD | Shereford Road | WEST RAYNHAM | Hempton | Norfolk | NR21 7LJ | England | 589565 | 323525 | WALPOLE GIS 132KV | HEMPTON GRID 132kV | - | 11kV | Eastern Power Networks plc | solar | Photovoltaic |  |  |  | 49.9 | [12 empty] | No | Connected | 49.9 | 49.9 | 52.5263 | - | - | 2015-03-16 | - | - | - | - | - | - | - | [6 empty] | 2020-11-13
1050000714164 |  | Inazin Power Ltd | GT WILLBRAHAMS FARMS | HOME FARM |  | GREAT WILBRAHAM | Cambs | CB21 5JW | England | 554566 | 258089 | BURWELL MAIN GRID 132kV | FULBOURN GRID 132/33kV | - | 132kV | Eastern Power Networks plc | solar | Photovoltaic |  |  |  | 30 | [12 empty] | No | Connected | 30 | 30 | 31.5789 | - | - | 2015-03-04 | - | - | - | - | - | - | - | [6 empty] | 2020-11-13
1050000578699 |  | Inazin Power Ltd | LACKFORD ESTATE | LACKFORD |  | BURY ST EDMUNDS | SUFFOLK | IP28 6HS | England | 578430 | 269092 | BRAMFORD GRID 132kV | BURY GRID 132/33kV | - | 33kV | Eastern Power Networks plc | solar | Photovoltaic |  |  |  | 25 | [12 empty] | No | Connected | 25 | 25 | 26.3158 | 0.05 | 0.052632 | 2014-03-23 | - | - | - | - | - | - | - | [6 empty] | 2020-11-13
1050000543241 |  | MIDDLEWICK WIND FARM LTD | MIDDLEWICK WIND FARM | WRAYWICK |  | SOUTHMINSTER | ESSEX | CM0 7JN | England | 598490 | 199223 | RAYLEIGH MAIN 132KV | FLEETHALL GRID | BURNHAM SWITCHING COMPOUND 33kV | 33kV | Eastern Power Networks plc | Wind onshore | Onshore wind turbines |  |  |  | 20.7 | [12 empty] | No | Connected | 20.7 | 20.7 | 21.7895 | - | - | 2013-09-30 | - | - | - | - | - | - | - | [6 empty] | 2020-12-14
1030081316960 |  | Npower Renewables | EARLS HALL FARM |  |  | ST OSYTH | Essex | CO16 8BP | England | 614340 | 216314 | BRAMFORD GRID 132kV | CLACTON GRID 132/33kV | - | 33kV | Eastern Power Networks plc | Wind onshore | Onshore wind turbines |  |  |  | 15 | [12 empty] | No | Connected | 15 | 15 | 15.7895 | 0.15 | 0.15789 | 2012-11-01 | - | - | - | - | - | - | - | [6 empty] | 2020-11-13
1030081583765 |  | Eye Airfield Wind Direct Ltd | EYE AIRFIELD INDUSTRIAL ESTATE A140 IPSWICH ROAD | BROME |  | EYE | Cambs | IP23 8AW | England | 613120 | 275547 | BRAMFORD GRID 132kV | DISS GRID 132kV | EYE PRIMARY 33/11kV | 33kV | Eastern Power Networks plc | Wind onshore | Onshore wind turbines |  |  |  | 5 | [12 empty] | No | Connected | 5 | 5 | 5.2632 | 1 | 1.0526 | 2013-02-12 | - | - | - | - | - | - | - | [6 empty] | 2020-11-13
1030079564823 |  | Npower Renewables | COTTON WIND FARM | OFFORD ROAD | GRAVELEY | St Neots | Cambs | PE19 6PU | England | 525951 | 264606 | EATON SOCON GRID 132kV | LITTLE BARFORD 132/33kV | - | 11kV | Eastern Power Networks plc | Wind onshore | Onshore wind turbines |  |  |  | 16.4 | [12 empty] | No | Connected | 16.4 | 16.4 | 17.2632 | 0.2 | 0.21053 | 2012-01-23 | - | - | - | - | - | - | - | [6 empty] | 2020-11-13
1030083962656 |  | EDF Energy Renewables | GLASSMOOR 2 EXT RAMSEY |  |  | Huntingdon | Cambs | PE26 2TS | England | 527283 | 290569 | WALPOLE GIS 132KV | PETERBOROUGH CENTRAL 132/33kV | - | 33kV | Eastern Power Networks plc | Wind onshore | Onshore wind turbines |  |  |  | 12.3 | [12 empty] | No | Connected | 12.3 | 12.3 | 12.9474 | - | - | 2013-03-13 | - | - | - | - | - | - | - | [6 empty] | 2020-11-13
1030083941034 |  | Abbey Properties (Cambs) Ltd | BURNT HOUSE SOLAR FARM | BURNT HOUSE SIDINGS |  | WHITTLESEY | CAMBS | PE7 2HS | England | 534234 | 294198 | WALPOLE GIS 132KV | MARCH GRID 132/33kV | - | 33kV | Eastern Power Networks plc | solar | Photovoltaic |  |  |  | 4.75 | [12 empty] | No | Connected | 4.75 | 4.75 | 5 | - | - | 2013-02-19 | - | - | - | - | - | - | - | [6 empty] | 2020-11-13
1050000574630 |  | Esco NRG Ltd | HOLTON PV FARM | UPPER HOLTON |  | HALESWORTH | SUFFOLK | IP19 8NJ | England | 640050 | 278860 | BRAMFORD GRID 132kV | HALESWORTH GRID 132/33kV | HALESWORTH PRIMARY 33/11kV | 33kV | Eastern Power Networks plc | solar | Photovoltaic |  |  |  | 7.92 | [12 empty] | No | Connected |  | 7.92 | 7.92 | 0.06 | 0.063158 | 2014-02-28 | - | - | - | - | - | - | - | [6 empty] | 14/06/201
1050001261429 |  | Push Energy (Grid) Ltd | MILL FARM | GREAT MUNDEN |  | Wymondley | Herts | SG11 1JR | England | 535080 | 225180 | WYMONDLEY MAIN 132kV | STEVENAGE GRID 132/33kV | - | 11kV | Eastern Power Networks plc | solar | Photovoltaic |  |  |  | 8 | [12 empty] | No | Connected | 8 | 8 | 8.4211 | - | - | 2016-12-20 | - | - | - | - | - | - | - | [6 empty] | 2020-11-13
1050000698283 |  | Lark Energy Ltd | HILL FARM | OFF EDWORTH ROAD |  | LANGFORD | BEDS | SG18 9PJ | England | 519276 | 240182 | WYMONDLEY MAIN 132kV | LETCHWORTH GRID 132/33kV | - | 33kV | Eastern Power Networks plc | solar | Photovoltaic |  |  |  | 10.5 | [12 empty] | No | Connected | 10.5 | 10.5 | 11.0526 | - | - | 2015-03-27 | - | - | - | - | - | - | - | [6 empty] | 2020-11-13
1050001084229 |  | Iceni Energy Ltd | BIOMASS PLANT OFF CHALK LANE |  |  | Norwich | Norfolk | NR16 2JZ | England | 600520 | 291080 | BRAMFORD GRID 132kV | DISS GRID 132kV | - | 33kV | Eastern Power Networks plc | Biomass | Steam-gas turbine (CCGT) |  |  |  | 45 | [12 empty] | No | Connected | 45 | 45 | 47.3684 | - | - | 2017-03-29 | - | - | - | - | - | - | - | [6 empty] | 2020-11-13
1050001197846 |  | Savills | ADJ MILL DROVE | ADJ MILL DROVE | NR SOHAM | CAMBS | Cambs | CB7 5AW | England | 558828 | 271600 | BURWELL MAIN GRID 132kV | BURWELL LOCAL GRID 132/33kV | - | 132kV | Eastern Power Networks plc | solar | Photovoltaic |  |  |  | 10 | [12 empty] | No | Connected | 10 | 10 | 10.5263 | - | - | 2016-12-19 | - | - | - | - | - | - | - | [6 empty] | 2020-11-13
1097000000192 |  | Green Frog | BALDOCK RD | LETCHWORTH |  | Wymondley Main | Herts | SG6 1UP | England | 523724 | 233007 | WYMONDLEY MAIN 132kV | LETCHWORTH GRID 132/33kV | - | 11kV | Eastern Power Networks plc | Fossil gas | Steam-gas turbine (CCGT) |  |  |  | 15 | [12 empty] | No | Connected | 15 | 15 | 15.7895 | 0.75 | 0.78947 | 2016-01-20 | - | - | - | - | - | - | - | [6 empty] | 2020-11-13
1050000996150 |  | Emotion Energy Ltd | VINE SOLAR FARM | WENDY |  | ROYSTON | Herts | SG8 0HJ | England | 532700 | 247400 | WYMONDLEY MAIN 132kV | - | - | 33kV | Eastern Power Networks plc | solar | Photovoltaic |  |  |  | 45 | [12 empty] | No | Connected | 45 | 45 | 47.3684 | - | - | 2016-03-05 | - | - | - | - | - | - | - | [6 empty] | 2020-11-13
1050000774980 |  | Solar Inc Ltd | AVENUE FARM | BACK ROAD | YELVERDON | Norwich | Norfolk | NR14 7PL | England | 640050 | 278860 | NORWICH MAIN 132kV | TROWSE GRID 132kV | ALPINGTON PRIMARY 33/11kV | 132kV | Eastern Power Networks plc | solar | Photovoltaic |  |  |  | 6.5 | [12 empty] | No | Connected | 6.5 | 6.5 | 6.8421 | - | - | 2015-06-16 | - | - | - | - | - | - | - | [6 empty] | 2020-11-13
1050001041935 |  | DNO Consulting Limited | ROSE & CROWN FARM | NR INGLEBOROUGH |  | WISBECH | Cambs | PE14 7JB | England | 548365 | 315756 | WALPOLE GIS 132KV | WALSOKEN GRID 132/33kV | - | 33kV | Eastern Power Networks plc | solar | Photovoltaic |  |  |  | 23 | [12 empty] | No | Connected | 23 | 23 | 24.2105 | - | - | 2016-03-16 | - | - | - | - | - | - | - | [6 empty] | 2020-11-13
1030013500087 |  | Biffa Waste Management Ltd | WESTMILL LANDFILL SITE |  |  | Ware | Herts | SG12 0ES | England | 533590 | 215826 | RYE HOUSE 132kV | RYE HOUSE GRID 33kV | WARE PRIMARY 33/11kV | 11kV | Eastern Power Networks plc | Biofuel landfill gas | Steam-gas turbine (CCGT) |  |  |  | 2.3 | [12 empty] | No | Connected | 2.3 | 2.3 | 2.4211 | - | - | 2015-01-01 | - | - | - | - | - | - | - | [6 empty] | 2020-11-13
1050000714182 |  | Inazin | CALDECOTE MANOR FARM |  |  | St Neots | Cambs | PE19 6XQ | England | 522618 | 258464 | EATON SOCON GRID 132kV | LITTLE BARFORD 132/33kV | CALDECOTE MANOR GENERATION | 11kV | Eastern Power Networks plc | solar | Photovoltaic |  |  |  | 22 | [12 empty] | No | Connected | 22 | 22 | 23.1579 | - | - | 2016-02-18 | - | - | - | - | - | - | - | [6 empty] | 2020-11-13
1050000768693 |  | Farm Wind Ltd | QUARRENDON FIELDS | BICESTER ROAD |  | AYLESBURY | Bucks | HP22 4DR | England | 479500 | 217200 | SUNDON 132kV | AYLESBURY EAST GRID 132/33kV | - | 33kV | Eastern Power Networks plc | Wind onshore | Onshore wind turbines |  |  |  | 3 | [12 empty] | No | Connected | 3 | 3 | 3.1579 | - | - | 2014-12-11 | - | - | - | - | - | - | - | [6 empty] | 2020-11-13
1030074616609 |  | Twinwoods Heat & Power Limited | BUILDING 16 | TURLEIGH RD |  | Sundon | Beds | MK44 1FD | England | 503227 | 256319 | SUNDON 132kV | AUSTIN CANONS GRID 132/33kV | MANTON LN PRIMARY 33/11kV | 33kV | Eastern Power Networks plc | biomass | Steam-gas turbine (CCGT) |  |  |  | 3.2 | [12 empty] | No | Connected | 3.2 | 3.2 | 3.3684 | - | - | 2011-04-20 | - | - | - | - | - | - | - | [6 empty] | 2020-11-13
1050000903174 |  | Eco Energy World | PLAYTERS OLD FARM | ELLOUGH |  | Norwich | Norfolk | NR34 7TN | England | 644038 | 287471 | BRAMFORD GRID 132kV | ILKETSHALL GRID 132/33kV | - | 11kV | Eastern Power Networks plc | solar | Photovoltaic |  |  |  | 10 | [12 empty] | No | Connected | 10 | 10 | 10.5263 | 0.1 | 0.10526 | 2015-10-21 | - | - | - | - | - | - | - | [6 empty] | 2020-11-13
1050000725635 |  | Powersystems UK Ltd | Barley Brigg Farm | Laxfield Road |  | Stradbroke | Suffolk | IP21 5NQ | England | 625380 | 273499 | BRAMFORD GRID 132kV | WICKHAM MARKET GRID 132/33kV | LAXFIELD PRIMARY 33/11kV | 11kV | Eastern Power Networks plc | Biogas | Gas turbine (OCGT) |  |  |  | 1 | [12 empty] | No | Connected | 1 | 1 | 1.0526 | 0.2 | 0.21053 | 2015-05-01 | - | - | - | - | - | - | - | [6 empty] | 15/01/201
1050000775023 |  | Forenergy | FDG A-04 BURNT HOUSE SIDINGS |  |  | WHITTLESEY | Cambs | PE7 2H | England | 534000 | 294300 | WALPOLE GIS 132KV | MARCH GRID 132/33kV | - | 33kV | Eastern Power Networks plc | solar | Photovoltaic |  |  |  | 4 | [12 empty] | Yes | Connected | 4 | 4 | 4.2105 | - | - | 2014-12-23 | - | - | - | - | - | - | - | [6 empty] | 2020-11-13
1050000769154 |  | S.E. Solar (2) Limited | WIGGIN HILL FARM | OLD RAMSEY ROAD |  | ST IVES | Cambs | PE27 3LL | England | 530900 | 273800 | EATON SOCON GRID 132kV | HUNTINGDON GRID 132kV | - | 33kV | Eastern Power Networks plc | solar | Photovoltaic |  |  |  | 10 | [12 empty] | No | Connected | 10 | 10 | 10.5263 | 0.1 | 0.10526 | 2015-01-27 | - | - | - | - | - | - | - | [6 empty] | 2020-11-13
1023478544906 |  | Renewable Power Generation Ltd | ELSTOW LANDFILL SITE | ELSTOW LANDFILL SITE | WILSTEAD LN ELSTOW | Bedford | Beds | MK42 9YG | England | 504800 | 246100 | SUNDON 132kV | AUSTIN CANONS GRID 132/33kV | AUSTIN CANONS PRIMARY 33/11kV | 33kV | Eastern Power Networks plc | Fossil gas | Gas turbine (OCGT) |  |  |  | 1.76 | [12 empty] | No | Connected | 1.76 | 1.76 | 1.8526 | - | - | 1996-06-21 | - | - | - | - | - | - | - | [6 empty] | 2020-11-13
1050001858080 |  | AEE Renewables UK 9 Ltd. | LITTLE STAUGHTON | STAPLOE |  | ST NEOTS | Cambs | PE19 5JB | England | 514116 | 261160 | EATON SOCON GRID 132kV | - | - | 11kV | Eastern Power Networks plc | Solar | Photovoltaic |  |  |  | 40 | [12 empty] | No | Connected | 40 | 40 | 42.1053 | - | - | 2019-12-01 | - | - | - | - | - | - | - | [6 empty] | 2020-11-13
1050000923677 |  | Camborne Energy Investments | GT SEABROOK (ELSAGE FARM) |  |  | LEIGHTON BUZZARD | Beds | LU7 9BX | England | 493330 | 217600 | SUNDON 132kV | HOUGHTON REGIS GRID 132/33kV | - | 132kV | Eastern Power Networks plc | solar | Photovoltaic |  |  |  | 6 | [12 empty] | No | Connected | 6 | 6 | 6.3158 | - | - | 2015-03-30 | - | - | - | - | - | - | - | [6 empty] | 2020-11-13
1050000574676 |  | Wilburton Solar Two Limited | WILBURTON 2 SOLAR | OFF TWENTY PENCE RD |  | Ely | Cambs | CB6 3RN | England | 546841 | 272298 | BURWELL MAIN GRID 132kV | BURWELL LOCAL GRID 132/33kV | - | 33kV | Eastern Power Networks plc | solar | Photovoltaic |  |  |  | 15 | [12 empty] | No | Connected | 15 | 15 | 15.7895 | - | - | 2014-03-13 | - | - | - | - | - | - | - | [6 empty] | 2020-11-13
1050000948120 |  | Wryde Croft Wind Farm Limited | WRYDE CROFT WIND FARM |  |  | Thorney | Cambs | PE12 0NR | England | 533232 | 309151 | WALPOLE GIS 132KV | PETERBOROUGH POWER STN 132kV | - | 33kV | Eastern Power Networks plc | Wind onshore | Onshore wind turbines |  |  |  | 26 | [12 empty] | No | Connected | 26 | 26 | 27.3684 | - | - | 2016-01-10 | - | - | - | - | - | - | - | [6 empty] | 2020-11-13
1050001304612 |  | Livetag Ltd | BIRCHAM RD | SNETTISHAM |  | Kings Lynn | Norfolk | PE31 7NE | England | 570240 | 333800 | WALPOLE GIS 132KV | KINGS LYNN GRID 132/33kV | SNETTISHAM PRIMARY 33kV | 132kV | Eastern Power Networks plc | Solar | Photovoltaic |  |  |  | 2 | [12 empty] | No | Connected | 2 | 2 | 2.1053 | - | - | 2017-03-20 | - | - | - | - | - | - | - | [6 empty] | 2021-05-17
1050000617248 |  | KiWi Power Ltd | BEDFORD HOSPITAL | KEMPSTON ROAD |  | Bedford | Beds | MK42 9DJ | England | 504711 | 248940 | SUNDON 132kV | AUSTIN CANONS GRID 132/33kV | PREBEND ST PRIMARY 33/11kV | 11kV | Eastern Power Networks plc | Fossil oil | Engine (combustion / reciprocating) |  |  |  | 1.6 | [12 empty] | No | Connected | 1.6 | 1.6 | 1.6842 | 1.9 | 2 | 2017-01-01 | - | - | - | - | - | - | - | [6 empty] | 2021-12-14
1050000664016 |  | Greenvale AP | FDG A-07 GREENVALE MARCH | FERRY RD | DODDINGTON | MARCH | Cambs | PE15 0UW | England | 535440 | 293330 | WALPOLE GIS 132KV | MARCH GRID 132/33kV | MARCH PRIMARY 33/11kV | 11kV | Eastern Power Networks plc | Wind onshore | Onshore wind turbines |  |  |  | 1.5 | [12 empty] | Yes | Connected | 1.5 | 1.5 | 1.5789 | - | - | 2014-11-18 | - | - | - | - | - | - | - | [6 empty] | 2020-11-13
1050000698380 |  | CASTLE RENEWABLES LIMITED | LODGE FARM BRIDGE RD | Bridge Road |  | Huntingdon | Cambs | PE28 3AZ | England | 543780 | 276899 | EATON SOCON GRID 132kV | HUNTINGDON GRID 132/11kV | - | 11kV | Eastern Power Networks plc | solar | Photovoltaic |  |  |  | 2 | [12 empty] | No | Connected | 2 | 2 | 2.1053 | 0.02 | 0.021053 | 2015-01-01 | - | - | - | - | - | - | - | [6 empty] | 2020-12-14
Data not available |  | Solar Inc Ltd | 0G3167 HAWKSPUR GREEN SOLAR FARM |  |  | Braintree | Essex | CM7 | England | 564942 | 231977 | PELHAM GRID 132kV | THAXTED GRID 132kV | - | 33kV | Eastern Power Networks plc | solar | Photovoltaic |  |  |  | 3 | [12 empty] | No | Connected | 3 | 3 | 3.1579 | - | - | 2017-04-12 | [13 empty] | 2021-02-12
1050000769048 |  | Elgar Byrne Capital Limited | BLUE GATES FARM | ARLESFORD |  | Colchester | Essex | CO7 8DE | England | 606940 | 222540 | BRAMFORD GRID 132kV | COLCHESTER GRID 132/33kV | ALRESFORD PRIMARY 33kV | 33kV | Eastern Power Networks plc | solar | Photovoltaic |  |  |  | 9.5 | [12 empty] | No | Connected | 9.5 | 9.5 | 10 | 0.1 | 0.10526 | 2015-10-14 | - | - | - | - | - | - | - | [6 empty] | 2020-11-13
1050000834291 |  | Mosscliff Environmental Limited | JOHN WOODS NURSERIES ICP (G) PETTISTREE |  |  | Woodbridge | Suffolk | IP13 0NJ | England | 630515 | 254081 | BRAMFORD GRID 132kV | WICKHAM MARKET GRID 132/33kV | HACHESTON PRIMARY 33/11kV | 33kV | Eastern Power Networks plc | solar | Photovoltaic |  |  |  | 1.068 | [12 empty] | No | Connected | 1.068 | 1.068 | 1.1242 | 0.01 | 0.010526 | 2016-07-01 | - | - | - | - | - | - | - | [6 empty] | 2020-11-13
1050000784393 |  | Daisy no 6 Ltd trading as Bellis Energy | EXNING SOLAR FARM | EXNING SOLAR FARM | HEATH ROAD | Exning | Cambs | CB8 0XG | England | 560180 | 264080 | BURWELL MAIN GRID 132kV | BURWELL LOCAL GRID 132/33kV | - | 11kV | Eastern Power Networks plc | solar | Photovoltaic |  |  |  | 24 | [12 empty] | No | Connected | 24 | 24 | 25.2632 | - | - | 2015-03-06 | - | - | - | - | - | - | - | [6 empty] | 2020-11-13
1023515796854 |  | Ardenham Energy Ltd | FDG A-08 GT ACRE FEN CHATTERIS |  |  | Chatteris | Cambs | PE16 6EG | England | 538300 | 285500 | WALPOLE GIS 132KV | MARCH GRID 132/33kV | CHATTERIS PRIMARY 33/11kV | 33kV | Eastern Power Networks plc | solar | Photovoltaic |  |  |  | 1.2 | [12 empty] | Yes | Connected | 1.2 | 1.2 | 1.2632 | - | - | 2015-01-01 | - | - | - | - | - | - | - | [6 empty] | 2020-11-13
Data not available |  | Gyron Internet Ltd | 150 MAYLANDS AV HERTS |  |  | HEMEL HEMPSTEAD | Herts | HP2 7DF | England | 507755 | 208277 | ELSTREE AIS 132KV | PICCOTTS END GRID 132/33kV | INDUSTRIAL PRIMARY 33/11kV | 11kV | Eastern Power Networks plc | Fossil oil | Engine (combustion / reciprocating) |  |  |  | 6.12 | [12 empty] | No | Connected | 6.12 | 6.12 | 6.4421 | - | - | 2015-06-30 | - | - | - | - | - | - | - | [6 empty] | 2021-12-14
1050001129999 |  | Evans Energy Ltd | HERMITAGE SOLAR PARK | HERMITAGE SOLAR PARK |  | WESTONING | Beds | MK45 5JD | England | 503700 | 232900 | SUNDON 132kV | WESTONING GRID 132/33kV | - | 11kV | Eastern Power Networks plc | solar | Photovoltaic |  |  |  | 4.1 | [12 empty] | No | Connected | 4.1 | 4.1 | 4.3158 | 0 | 0 | 2017-03-30 | - | - | - | - | - | - | - | [6 empty] | 2020-11-13
1050000695947 |  | Arnold White Estates | EASTERN WAY |  |  | LEIGHTON BUZZARD | Beds | LU7 9LF | England | 493924 | 229075 | SUNDON 132kV | SUNDON 132/33kV | LEIGHTON BUZZARD PRIMARY 33/11kV | 33kV | Eastern Power Networks plc | Wind onshore | Onshore wind turbines |  |  |  | 1.5 | [12 empty] | No | Connected | 1.5 | 1.5 | 1.5789 | - | - | 2014-12-17 | - | - | - | - | - | - | - | [6 empty] | 2020-11-13
1050000822472 |  | Hive Energy Ltd | FOLLY FARM |  |  | LONG MARSTON | Bucks | HP23 4QY | England | 487307 | 216198 | SUNDON 132kV | AYLESBURY EAST GRID 132/33kV | - | 11kV | Eastern Power Networks plc | solar | Photovoltaic |  |  |  | 15 | [12 empty] | No | Connected | 15 | 15 | 15.7895 | - | - | 2015-03-25 | - | - | - | - | - | - | - | [6 empty] | 2020-11-13
1050001191808 |  | Barney Cameron | CRANHAM GOLF CLUB ESSEX |  |  | Tilbury | Essex | RM14 3NU | England | 558050 | 186800 | TILBURY 132KV TEE POINT | BASILDON GRID 132/33kV | - | 33kV | Eastern Power Networks plc | solar | Photovoltaic |  |  |  | 2.74 | [12 empty] | No | Connected | 2.74 | 2.74 | 2.8842 | - | - | 2017-02-15 | - | - | - | - | - | - | - | [6 empty] | 2020-11-13
Data not available |  | Kingspan Insulated Panels Ltd | SAINSBURYS CTR FLEMING RD |  |  | WALTHAM ABBEY | Essex | EN9 3BZ | England | 538060 | 199680 | BRIMSDOWN 132kV | BRIMSDOWN NORTH GRID 132/33kV | WALTHAM ABBEY PRIMARY 33/11kV | 33kV | Eastern Power Networks plc | solar | Photovoltaic |  |  |  | 2.6 | [12 empty] | No | Connected | 2.6 | 2.6 | 2.7368 | - | - | 2017-01-30 | - | - | - | - | - | - | - | [6 empty] | 2021-01-15
1050001232437 |  | Belectric Solar Ltd | STONEPITS SOLAR FARM | WINDMILL RD |  | THAME | Oxon | OX9 3QH | England | 473600 | 205970 | AMERSHAM MAIN 132kV | ILMER GRID 132/33kV | - | 11kV | Eastern Power Networks plc | solar | Photovoltaic |  |  |  | 9 | [12 empty] | No | Connected | 9 | 9 | 9.4737 | 0.05 | 0.052632 | 2016-12-07 | - | - | - | - | - | - | - | [6 empty] | 2020-11-13
1050000834255 |  | Haymaker Energy Ltd | ASTON CLINTON FARM | COLLEGE LANE |  | AYLESBURY | Bucks | HP22 5DY | England | 486400 | 214970 | SUNDON 132kV | AYLESBURY EAST GRID 132/33kV | - | 33kV | Eastern Power Networks plc | solar | Photovoltaic |  |  |  | 20 | [12 empty] | No | Connected | 20 | 20 | 21.0526 | - | - | 2015-03-19 | - | - | - | - | - | - | - | [6 empty] | 2020-11-13
1050001287905 |  | BE Renewables Ltd | BARVILLS FARM | PRINCESS MARGARET RD EAST |  | Tilbury | Essex | RM1 8PA | England | 568600 | 177500 | TILBURY 132KV TEE POINT | TILBURY COMPACT GRID | BATA PRIMARY | 11kV | Eastern Power Networks plc | solar | Photovoltaic |  |  |  | 2.5 | [12 empty] | No | Connected | 2.5 | 2.5 | 2.6316 | - | - | 2017-03-24 | - | - | - | - | - | - | - | [6 empty] | 2020-11-13
1023477820860 |  | Anglian Water Service Limited | WHITLINGHAM STW NORFOLK |  |  | Norwich | Norfolk | NR14 8TZ | England | 627850 | 307540 | NORWICH MAIN 132kV | EARLHAM GRID 132/33kV | - | 11kV | Eastern Power Networks plc | solar | Photovoltaic |  |  |  | 1.2 | [12 empty] | No | Connected | 1.2 | 1.2 | 1.2632 | - | - | 2012-11-01 | - | - | - | - | - | - | - | [6 empty] | 2020-11-13
Data not available |  | Energy and Sustainable Solutions | ADDENBROOKES HOSP | HILLS RD |  | CAMBRIDGE | Cambs | CB2 0GG | England | 546360 | 255420 | BURWELL MAIN GRID 132kV | FULBOURN GRID 132/33kV | ADDENBROOKES PRIMARY 33/11kV | 33kV | Eastern Power Networks plc | Fossil Gas | Steam-gas turbine (CCGT) |  |  |  | 1.4 | [12 empty] | No | Connected | 1.4 | 1.4 | 1.4737 | - | - | 2012-04-01 | - | - | - | - | - | - | - | [6 empty] | 2020-11-13
1050000735935 |  | G2 Energy Renewable Developments Ltd | CADDINGTON SOLAR | CADDINGTON SOLAR COTSWOLD BUSINESS PARK | MILIFIELD LANE | CADDINGTON | beds | LU1 4AJ | England | 505846 | 218477 | SUNDON 132kV | HOUGHTON REGIS GRID 132/33kV | CADDINGTON PRIMARY 33/11kV | 11kV | Eastern Power Networks plc | solar | Photovoltaic |  |  |  | 5 | [12 empty] | No | Connected | 5 | 5 | 5.2632 | - | - | 2014-11-19 | - | - | - | - | - | - | - | [6 empty] | 2020-11-13
1050000736121 |  | Hallmark Power Ltd | FDG A-19 CHATTERIS RD 1 / CHATTERIS RD 2 |  |  | Huntingdon | Norfolk | PE28 3DW | England | 537701 | 282682 | WALPOLE GIS 132KV | MARCH GRID 132/33kV | CHATTERIS PRIMARY 33/11kV | 11kV | Eastern Power Networks plc | Wind onshore | Onshore wind turbines |  |  |  | 1 | [12 empty] | Yes | Connected | 1 | 1 | 1.0526 | - | - | 2015-11-09 | - | - | - | - | - | - | - | [6 empty] | 2020-11-13
1050001047078 |  | ESCO NRG ltd | CRESSING SOLAR FARM | WITHAM ROAD |  | CRESSING | ESSEX | CM77 8PD | England | 579757 | 218798 | BRAINTREE 132kV | BRAINTREE LOCAL 132/33kV | - | 11kV | Eastern Power Networks plc | solar | Photovoltaic |  |  |  | 18 | [12 empty] | No | Connected | 18 | 18 | 18.9474 | - | - | 2016-03-12 | - | - | - | - | - | - | - | [6 empty] | 2020-11-13
1050000769172 |  | Waterloo Solar Park Ltd | WATERLOO SOLAR PARK, WATERLOO FARM, | EVERTON | Sandy | Eaton | Beds | SG19 2JW | England | 517750 | 251560 | EATON SOCON GRID 132kV | LITTLE BARFORD 132/33kV | - | 33kV | Eastern Power Networks plc | solar | Photovoltaic |  |  |  | 23 | [12 empty] | No | Connected | 23 | 23 | 24.2105 | - | - | 2015-03-19 | - | - | - | - | - | - | - | [6 empty] | 2020-11-13
Data not available |  | Padero Solar Limited | FALKLANDS SOLAR FRM |  |  | Aylesbury | Bucks | HP22 5AX | England | 485242 | 216626 | SUNDON 132kV | AYLESBURY EAST GRID 132/33kV | - | 33kV | Eastern Power Networks plc | Solar | Photovoltaic |  |  |  | 18 | [12 empty] | No | Accepted to Connect | - | - | - | - | - | - | 18 | 18 | 18.9474 | - | - | 2014-03-18 | - | [6 empty] | 2020-11-13
1050000993099 |  | Countryside Renewables Ltd | BURNHAM WICK FARM | WICK ROAD |  | BURNHAM ON CROUCH | Essex | CM0 8LU | England | 596270 | 196050 | RAYLEIGH MAIN 132KV | FLEETHALL GRID | BURNHAM PRIMARY 33kV | 11kV | Eastern Power Networks plc | solar | Photovoltaic |  |  |  | 5 | [12 empty] | No | Connected | 5 | 5 | 5.2632 | 0 | 0 | 2015-10-19 | - | - | - | - | - | - | - | [6 empty] | 2020-11-13
1050000869294 |  | Savills | SOUTHILL SOLAR | HAYNES WEST END |  | Bedford | Beds | MK45 3QT | England | 507176 | 240006 | SUNDON 132kV | WESTONING GRID 132/33kV | AMPTHILL PRIMARY 33/11kV | 11kV | Eastern Power Networks plc | solar | Photovoltaic |  |  |  | 1 | [12 empty] | No | Connected | 1 | 1 | 1.0526 | - | - | 2015-04-10 | - | - | - | - | - | - | - | [6 empty] | 2020-11-13
1050000849109 |  | The Solar Building Company Ltd | CLAPHAM SOLAR FARM | TINSLEY ESTATE CLAPHAM |  | Bedford | Beds | MK41 6HA | England | 503780 | 253980 | SUNDON 132kV | AUSTIN CANONS GRID 132/33kV | MANTON LN PRIMARY 33/11kV | 11kV | Eastern Power Networks plc | solar | Photovoltaic |  |  |  | 7.05 | [12 empty] | No | Connected | 7.05 | 7.05 | 7.4211 | 0.14 | 0.14737 | 2015-06-26 | - | - | - | - | - | - | - | [6 empty] | 2020-11-13
1050000996114 |  | Solar Planning Limited | ROYSTON SOLAR FARM A505 ROYSTON BYPASS |  |  | Royston | Herts | SG8 5UT | England | 535520 | 242490 | WYMONDLEY MAIN 132kV | MELBOURN GRID 132/33kV | - | 33kV | Eastern Power Networks plc | solar | Photovoltaic |  |  |  | 7.5 | [12 empty] | No | Connected | 7.5 | 7.5 | 7.8947 | - | - | 2015-12-16 | - | - | - | - | - | - | - | [6 empty] | 2020-11-13
1050001197864 |  | Rolton Group | HODDESDON ADVANCED THERMAL | Rattys lane |  | HODDESDON | Herts | EN11 0RF | England | 538798 | 208872 | RYE HOUSE 132kV | RYE HOUSE GRID 33kV | - | 33kV | Eastern Power Networks plc | Fossil gas | Steam-gas turbine (CCGT) |  |  |  | 9 | [12 empty] | No | Connected | 9 | 9 | 9.4737 | - | - | 2016-10-01 | - | - | - | - | - | - | - | [6 empty] | 2020-11-13
1050000961992 |  | Solar Inc Ltd | CHURCH FARM SLAPTON |  |  | Sundon | Beds | LU7 9BX | England | 493788 | 220007 | SUNDON 132kV | HOUGHTON REGIS GRID 132/33kV | - | 33kV | Eastern Power Networks plc | solar | Photovoltaic |  |  |  | 5.2 | [12 empty] | No | Connected | 5.2 | 5.2 | 5.4737 | 0.1 | 0.10526 | 2015-11-29 | - | - | - | - | - | - | - | [6 empty] | 2020-11-13
1050000843659 |  | Lightsource Renewable Energy Ltd | MANOR FARM SOLAR PARK EGGINGTON |  |  | EGGINGTON | Beds | LU7 9PB | England | 495590 | 226050 | SUNDON 132kV | SUNDON 132/33kV | - | 33kV | Eastern Power Networks plc | solar | Photovoltaic |  |  |  | 6 | [12 empty] | No | Connected | 6 | 6 | 6.3158 | 0.41 | 0.43158 | 2015-03-30 | - | - | - | - | - | - | - | [6 empty] | 2020-11-13
1050000990984 |  | RENEWABLE ENERGY CONNECTIONS LTD | HURTON RD, LONG MEADOW, IVINGHOE | HURTON RD | LONG MEADOW | IVINGHOE | Beds | LU7 9EA | England | 493970 | 217430 | SUNDON 132kV | HOUGHTON REGIS GRID 132/33kV | CHEDDINGTON PRIMARY 33/11kV | 33kV | Eastern Power Networks plc | solar | Photovoltaic |  |  |  | 3 | [12 empty] | No | Connected | 3 | 3 | 3.1579 | - | - | 2015-12-15 | - | - | - | - | - | - | - | [6 empty] | 2020-11-13
1050001118490 |  | GEW2 Ltd | ASHINGDON / CANEWDON PV ULVERSTON ROCHFORD |  |  | Rayleigh | Essex | SS4 3JX | England | 586349 | 194568 | RAYLEIGH MAIN 132KV | SOUTHEND GRID 132/33kV | - | 11kV | Eastern Power Networks plc | solar | Photovoltaic |  |  |  | 10 | [12 empty] | No | Connected | 10 | 10 | 10.5263 | - | - | 2015-11-25 | - | - | - | - | - | - | - | [6 empty] | 2020-11-13
1050000903226 |  | Lightsource Renewable Energy Ltd | TOOLEYS SOLAR FM | TOOLEYS SOLAR FM | Stebbing | Dunmow | Essex | CM6 3BD | England | 564220 | 223220 | PELHAM GRID 132kV | THAXTED GRID 132kV | - | 33kV | Eastern Power Networks plc | solar | Photovoltaic |  |  |  | 5 | [12 empty] | No | Connected | 5 | 5 | 5.2632 | - | - | 2015-11-11 | - | - | - | - | - | - | - | [6 empty] | 2020-11-13
Data not available |  | Energyexcel llp | GSK GUNNELS WOOD LANE |  |  | STEVENAGE | Herts | SG1 2NY | England | 523756 | 223477 | WYMONDLEY MAIN 132kV | STEVENAGE GRID 132/33kV | SOUTH STEVENAGE PRIMARY 33/11kV | 11kV | Eastern Power Networks plc | Fossil Gas | Steam-gas turbine (CCGT) |  |  |  | 4 | [12 empty] | No | Connected | 4 | 4 | 4.2105 | - | - | 2014-12-08 | - | - | - | - | - | - | - | [6 empty] | 2020-11-13
Data not available |  | VBC Associates Ltd | WEST CAMBRIDGE DATA CENTRE |  |  | Cambridge | Cambs | CB3 0EL | England | 543346 | 259127 | BURWELL MAIN GRID 132kV | HISTON GRID 132/33kV | MADINGLEY RD PRIMARY 33kV | 11kV | Eastern Power Networks plc | Fossil Gas | Steam-gas turbine (CCGT) |  |  |  | 1 | [12 empty] | No | Accepted to Connect | - | - | - | - | - | - | 1 | 1 | 1.0526 | - | - | 2014-07-22 | - | [6 empty] | 2020-11-13
1050001290020 |  | Oamec Consulting Ltd | SOUTH MIMMS POTTERS BAR | SWANLAND ROAD |  | Potters Bar | Herts | EN6 3NT | England | 522745 | 202419 | ELSTREE AIS 132KV | HATFIELD GRID 132kV | - | 11kV | Eastern Power Networks plc | solar | Photovoltaic |  |  |  | 4.134 | [12 empty] | No | Connected | 4.134 | 4.134 | 4.3516 | - | - | 2017-03-31 | - | - | - | - | - | - | - | [6 empty] | 2020-11-13
1023485611195 |  | Cynergin Consultants | VILLA NURSERY | REEVES LANE |  | Roydon | Essex | CM19 5LE | England | 541558 | 208058 | RYE HOUSE 132kV | HARLOW WEST GRID 132/33kV | HARLOW WEST GRID 33/11kV | 132kV | Eastern Power Networks plc | Fossil Gas | Steam-gas turbine (CCGT) |  |  |  | 3 | [12 empty] | No | Connected | 3 | 3 | 3.1579 | - | - | 2000-03-02 | - | - | - | - | - | - | - | [6 empty] | 2020-11-13
1050000514320 |  | Power Systems UK Ltd | CROWS HALL FARM/LANE | Ellingham Road |  | Attleborogh | Norfolk | NR17 1AD | England | 603561 | 295627 | NORWICH MAIN 132kV | EARLHAM GRID 132/33kV | ATTLEBOROUGH PRIMARY 33kV | 11kV | Eastern Power Networks plc | waste | Steam-gas turbine (CCGT) |  |  |  | 1.56 | [12 empty] | No | Connected | 1.56 | 1.56 | 1.6421 | - | - | 2013-10-18 | - | - | - | - | - | - | - | [6 empty] | 2020-11-13
1050000486123 |  | G2 Energy | MARSTON VALE | STATION ROAD |  | MARSTON MORETAINE | Beds | MK43 0PR | England | 500496 | 241723 | SUNDON 132kV | MARSTON RD GRID 132/33kV | MARSTON RD PRIMARY 33/11kV | 11kV | Eastern Power Networks plc | Wind onshore | Onshore wind turbines |  |  |  | 1.5 | [12 empty] | No | Connected | 1.5 | 1.5 | 1.5789 | - | - | 2014-03-26 | - | - | - | - | - | - | - | [6 empty] | 2020-11-13
Data not available |  | Buyinfo Ltd | EDGEFIELD HALL | HOLT ROAD |  | EDGEFIELD | Norfolk | NR24 2RS | England | 608300 | 335922 | NORWICH MAIN 132kV | SALL GRID 132kV | STODY PRIMARY 33kV | 11kV | Eastern Power Networks plc | waste | Steam-gas turbine (CCGT) |  |  |  | 1.4 | [12 empty] | No | Connected | 1.4 | 1.4 | 1.4737 | - | - | 2013-05-23 | - | - | - | - | - | - | - | [6 empty] | 2020-11-13
1030073236370 |  | CLp Envirogas Ltd | WATER HALL QUARRY LOWER | Lower Hatfield Road |  | Hertford | Herts | SG13 8LF | England | 529800 | 209970 | RYE HOUSE 132kV | WELWYN GRID 132KV | WEST HERTFORD PRIMARY 33/11kV | 11kV | Eastern Power Networks plc | Fossil gas | Steam-gas turbine (CCGT) |  |  |  | 1 | [12 empty] | No | Connected | 1 | 1 | 1.0526 | - | - | 2013-07-11 | - | - | - | - | - | - | - | [6 empty] | 2020-11-13
Data not available |  | RHH Associates Ltd | HELLESDON AMBULANCE STN |  |  | Norwich | Norfolk | NR6 5NA | England | 619876 | 311451 | NORWICH MAIN 132kV | EARLHAM GRID 132/33kV | EARLHAM WEST PRIMARY 33kV | LV | Eastern Power Networks plc | Fossil Gas | Steam turbine (thermal power plant) |  |  |  | 1 | [12 empty] | No | Connected | 1 | 1 | 1.0526 | - | - | 2012-10-17 | - | - | - | - | - | - | - | [6 empty] | 2020-11-13
1050000543260 |  | Anglian Water | FRING WTW GT BIRCHAM RD |  |  | Kings Lynn | Norfolk | PE31 6SH | England | 572751 | 333461 | WALPOLE GIS 132KV | KINGS LYNN GRID 132/33kV | SNETTISHAM PRIMARY 33/11kV | 11kV | Eastern Power Networks plc | Waste | Steam turbine (thermal power plant) |  |  |  | 1 | [12 empty] | No | Connected | 1 | 1 | 1.0526 | - | - | 2013-09-06 | - | - | - | - | - | - | - | [6 empty] | 2020-11-13
1050001008636 |  | Solar Inc Ltd | LAWRENCE END PARK | LAWRENCE END PETERS GREEN |  | Luton | Beds | LU2 8PF | England | 514077 | 219305 | SUNDON 132kV | LUTON SOUTH GRID 132/33kV | - | 11kV | Eastern Power Networks plc | solar | Photovoltaic |  |  |  | 10 | [12 empty] | No | Connected | 10 | 10 | 10.5263 | 0.1 | 0.10526 | 2015-12-18 | - | - | - | - | - | - | - | [6 empty] | 2020-11-13
1050000617257 |  | Alan Bartlett & Sons Ltd | CASITER STW PUMP LN |  |  | Norwich | Norfolk | NR30 5TE | England | 652261 | 311241 | NORWICH MAIN 132kV | GT YARMOUTH GRID 132/33kV | CAISTER PRIMARY 33/11kV | 33kV | Eastern Power Networks plc | solar | Photovoltaic |  |  |  | 1 | [12 empty] | No | Connected | 1 | 1 | 1.0526 | - | - | 2014-01-29 | - | - | - | - | - | - | - | [6 empty] | 2020-11-13
1030082063545 |  | Alan Bartlett & Sons Ltd | WHITEBRIDGE FM | ELY ROAD | LITTLEPORT | Walpole | Cambs | CB6 1RT | England | 556647 | 284654 | WALPOLE GIS 132KV | MARCH GRID 132/33kV | LITTLEPORT PRIMARY 33kV | 11kV | Eastern Power Networks plc | solar | Photovoltaic |  |  |  | 1 | [12 empty] | No | Connected | 1 | 1 | 1.0526 | - | - | 2012-07-23 | - | - | - | - | - | - | - | [6 empty] | 2020-11-13
Data not available |  | York Green Renewables Ltd | GALLEY HILL FARM | HEMINGFORD GREY |  | Eaton | Cambs | PE28 9HL | England | 528993 | 269414 | EATON SOCON GRID 132kV | HUNTINGDON GRID 132kV | GODMANCHESTER PRIMARY 33kV | 11kV | Eastern Power Networks plc | Wind onshore | Onshore wind turbines |  |  |  | 1 | [12 empty] | No | Connected | 1 | 1 | 1.0526 | - | - | 2012-10-31 | - | - | - | - | - | - | - | [6 empty] | 2020-11-13
Data not available |  | Wireless Edge Communications | ALDI RDC CHELSMFORD |  |  | Braintree | Essex | CM2 5AS | England | 573768 | 208484 | BRAINTREE 132kV | CHELMSFORD NORTH GRID 132/11kV | - | 11kV | Eastern Power Networks plc | solar | Photovoltaic |  |  |  | 1 | [12 empty] | No | Connected | 1 | 1 | 1.0526 | - | - | 2013-01-09 | - | - | - | - | - | - | - | [6 empty] | 2020-11-13
Data not available |  | Renewable Resources Ltd | SAINSBURY KINGS LYNN |  |  | Kings Lynn | Norfolk | PE30 4LP | England | 563203 | 318458 | WALPOLE GIS 132KV | KINGS LYNN GRID 132/33kV | HARDWICK RD PRIMARY 33/11kV | 11kV | Eastern Power Networks plc | Fossil Gas | Steam turbine (thermal power plant) |  |  |  | 1 | [12 empty] | No | Connected | 1 | 1 | 1.0526 | - | - | 2012-11-23 | - | - | - | - | - | - | - | [6 empty] | 2020-11-13
1023502548398 |  | Eco-Kinetics | WADE INTERNATIONAL HALSTEAD |  |  | Braintree | Essex | CO9 2SX | England | 582620 | 230301 | BRAINTREE 132kV | BRAINTREE LOCAL 132/33kV | HALSTEAD PRIMARY 33/11kV | 11kV | Eastern Power Networks plc | solar | Photovoltaic |  |  |  | 1 | [12 empty] | No | Connected | 1 | 1 | 1.0526 | - | - | 2013-06-26 | - | - | - | - | - | - | - | [6 empty] | 2020-11-13
1050000553374 |  | Lark Energy | THE HANGER WESTON COLVILLE |  |  | CAMBRIDGE | Cambs | CB21 5NR | England | 563455 | 250960 | BURWELL MAIN GRID 132kV | FULBOURN GRID 132/33kV | LINTON PRIMARY 33/11kV | 11kV | Eastern Power Networks plc | Solar | Photovoltaic |  |  |  | 1 | [12 empty] | No | Connected | 1 | 1 | 1.0526 | - | - | 2013-10-04 | - | - | - | - | - | - | - | [6 empty] | 2020-11-13
1050000529502 |  | York Green Renewables Ltd | STANTON HATCHERY | GROVE LANE |  | Bury St Edmunds | Suffolk | IP31 2BB | England | 597782 | 273291 | BRAMFORD GRID 132kV | THETFORD GRID 132/33kV | STANTON PRIMARY 33/11kV | 11kV | Eastern Power Networks plc | Solar | Photovoltaic |  |  |  | 1 | [12 empty] | No | Connected | 1 | 1 | 1.0526 | - | - | 2013-11-18 | - | - | - | - | - | - | - | [6 empty] | 2020-11-13
1050000811220 |  | Abbey Group cambridgeshire Ltd | FDG A-01 RAMSEY WINDFARM NO 2 | Ramsey |  | Huntingdon | Cambs | PE26 2SE | England | 527814 | 286445 | WALPOLE GIS 132KV | PETERBOROUGH CENTRAL 132kV | - | 11kV | Eastern Power Networks plc | Wind onshore | Onshore wind turbines |  |  |  | 8 | [12 empty] | Yes | Connected | 8 | 8 | 8.4211 | - | - | 2015-02-06 | - | - | - | - | - | - | - | [6 empty] | 2020-11-13
Data not available |  | Emotion Energy Solar Ltd | WF REFRIDGERATION 1 | 35 BRYGGEN RD |  | Kings Lynn | Norfolk | PE30 2HZ | England | 563043 | 321723 | WALPOLE GIS 132KV | KINGS LYNN GRID 132/33kV | AUSTIN STREET PRIMARY 33/11kV | 33kV | Eastern Power Networks plc | Solar | Photovoltaic |  |  |  | 1 | [12 empty] | No | Accepted to Connect | - | - | - | - | - | - | 1 | 1 | 1.0526 | - | - | 2014-03-10 | - | [6 empty] | 2020-11-13
1050001385106 |  | Anglian Water Services Ltd | HEIGHAM Water Treatment Works |  |  | Norwich | Norfolk | NR2 4DA | England | 621523 | 309654 | NORWICH MAIN 132kV | EARLHAM GRID 132/33kV | EARLHAM WEST PRIMARY 33/11kV | 11kV | Eastern Power Networks plc | Solar | Photovoltaic |  |  |  | 1 | [12 empty] | No | Accepted to Connect | - | - | - | - | - | - | 1 | 1 | 1.0526 | - | - | 2013-09-18 | - | [6 empty] | 2020-11-13
1050000810937 |  | Lightsource Renewable Energy Ltd | LIGHT SOURCE GRID (MUNCEY PV SOLAR PARK) |  |  | Whaddon | Herts | SG8 9NW | England | 538060 | 242900 | WYMONDLEY MAIN 132kV | MELBOURN SOLAR 132kV | - | 11kV | Eastern Power Networks plc | solar | Photovoltaic |  |  |  | 45 | [12 empty] | No | Connected | 45 | 45 | 47.3684 | - | - | 2015-03-16 | - | - | - | - | - | - | - | [6 empty] | 2020-11-13
1050001099689 |  | UK Power Solutions | BLOCK E ENERGY CENTRE (G) | WEST HENDON REGENERATION |  | Mill Hill | London | NW9 7QA | England | 521940 | 187980 | MILL HILL 132kV | COLINDALE GRID 132/11kV | - | 132kV | Eastern Power Networks plc | Fossil Gas | Steam-gas turbine (CCGT) |  |  |  | 1.2 | [12 empty] | No | Connected | 1.2 | 1.2 | 1.2632 | - | - | 2016-09-08 | - | - | - | - | - | - | - | [6 empty] | 2020-11-13
1050001197864 |  | AssetGen Partner Ltd | ADVANCED THERMATREATMENT PLANT | RATTYS LANE |  | HODDESDON | Herts | EN11 0RF | England | 538798 | 208872 | RYE HOUSE 132kV | RYE HOUSE GRID 33kV | - | 11kV | Eastern Power Networks plc | Fossil gas | Gas turbine (OCGT) |  |  |  | 1 | [12 empty] | No | Connected | 1 | 1 | 1.0526 | - | - | 2016-10-01 | - | - | - | - | - | - | - | [6 empty] | 2020-12-14
1050001078651 |  | RES UK & Ireland Limited | TURNCOLE WIND FARM |  |  | SOUTHMINSTER | Essex | CM0 8NE | England | 598484 | 196719 | RAYLEIGH MAIN 132KV | FLEETHALL GRID | - | 11kV | Eastern Power Networks plc | Wind onshore | Onshore wind turbines |  |  |  | 18.4 | [12 empty] | No | Connected | 18.4 | 18.4 | 19.3684 | - | - | 2016-12-01 | - | - | - | - | - | - | - | [6 empty] | 2020-11-13
1050001036660 |  | Forenergy | FDG A-13 BIGGIN LANE RAMSEY SOLAR ICP (G) |  |  | Ramsey | Cambs | PE26 1BB | England | 527000 | 284900 | WALPOLE GIS 132KV | PETERBOROUGH CENTRAL 132kV | PETERBOROUGH CENTRAL 33kV | 33kV | Eastern Power Networks plc | solar | Photovoltaic |  |  |  | 4.95 | [12 empty] | Yes | Connected | 4.95 | 4.95 | 5.2105 | - | - | 2016-03-30 | - | - | - | - | - | - | - | [6 empty] | 2020-12-14
1050000841917 |  | ESM Power Ltd | FDG B-01 COLTISHALL SOLAR PARK | BARTON ROAD |  | Coltishall | Norfolk | NR10 5AJ | England | 626071 | 323041 | NORWICH MAIN 132kV | THORPE GRID 132/11kV | - | 33kV | Eastern Power Networks plc | solar | Photovoltaic |  |  |  | 40 | [12 empty] | Yes | Connected | 40 | 40 | 42.1053 | - | - | 2015-03-28 | - | - | - | - | - | - | - | [6 empty] | 2021-03-12
1030074559563 |  | Triodos Renewables | KESSINGLAND WIND FARM |  |  | Lowestoft | Suffolk | NR33 7TF | England | 651340 | 286220 | BRAMFORD GRID 132kV | ILKETSHALL GRID 132kV | HENSTEAD PRIMARY 33/11kV | 33kV | Eastern Power Networks plc | Wind onshore | Onshore wind turbines |  |  |  | 4.1 | [12 empty] | No | Connected | 4.1 | 4.1 | 4.3158 | - | - | 2011-06-07 | - | - | - | - | - | - | - | [6 empty] | 2020-11-13
1050001036689 |  | The Abbey Group | FDG A-14 HONEYSOME ROAD |  |  | CHATTERIS | Cambs | PE16 6TG | England | 538260 | 286260 | WALPOLE GIS 132KV | MARCH GRID 132/33kV | - | 11kV | Eastern Power Networks plc | solar | Photovoltaic |  |  |  | 5 | [12 empty] | Yes | Connected | 5 | 5 | 5.2632 | - | - | 2016-03-24 | - | - | - | - | - | - | - | [6 empty] | 2020-11-13
Data not available |  | NIFES Consulting Group | WATFORD HOSP | VICARAGE RD |  | Watford | Herts | WD18 0HB | England | 510484 | 195679 | WATFORD SOUTH 132kV | HOLYWELL GRID 132/11kV | - | 33kV | Eastern Power Networks plc | Fossil oil | Engine (combustion / reciprocating) |  |  |  | 2.2 | [12 empty] | No | Connected | 2.2 | 2.2 | 2.3158 | - | - | 2016-11-23 | - | - | - | - | - | - | - | [6 empty] | 2021-12-14
1050000946034 |  | Island Green Power | FDG B-02 STONEHOUSE ROAD |  |  | Norwich | Norfolk | NR13 6EZ | England | 629580 | 315210 | NORWICH MAIN 132kV | THORPE GRID 132/11kV | - | 11kV | Eastern Power Networks plc | solar | Photovoltaic |  |  |  | 5 | [12 empty] | No | Connected | 5 | 5 | 5.2632 | - | - | 2015-11-12 | - | - | - | - | - | - | - | [6 empty] | 2020-11-13
1050001299965 |  | UK Sustainable Energy Limited | POTTERS BAR SOLAR FARM | Cranborne Road |  | Potters Bar | Herts | EN6 3JR | England | 524300 | 202480 | ELSTREE AIS 132KV | HATFIELD GRID 132kV | WEST POTTERS BAR PRIMARY 33/11kV | 33kV | Eastern Power Networks plc | solar | Photovoltaic |  |  |  | 4.5 | [12 empty] | No | Connected | 4.5 | 4.5 | 4.7368 | - | - | 2017-03-31 | - | - | - | - | - | - | - | [6 empty] | 2020-11-13
1050001052184 |  | UK PowerReserve Ltd | EASTMAN WAY |  |  | HEMEL HEMPSTEAD | Herts | HP2 7DU | England | 507400 | 209100 | ELSTREE AIS 132KV | PICCOTTS END GRID 132kV | - | 11kV | Eastern Power Networks plc | Fossil oil | Engine (combustion / reciprocating) |  |  |  | 20 | [12 empty] | No | Connected | 20 | 20 | 21.0526 | - | - | 2017-04-12 | - | - | - | - | - | - | - | [6 empty] | 2021-12-14
1050000914900 |  | Royal Haskoning DHV | BRITISH SUGAR | HOLLOW ROAD |  | BURY ST EDMUNDS | Suffolk | IP32 7BB | England | 586228 | 265295 | BRAMFORD GRID 132kV | BURY GRID 132/33kV | - | 33kV | Eastern Power Networks plc | Biofuel biogas from anaerobic digestion (excluding landfill & sewage) | Steam-gas turbine (CCGT) |  |  |  | 5 | [12 empty] | No | Connected | 5 | 5 | 5.2632 | - | - | 2016-01-01 | - | - | - | - | - | - | - | [6 empty] | 2020-12-14
1050001021423 |  | Solarcentury Holdings Limited | FDG B-12 LAND NEAR PERCH LAKE | Bunns Hill | NORTH WALSHAM | Norwich | Norfolk | NR28 0JA | England | 617800 | 324900 | NORWICH MAIN 132kV | THORPE GRID 132/11kV | NORTH WALSHAM SW STN 33kV | 11kV | Eastern Power Networks plc | solar | Photovoltaic |  |  |  | 3.85 | [12 empty] | Yes | Connected | 3.85 | 3.85 | 4.0526 | - | - | 2016-02-01 | - | - | - | - | - | - | - | [6 empty] | 2020-11-13
1050001028474 |  | Solarcentury Holdings Limited | FDG B-13 ROOKERY BUS PARK / SCHOOL LANE (G) | SPOONER LANE SOLAR PARK |  | WYMONDHAM | NORFOLK | NR18 9JN | England | 609700 | 298400 | NORWICH MAIN 132kV | SALL GRID 132kV | - | 33kV | Eastern Power Networks plc | solar | Photovoltaic |  |  |  | 3.85 | [12 empty] | No | Connected | 3.85 | 3.85 | 4.0526 | - | - | 2016-02-06 | - | - | - | - | - | - | - | [6 empty] | 2020-11-13
Data not available |  | Sun & Soil Solar Farms | Martells Quarry | Ardleigh |  | Colchester | Essex | CO7 4JG | England | 605210 | 202810 | BRAMFORD GRID 132kV | LAWFORD GRID 132kV | FOXASH PRIMARY 33/11kV | 11 | Eastern Power Networks plc | Solar | Photovoltaic |  |  |  | 1 | [12 empty] | No | Accepted to Connect | - | - | - | - | - | - | 1 | 1 | 1.0526 | - | - | 01.02/2016 | - | [6 empty] | 2022-01-17
1050000619184 |  | Thames Water Utilities | RYE MEADS STW |  |  | STANSTEAD ABBOTS | Herts | SG12 8JY | England | 539260 | 210390 | RYE HOUSE 132kV | RYE HOUSE GRID 33kV | RYE HOUSE LOCAL PRIMARY 33/11kV | 33kV | Eastern Power Networks plc | Waste | Steam-gas turbine (CCGT) |  |  |  | 1.6 | [12 empty] | No | Connected | 1.6 | 1.6 | 1.6842 | - | - | 2016-10-01 | - | - | - | - | - | - | - | [6 empty] | 2020-11-13
1050001028553 |  | Solarcentury Holdings Ltd | FDG B-10 MANOR HOUSE FARM | OULTON AIRFIELD |  | Norwich | Norfolk | NR11 6NY | England | 613200 | 327400 | NORWICH MAIN 132kV | SALL GRID 132kV | - | 11kV | Eastern Power Networks plc | solar | Photovoltaic |  |  |  | 10 | [12 empty] | Yes | Connected | 10 | 10 | 10.5263 | - | - | 2016-02-13 | - | - | - | - | - | - | - | [6 empty] | 2020-11-13
1050001008672 |  | Genatec Ltd | FDG B-07 FROGS LOKE SOLAR FARM |  |  | Norwich | Norfolk | NR28 9LZ | England | 629457 | 327771 | NORWICH MAIN 132kV | THORPE GRID 132/11kV | NORTH WALSHAM PRIMARY 33/11kV | 33kV | Eastern Power Networks plc | solar | Photovoltaic |  |  |  | 4 | [12 empty] | Yes | Connected | 4 | 4 | 4.2105 | - | - | 2015-12-23 | - | - | - | - | - | - | - | [6 empty] | 2020-11-13
1050000911797 |  | PowerCon (UK) Ltd | UNITS 1&2 MIDLAND EST ICP (G) ESSEX |  |  | Warley | Essex | RM13 8RH | England | 551420 | 182610 | WARLEY GRID 132KV | PURFLEET GRID | MANOR WAY PRIMARY | 11kV | Eastern Power Networks plc | Biofuel biogas from anaerobic digestion (excluding landfill & sewage) | Steam-gas turbine (CCGT) |  |  |  | 1.9 | [12 empty] | No | Connected | 1.9 | 1.9 | 2 | - | - | 2016-04-05 | - | - | - | - | - | - | - | [6 empty] | 2020-11-13
Data not available |  | Sunfarming UK Ltd | WICKHAM HALL | HADHAM ROAD |  | Bishops Stortford | Herts | CM23 1JG | England | 547423 | 223042 | PELHAM GRID 132kV | BISHOPS STORTFORD GRID 132/33kV | - | 11kV | Eastern Power Networks plc | Solar | Photovoltaic |  |  |  | 10 | [12 empty] | No | Accepted to Connect | - | - | - | - | - | - | 10 | 10 | 10.5263 | 0 | 0 | 2015-09-10 | - | [6 empty] | 2020-11-13
Data not available |  | Redacted | PH 2 CU-MINING DAGENHAM |  |  | Dagenham | Essex | Rm9 | England |  |  | BARKING 132 | - | - | 33kV | Eastern Power Networks plc | Fossil Gas | Steam-gas turbine (CCGT) |  |  |  | 25 | [12 empty] | No | Accepted to Connect | - | - | - | - | - | - | 25 | 25 | 26.3158 | 0 | 0 | 2015-04-17 | - | [6 empty] | 2020-11-13
1050001439417 |  | Plutus Powergen | CLIFF QUAY, IPSWICH | IPSWICH |  | Ipswich | Suffolk | IP3 0AT | England | 629030 | 242310 | BRAMFORD GRID 132kV | CLIFF QUAY GRID 132/33kV | - | 132kV | Eastern Power Networks plc | Fossil oil | Engine (combustion / reciprocating) |  |  |  | 40 | [12 empty] | No | Connected | 40 | 40 | 42.1053 | 0.52 | 0.54737 | 2018-01-14 | - | - | - | - | - | - | - | [6 empty] | 2021-12-14
1050001047263 |  | Haymaker Energy Ltd | DRAYTON MEAD FARM |  |  | AYLESBURY | Herts | HP22 5DY | England | 487250 | 215250 | SUNDON 132kV | AYLESBURY EAST GRID 132/33kV | - | 132kV | Eastern Power Networks plc | solar | Photovoltaic |  |  |  | 4.5 | [12 empty] | No | Connected | 4.5 | 4.5 | 4.7368 | - | - | 2016-03-30 | - | - | - | - | - | - | - | [6 empty] | 2020-11-13
1050001047290 |  | Lightsource Renewable Energy Ltd | FDG B-29 LAND SOUTH OF BRICK KILN LANE | MULBARTON |  | NORWICH | Norfolk | NR14 8AJ | England | 620580 | 299990 | NORWICH MAIN 132kV | TROWSE GRID 132kV | MULBARTON PRIMARY 33kV | 33kV | Eastern Power Networks plc | solar | Photovoltaic |  |  |  | 3.75 | [12 empty] | Yes | Connected | 3.75 | 3.75 | 3.9474 | - | - | 2016-03-15 | - | - | - | - | - | - | - | [6 empty] | 2020-11-13
1050001054242 |  | UK Power Reserve Ltd | MOWLEM TRADING ESTATE LONDON |  |  | Tottenham | London | N17 0QJ | England | 535200 | 191500 | TOTTENHAM 132kV | TOTTENHAM GRID 132kV | - | 11kV | Eastern Power Networks plc | Fossil gas | Gas turbine (OCGT) |  |  |  | 20 | [12 empty] | No | Connected | 20 | 20 | 21.0526 | - | - | 2017-04-05 | - | - | - | - | - | - | - | [6 empty] | 2020-11-13
Data not available |  | Highfield Wind Energy Ltd | HIGHFIELD FARM | LITTINGTON ROAD |  | ROYSTON | Herts | SG8 9NT | England | 533565 | 240361 | WYMONDLEY MAIN 132kV | LETCHWORTH GRID 132/33kV | - | 33kV | Eastern Power Networks plc | Fossil oil | Engine (combustion / reciprocating) |  |  |  | 13.5 | [12 empty] | No | Accepted to Connect | - | - | - | - | - | - | 13.5 | 13.5 | 14.2105 | - | - | 2013-02-06 | - | [6 empty] | 2021-12-14
Data not available |  | REG Ockendon Solar Ltd | OCKENDON SOLAR FARM | OCKENDON SOLAR FARM | HALL LANE | Thurrock | Essex | RM15 6SL | England | 560850 | 183240 | WARLEY GRID 132KV | - | - | 33kV | Eastern Power Networks plc | Solar | Photovoltaic |  |  |  | 90 | [12 empty] | No | Accepted to Connect | - | - | - | - | - | - | 90 | 90 | 94.7368 | 20 | 21.0526 | 2015-11-11 | - | [6 empty] | 2020-11-13
Data not available |  | Chaldean Estate Ltd | THE OLD GRAIN STORE | BROMLEY LANE |  | MUCH HADHAM | HERTFORDSHIRE | SG10 6HU | England | 542039 | 220634 | RYE HOUSE 132kV | RYE HOUSE GRID 33kV | MUCH HADHAM PRIMARY 33/11kV | 132kV | Eastern Power Networks plc | Solar | Photovoltaic |  |  |  | 2.5 | [12 empty] | No | Accepted to Connect | - | - | - | - | - | - | 2.5 | 2.5 | 2.6316 | 0 | 0 | 2015-07-24 | - | [6 empty] | 2020-12-14
1050000961965 |  | LIGHTSOURCE RENEWABLE DEVELOPMENT LIMITED | BIRCH GRAVEL PIT BIRCH |  |  | COLCHESTER | Essex | CO2 0NU | England | 593240 | 219840 | RAYLEIGH MAIN 132KV | ABBERTON GRID 132/33kV | - | 11kV | Eastern Power Networks plc | solar | Photovoltaic |  |  |  | 6.15 | [12 empty] | No | Connected | 6.15 | 6.15 | 6.4737 | - | - | 2015-12-31 | - | - | - | - | - | - | - | [6 empty] | 2020-11-13
1050001368485 |  | Crofton Design | TEMPLE FARM | SHIP RD |  | Chelmsford | Essex | CM2 8XB | England | 570900 | 200750 | RAYLEIGH MAIN 132KV | CHELMSFORD EAST GRID 132/33kV | WEST HANNINGFIELD PRI 33/11kV | 33kV | Eastern Power Networks plc | solar | Photovoltaic |  |  |  | 1.7 | [12 empty] | No | Connected | 1.7 | 1.7 | 1.7895 | - | - | 2019-04-23 | - | - | - | - | - | - | - | [6 empty] | 2020-11-13
1050001060060 |  | Raybridge Corporation | MILLFIELD FARM | DUNSTABLE |  | Sundon | Beds | LU6 3QP | England | 505400 | 218600 | SUNDON 132kV | HOUGHTON REGIS GRID 132/33kV | - | 33kV | Eastern Power Networks plc | solar | Photovoltaic |  |  |  | 4.999 | [12 empty] | No | Connected | 4.999 | 4.999 | 5.2621 | - | - | 2016-03-30 | - | - | - | - | - | - | - | [6 empty] | 2020-11-13
Data not available |  | FULL CIRCLE ENERGY LTD | UNIVERSITY OF ESSEX | COLCHESTER PARK | WIVENHOE | Colchester | Essex | CO4 3SQ | England | 602815 | 223876 | BRAMFORD GRID 132kV | COLCHESTER GRID 132/25kV | - | 33kV | Eastern Power Networks plc | Biofuel biogas from anaerobic digestion (excluding landfill & sewage) | Steam-gas turbine (CCGT) |  |  |  | 1.2 | [12 empty] | No | Accepted to Connect | - | - | - | - | - | - | 1.2 | 1.2 | 1.2632 | 0 | 0 | 2016-01-19 | - | [6 empty] | 2020-11-13
1023479942844 |  | Novera Energy Generation | ATTLEBRIDGE LAND FILL SITE | Attlebridge |  | Norwich | Norfolk | NR29 5TD | England | 614690 | 316120 | NORWICH MAIN 132kV | NORWICH MAIN 132kV | HORSFORD PRIMARY 33/11kV | 132kV | Eastern Power Networks plc | Biofuel landfill gas | Engine (combustion / reciprocating) |  |  |  | 1.065 | [12 empty] | No | Connected | 1.065 | 1.065 | 1.1211 | - | - | 2016-03-04 | - | - | - | - | - | - | - | [6 empty] | 2020-11-13
1050001036624 |  | Abbey Group Ltd | FDG A-16 BURY GREEN LANE FARM | FUNTHAMS LANE |  | PETERBOROUGH | Cambs | PE7 2PB | England | 524061 | 296956 | WALPOLE GIS 132KV | PETERBOROUGH CENTRAL 132kV | - | 11kV | Eastern Power Networks plc | solar | Photovoltaic |  |  |  | 5 | [12 empty] | Yes | Connected | 5 | 5 | 5.2632 | 0.095 | 0.1 | 2016-03-30 | - | - | - | - | - | - | - | [6 empty] | 2020-11-13
1050001915560 |  | Solar Inc Ltd | DOMINIC PETRE OF HUTTON BATTERY BANK | MOUNTNESSING |  | Brentwood | Essex | CM13 1BZ | England | 563080 | 195610 | WARLEY GRID 132KV | SHENFIELD GRID 132/33kV | - | 33kV | Eastern Power Networks plc | Stored Energy (all stored energy irrespective of the original energy source) | Battery |  |  |  | 10 | [12 empty] | No | Connected | 10 | 10 | 10.5263 | 10 | 10.5263 | 2019-11-26 | - | - | - | - | - | - | [7 empty] | 2020-11-13
1050001228885 |  | AMK | DEEPHAMS STW |  |  | Tottenham | Norfolk | N9 0BA | England | 535710 | 193660 | TOTTENHAM 132kV | PALMERS GRN GRID 132/33kV | CENTRAL EDMONTON PRIMARY 33/11kV | 33kV | Eastern Power Networks plc | Fossil oil | Engine (combustion / reciprocating) |  |  |  | 9 | [12 empty] | No | Connected | 9 | 9 | 9.4737 | 12 | 12.6316 | 2018-06-01 | - | - | - | - | - | - | - | [6 empty] | 2021-12-14
Data not available |  | Colchester Borough | Batch 2 Application. 500 Properties |  |  | COLCHESTER | Essex | CO4 5WH | England | 599904 | 226540 | BRAMFORD GRID 132kV | COLCHESTER GRID 132kV | MERSEA RD PRIMARY 33/11kV | 33kV | Eastern Power Networks plc | Solar | Photovoltaic |  |  |  | 1.734 | [12 empty] | No | Accepted to Connect | - | - | - | - | - | - | 1.734 | 1.734 | 1.8253 | AUX | AUX | 2015-08-26 | To be confirmed | [6 empty] | 2020-11-13
1050001134359 |  | Agrivert Ltd | COURSERS FARM | Colney Heath |  | St Albans | Herts | AL4 0PG | England | 519730 | 204970 | ELSTREE AIS 132KV | HATFIELD GRID 132kV | HATFIELD PRIMARY 33/11kV | LV | Eastern Power Networks plc | Fossil gas | Steam-gas turbine (CCGT) |  |  |  | 3.3 | [12 empty] | No | Connected | 3.3 | 3.3 | 3.4737 | - | - | 2016-10-01 | - | - | - | - | - | - | - | [6 empty] | 2020-11-13
Data not available |  | Tower Bridge Ventures | PORT OF LONDON |  |  | STANFORD LE HOPE | Essex | SS17 9PD | England | 571988 | 182384 | TILBURY 132KV TEE POINT | SHELL GRID | - | 11kV | Eastern Power Networks plc | Fossil Gas | Steam-gas turbine (CCGT) |  |  |  | 40 | [12 empty] | No | Accepted to Connect | - | - | - | - | - | - | 40 | 40 | 42.1053 | 0 | 0 | 2016-02-22 | - | [6 empty] | 2020-11-13
Data not available |  | Northumbrian Water TA Essex and Suffolk Water | LOWER HALL LANE |  |  | Chingford | LONDON | E4 8JQ | England | 536499 | 192567 | TOTTENHAM 132kV | TOTTENHAM GRID 132/11kV | - | 132kV | Eastern Power Networks plc | Fossil oil | Engine (combustion / reciprocating) |  |  |  | 2.27 | [12 empty] | No | Connected | 2.27 | 2.27 | 2.3895 | - | - | 2016-03-01 | - | - | - | - | - | - | - | [6 empty] | 2021-12-14
Data not available |  | Global Heat Source | Colchester Borough Homes, Batch 3, Phase 1. |  |  | COLCHESTER | Essex | CO3 3TT | England | 598050 | 224080 | RAYLEIGH MAIN 132KV | COLCHESTER GRID 132kV | PARSONS HEATH PRIMARY 33/11kV | 11kV | Eastern Power Networks plc | Solar | Photovoltaic |  |  |  | 1.016 | [12 empty] | No | Connected | 1.016 | 1.016 | 1.0695 | - | - | 2017-03-23 | - | - | - | - | - | - | - | [6 empty] | 2021-05-17
1050001466304 |  | Plutus Powergen | LAND AT ERNEST NUNN ROAD |  |  | STOWMARKET | Suffolk | IP14 2ED | England | 606330 | 256820 | BRAMFORD GRID 132kV | STOWMARKET GRID 132kV | - | LV | Eastern Power Networks plc | Fossil oil | Engine (combustion / reciprocating) |  |  |  | 40 | [12 empty] | No | Connected | 40 | 40 | 42.1053 | 0.52 | 0.54737 | 2017-11-19 | - | - | - | - | - | - | - | [6 empty] | 2021-12-14
1023506027140 |  | ANGLIAN WATER SERVICES | LOWESTOFT WWTC |  |  | Lowestoft | Norfolk | NR32 5LB | England | 653420 | 297850 | NORWICH MAIN 132kV | GORLESTON GRID 132/33kV | BRADWELL PRIMARY 33/11kV | LV | Eastern Power Networks plc | Fossil oil | Engine (combustion / reciprocating) |  |  |  | 2.3 | [12 empty] | No | Connected | 2.3 | 2.3 | 2.4211 | - | - | 2002-02-28 | - | - | - | - | - | - | - | [6 empty] | 2021-12-14
1023477820860 |  | ANGLIAN WATER SERVICES LTD | WHITLINGHAM SEWAGE WORKS | WHITLINGHAM SEWAGE WORKS | Whitlingham Lane, Kirby Bedon | Norwich | Norfolk | NR14 8TZ | England | 627820 | 307620 | NORWICH MAIN 132kV | THORPE GRID 132/11kV | THORPE GRID 132/11kV | 11kV | Eastern Power Networks plc | Fossil oil | Engine (combustion / reciprocating) |  |  |  | 1.75 | [12 empty] | No | Connected | 1.75 | 1.75 | 1.8421 | - | - | 2005-11-06 | - | - | - | - | - | - | - | [6 empty] | 2021-12-14
1030073208772 |  | Anglian Water | SEWAGE TREATMENT WORKS - PHS II |  |  | Ipswich | Suffolk | IP3 0ET | England | 617680 | 241919 | BRAMFORD GRID 132kV | CLIFF QUAY GRID 132/33kV | FORE HAMLET PRIMARY 33/11kV | 11kV | Eastern Power Networks plc | Fossil gas | Gas turbine (OCGT) |  |  |  | 2.4 | [12 empty] | No | Connected | 2.4 | 2.4 | 2.5263 | 1.2 | 1.2632 | 2011-03-18 | - | - | - | - | - | - | - | [6 empty] | 2021-01-15
1030006718533 |  | Norfolk County Council | SNETTERTON LANDFILL GENERATION | Harling Road | Snetterton | Norwich | Norfolk | NR16 2JU | England | 601400 | 289800 | BRAMFORD GRID 132kV | DISS GRID 132kV | KENNINGHALL PRIMARY 33/11kV | 11kV | Eastern Power Networks plc | Fossil gas | Gas turbine (OCGT) |  |  |  | 1.46 | [12 empty] | No | Connected | 1.46 | 1.46 | 1.5368 | - | - | 2005-05-04 | - | - | - | - | - | - | - | [6 empty] | 2020-11-13
1030073340569 |  | ANGLIAN WATER SERVICES | BASILDON STW |  | Courtauld Road | BASILDON | Essex | SS13 1DB | England | 573560 | 190670 | RAYLEIGH MAIN 132KV | NEVENDON GRID 132/33kV | CHALVEDON PRIMARY | 11kV | Eastern Power Networks plc | Fossil gas | Gas turbine (OCGT) |  |  |  | 1.2 | [12 empty] | No | Connected | 1.2 | 1.2 | 1.2632 | - | - | 2011-03-15 | - | - | - | - | - | - | - | [6 empty] | 2020-11-13
1023470533312 |  | NON FOSSIL PURCHASING AGENCY | NPOWER LIMITED - FOXHALL LANDFILL SITE |  | Foxhall Road | Ipswich | Suffolk | IP10 0HT | England | 624960 | 243070 | BRAMFORD GRID 132kV | CLIFF QUAY GRID 132/33kV | MARTLESHAM PRIMARY 33/11kV | 11kV | Eastern Power Networks plc | Fossil gas | Gas turbine (OCGT) |  |  |  | 1.175 | [12 empty] | No | Connected | 1.175 | 1.175 | 1.2368 | - | - | 1996-08-01 | - | - | - | - | - | - | - | [6 empty] | 2020-11-13
1014571868965 |  | LASER | CRANFIELD UNIVERSITY |  |  | Sundon | Beds | MK43 0AL | England | 520730 | 271030 | SUNDON 132kV | WESTONING GRID 132/33kV | BROGBOROUGH PRIMARY 33kV | 11kV | Eastern Power Networks plc | Fossil Gas | Gas turbine (OCGT) |  |  |  | 1.75 | [12 empty] | No | Connected | 1.75 | 1.75 | 1.8421 | - | - | 2011-01-11 | - | - | - | - | - | - | - | [6 empty] | 2021-01-15
1023490095739 |  | INFINIS LTD | GREENWAY WASTE MANAGEMENT - HANSON AVELEY LANDFILL SITE |  |  | SOUTH OCKENDON | Essex | RM15 4HL | England | 555060 | 180740 | WARLEY GRID 132KV | PURFLEET GRID | RAINHAM PRIMARY | 11kV | Eastern Power Networks plc | Fossil gas | Steam-gas turbine (CCGT) |  |  |  | 6 | [12 empty] | No | Connected | 6 | 6 | 6.3158 | - | - | 1999-08-23 | - | - | - | - | - | - | - | [6 empty] | 2021-01-15
1023545864976 |  | INFINIS LTD | AVELEY LANDFILL SITE - PHS 2 |  |  | SOUTH OCKENDON | Essex | RM15 4HL | England | 555060 | 180740 | WARLEY GRID 132KV | PURFLEET GRID | PURFLEET PRIMARY | 11kV | Eastern Power Networks plc | Fossil gas | Steam-gas turbine (CCGT) |  |  |  | 2.1 | [12 empty] | No | Connected | 2.1 | 2.1 | 2.2105 | - | - | 2006-07-26 | - | - | - | - | - | - | - | [6 empty] | 2021-01-15
1050000597089 |  | TESCO PLC | TESCO DISTRIBUTION CENTRE |  |  | RAINHAM | Essex | RM13 8GJ | England | 550580 | 182610 | WARLEY GRID 132KV | PURFLEET GRID | RAINHAM PRIMARY | 11kV | Eastern Power Networks plc | Fossil Gas | Steam-gas turbine (CCGT) |  |  |  | 1.2 | [12 empty] | No | Connected | 1.2 | 1.2 | 1.2632 | - | - | 2012-09-11 | - | - | - | - | - | - | - | [6 empty] | 2021-01-15
1030081179657 |  | ADM PURA FOODS LTD | PURA FOODS UNILEVER BESTFOODS | London Road |  | Purfleet | Essex | RM19 1SD | England | 556780 | 177100 | WARLEY GRID 132KV | PURFLEET GRID | PURFLEET PRIMARY | 11kV | Eastern Power Networks plc | Fossil Gas | Steam-gas turbine (CCGT) |  |  |  | 5.2 | [12 empty] | No | Connected | 5.2 | 5.2 | 5.4737 | - | - | 1998-02-06 | - | - | - | - | - | - | - | [6 empty] | 2021-06-14
1030005550366 |  | Infinis Energy Services Ltd | WASTE RECYCLING SITE | Sandy Lane |  | Purfleet | Essex | RM15 4XP | England | 555040 | 180710 | WARLEY GRID 132KV | PURFLEET GRID | PURFLEET PRIMARY | 11kV | Eastern Power Networks plc | Fossil gas | Steam-gas turbine (CCGT) |  |  |  | 2.92 | [12 empty] | No | Connected | 2.92 | 2.92 | 3.0737 | - | - | 2004-08-05 | - | - | - | - | - | - | - | [6 empty] | 2021-01-15
1030074763118 |  | GLAXO SMITH KLINE | GLAXO SMITH KLINE R&D | Park Road |  | Ware | Herts | SG12 0DP | England | 523820 | 221830 | RYE HOUSE 132kV | RYE HOUSE 132/33kV | GLAXO PRIMARY 33/11kV | 11kV | Eastern Power Networks plc | Fossil Gas | Steam-gas turbine (CCGT) |  |  |  | 4 | [12 empty] | No | Connected | 4 | 4 | 4.2105 | - | - | 2011-02-08 | - | - | - | - | - | - | - | [6 empty] | 2021-01-15
1030045128531 |  | MCCAIN FOODS (G.B.) LIMITED | MCCAINS FOODS | FUNTHAMS LANE |  | Walpole | Cambs | PE7 2PG | England | 523780 | 297300 | WALPOLE GIS 132KV | PETERBOROUGH CENTRAL 33kV | FUNTHAMS LN PRIMARY 33/11kV | 11kV | Eastern Power Networks plc | Wind onshore | Onshore wind turbines |  |  |  | 8 | [12 empty] | No | Connected | 8 | 8 | 8.4211 | - | - | 2007-07-28 | - | - | - | - | - | - | - | [6 empty] | 2021-01-15
1030077960112 |  | HALLWICK ENERGY | BUTTERMILK HALL FARM |  |  | BUNTINGFORD | Herts | SG9 9RH | England | 534140 | 229270 | WYMONDLEY MAIN 132kV | STEVENAGE GRID 132/33kV | CHERRY GRN PRIMARY 33kV | 11kV | Eastern Power Networks plc | Fossil gas | Steam-gas turbine (CCGT) |  |  |  | 1.06 | [12 empty] | No | Connected | 1.06 | 1.06 | 1.1158 | - | - | 2012-05-01 | - | - | - | - | - | - | - | [6 empty] | 2021-01-15
1030040202855 |  | CAMGRAIN | CAMGRAIN | LONDON ROAD |  | Cambridge | Cambs | CB21 4HH | England | 556640 | 254370 | BURWELL MAIN GRID 132kV | BURWELL LOCAL GRID 132/33kV | LINTON PRIMARY 33/11kV | 11kV | Eastern Power Networks plc | Fossil Gas | Steam-gas turbine (CCGT) |  |  |  | 3 | [12 empty] | No | Connected | 3 | 3 | 3.1579 | - | - | 2010-10-04 | - | - | - | - | - | - | - | [6 empty] | 2021-01-15
1023478541454 |  | NON FOSSIL PURCHASING AGENCY | ARLESEY LANDFILL SITE | MILL LANE |  | ARLESEY | Herts | SG15 6RF | England | 518850 | 235400 | WYMONDLEY MAIN 132kV | LETCHWORTH GRID 132/33kV | WEST LETCHWORTH PRIMARY 33kV | 11kV | Eastern Power Networks plc | Fossil gas | Steam-gas turbine (CCGT) |  |  |  | 3 | [12 empty] | No | Connected | 3 | 3 | 3.1579 | - | - | 1998-06-01 | - | - | - | - | - | - | - | [6 empty] | 2021-01-15
1023514116247 |  | VIRIDIS ENERGY (NORGEN) LIMITED | WARBOYS LANDFILL SITE | Puddock Road |  | Huntingdon | Cambs | PE28 2UB | England | 530980 | 281940 | EATON SOCON GRID 132kV | HUNTINGDON GRID 132kV | BURY PRIMARY 33/11kV | 11kV | Eastern Power Networks plc | Fossil gas | Steam-gas turbine (CCGT) |  |  |  | 3 | [12 empty] | No | Connected | 3 | 3 | 3.1579 | 0.04 | 0.042105 | 2005-03-22 | - | - | - | - | - | - | - | [6 empty] | 2020-11-13
1030056990789 |  | REG RAMSEY LTD | RAMSEY WIND TURBINE |  |  | Huntingdon | Cambs | PE26 2SL | England | 527680 | 286500 | EATON SOCON GRID 132kV | HUNTINGDON GRID 132kV | BURY PRIMARY 33/11kV | 11kV | Eastern Power Networks plc | Wind onshore | Onshore wind turbines |  |  |  | 2 | [12 empty] | No | Connected | 2 | 2 | 2.1053 | 0.05 | 0.052632 | 2008-08-28 | - | - | - | - | - | - | - | [6 empty] | 2020-12-14
1023498051205 |  | STUBBINS FOOD PARTNERSHIPS LIMITED | STUBBINS NURSERY | Oak Tree Road |  | Fen Drayton | Cambs | CB4 5SS | England | 533120 | 268600 | EATON SOCON GRID 132kV | HUNTINGDON GRID 132kV | ST IVES PRIMARY 33/11kV | 11kV | Eastern Power Networks plc | Fossil oil | Engine (combustion / reciprocating) |  |  |  | 4.5 | [12 empty] | No | Connected | 4.5 | 4.5 | 4.7368 | 0.25 | 0.26316 | 1998-11-03 | - | - | - | - | - | - | - | [6 empty] | 2021-12-14
1030079012595 |  | Redacted | SYMONDS FARM | Newmarket Road | Risby | Bury St. Edmunds | Suffolk | IP28 6RE | England | 579440 | 265310 | BRAMFORD GRID 132kV | BURY GRID 132/33kV | BARROW PRIMARY 33/11kV | 11kV | Eastern Power Networks plc | Fossil oil | Engine (combustion / reciprocating) |  |  |  | 1.2 | [12 empty] | No | Connected | 1.2 | 1.2 | 1.2632 | - | - | 2012-01-26 | - | - | - | - | - | - | - | [6 empty] | 2021-12-14
1030056991471 |  | WHITTLESEY LTD | WHITTLESEY WIND TURBINE | FUNTHAMS LANE |  | Walpole | Cambs | PE7 2PB | England | 524040 | 296970 | WALPOLE GIS 132KV | PETERBOROUGH CENTRAL 33kV | FUNTHAMS LN PRIMARY 33kV | 11kV | Eastern Power Networks plc | Wind onshore | Onshore wind turbines |  |  |  | 2 | [12 empty] | No | Connected | 2 | 2 | 2.1053 | - | - | 2008-08-20 | - | - | - | - | - | - | - | [6 empty] | 2021-01-15
1030049607787 |  | ESSEX & SUFFOLK WATER PLC | LAYER DE LA HAYE WTW |  |  | Colchester | Essex | CO2 0EP | England | 596500 | 219550 | RAYLEIGH MAIN 132KV | ABBERTON GRID 132/33kV | SHRUB END PRIMARY 33/11kV | 11kV | Eastern Power Networks plc | Fossil oil | Engine (combustion / reciprocating) |  |  |  | 2 | [12 empty] | No | Connected | 2 | 2 | 2.1053 | - | - | 2008-06-04 | - | - | - | - | - | - | - | [6 empty] | 2021-12-14
1023477429636 |  | Anglian Water Services Ltd | SOUTHEND STW |  |  | SOUTHEND | Essex | SS2 5QF | England | 588060 | 187530 | RAYLEIGH MAIN 132KV | FLEETHALL GRID | FLEETHALL LOCAL PRIMARY | 11kV | Eastern Power Networks plc | Fossil oil | Engine (combustion / reciprocating) |  |  |  | 3.2 | [12 empty] | No | Connected | 3.2 | 3.2 | 3.3684 | - | - | 1999-10-01 | - | - | - | - | - | - | - | [6 empty] | 2021-12-14
1030000471277 |  | CORY ENVIRONMENTAL LTD | BARLING LANDFILL SITE |  |  | SOUTHEND | Essex | SS3 0UL | England | 593600 | 190600 | RAYLEIGH MAIN 132KV | FLEETHALL GRID | THORPE BAY PRIMARY | 11kV | Eastern Power Networks plc | Fossil gas | Steam-gas turbine (CCGT) |  |  |  | 2.6 | [12 empty] | No | Connected | 2.6 | 2.6 | 2.7368 | - | - | 2004-07-16 | - | - | - | - | - | - | - | [6 empty] | 2021-01-15
1023536852431 |  | VIRIDIS ENERGY (NORGEN) LIMITED | GODMANCHESTER LANDFILL SITE | COW LANE |  | Godmanchester | Cambs | PE29 2EJ | England | 525090 | 271010 | EATON SOCON GRID 132kV | HUNTINGDON GRID 132/11kV | - | 11kV | Eastern Power Networks plc | Fossil gas | Steam-gas turbine (CCGT) |  |  |  | 3 | [12 empty] | No | Connected | 3 | 3 | 3.1579 | 0.06 | 0.063158 | 2003-03-31 | - | - | - | - | - | - | - | [6 empty] | 2021-01-15
Data not available |  | Data not availible | SHANKS MCEWAN LTD |  |  | Peterborough | Cambs | PE1 3TB | England | 520530 | 301900 | WALPOLE GIS 132KV | PETERBOROUGH EAST GRID 132/11kV | PETERBOROUGH EAST GRID 132/11kV | 11kV | Eastern Power Networks plc | Fossil gas | Steam-gas turbine (CCGT) |  |  |  | 1.96 | [12 empty] | No | Connected | 1.96 | 1.96 | 2.0632 | 0.3 | 0.31579 | 2002-04-16 | - | - | - | - | - | - | - | [6 empty] | 2020-11-13
1030001332626 |  | BIFFA WASTE SERVICES | BRAMFORD LANDFILL SITE |  | Papermill Lane | Ipswich | Suffolk | IP8 4DE | England | 612750 | 248770 | BRAMFORD GRID 132kV | STOWMARKET GRID 132/33kV | CLAYDON CEMENT PRIMARY 33/11kV | 11kV | Eastern Power Networks plc | Fossil gas | Steam-gas turbine (CCGT) |  |  |  | 1.56 | [12 empty] | No | Connected | 1.56 | 1.56 | 1.6421 | 0.15 | 0.15789 | 2004-04-25 | - | - | - | - | - | - | - | [6 empty] | 2020-11-13
1030052384116 |  | VIRIDOR WASTE MANAGEMENT LIMITED | MASONS LANDFILL SITE |  |  | Ipswich | Suffolk | IP6 0NW | England | 613500 | 250000 | BRAMFORD GRID 132kV | STOWMARKET GRID 132/33kV | CLAYDON CEMENT PRIMARY 33/11kV | 11kV | Eastern Power Networks plc | Fossil gas | Steam-gas turbine (CCGT) |  |  |  | 4.96 | [12 empty] | No | Connected | 4.96 | 4.96 | 5.2211 | 0.075 | 0.078947 | 2009-04-10 | - | - | - | - | - | - | - | [6 empty] | 2021-06-14
1023490094814 |  | NFPA EXPORT (CEMG) | HYDER INTERNATIONAL LANDFILL SITE |  |  | Sundon | Beds | LU3 3PE | England | 503810 | 228290 | SUNDON 132kV | SUNDON 132/33kV | SUNDON 33/11kV | 11kV | Eastern Power Networks plc | Fossil gas | Steam-gas turbine (CCGT) |  |  |  | 1.76 | [12 empty] | No | Connected | 1.76 | 1.76 | 1.8526 | - | - | 1996-09-24 | - | - | - | - | - | - | - | [6 empty] | 2020-12-14
1014573085660 |  | British Telecomminications PLC | BT COLINDALE TELEPHONE EXCHANGE |  |  | Colindale | London | NW9 6LB | England | 521660 | 188690 | MILL HILL 132kV | COLINDALE GRID 132/11kV | COLINDALE GRID 132/11kV | 11kV | Eastern Power Networks plc | Fossil oil | Engine (combustion / reciprocating) |  |  |  | 1.15 | [12 empty] | No | Connected | 1.15 | 1.15 | 1.2105 | - | - | 2001-09-11 | - | - | - | - | - | - | - | [6 empty] | 2021-12-14
1023520827186 |  | GROWERS CHP ( SOUTH ) LIMITED | STUBBINS NURSERY RYE HOUSE |  |  | WALTHAM ABBEY | Herts | EN9 2EE | England | 538000 | 202920 | RYE HOUSE 132kV | HARLOW WEST GRID 132/33kV | BROXBOURNE PRIMARY 33/11kV | 11kV | Eastern Power Networks plc | Fossil Gas | Steam-gas turbine (CCGT) |  |  |  | 3 | [12 empty] | No | Connected | 3 | 3 | 3.1579 | - | - | 1998-06-05 | - | - | - | - | - | - | - | [6 empty] | 2021-01-15
1023477429868 |  | ANGLIAN WATER SERVICES LTD | FLAG FEN SEWAGE TREATMENT WORKS |  |  | Peterborough | Cambs | PE1 5QR | England | 522090 | 298380 | WALPOLE GIS 132KV | PETERBOROUGH EAST GRID 132/11kV | - | 11kV | Eastern Power Networks plc | Fossil oil | Engine (combustion / reciprocating) |  |  |  | 2.5 | [12 empty] | No | Connected | 2.5 | 2.5 | 2.6316 | - | - | 1997-01-01 | - | - | - | - | - | - | - | [6 empty] | 2021-12-14
1023483766134 |  | ECOTECH WIND PARK LTD | ECOTECH CENTRE |  |  | Swaffham | Norfolk | PE37 7HT | England | 581600 | 309950 | WALPOLE GIS 132KV | SWAFFHAM GRID 132/33kV | SWAFFHAM GRID 33/11kV | 11kV | Eastern Power Networks plc | Wind onshore | Onshore wind turbines |  |  |  | 1.5 | [12 empty] | No | Connected | 1.5 | 1.5 | 1.5789 | - | - | 1999-09-22 | - | - | - | - | - | - | - | [6 empty] | 2020-12-14
1023477429868 |  | ANGLIAN WATER SERVICES LTD | FLAG FEN SEWAGE TREATMENT WORKS |  |  | Peterborough | Cambs | PE1 5QR | England | 522090 | 298380 | WALPOLE GIS 132KV | PETERBOROUGH EAST GRID 132/11kV | PETERBOROUGH EAST GRID 132/11kV | 11kV | Eastern Power Networks plc | solar | Photovoltaic |  |  |  | 1.2 | [12 empty] | No | Connected | 1.2 | 1.2 | 1.2632 | - | - | 2011-11-02 | - | - | - | - | - | - | - | [6 empty] | 2020-12-14
1030059761820 |  | ENERGY 10 | HUNTINGDON WOOD RECYCLING CENTRE 1 - PHS 1 |  |  | HUNTINGDON | Cambs | PE28 0AE | England | 518440 | 271710 | EATON SOCON GRID 132kV | HUNTINGDON GRID 132/11kV | HUNTINGDON GRID 132kV | 11kV | Eastern Power Networks plc | Fossil gas | Steam-gas turbine (CCGT) |  |  |  | 3.093 | [12 empty] | No | Connected | 3.093 | 3.093 | 3.2558 | - | - | 2009-03-12 | - | - | - | - | - | - | - | [6 empty] | 2021-01-15
1023486048426 |  | ICELAND FOODS LIMITED | INNOVA PARK |  |  | Enfield | London | EN3 7JZ | England | 536860 | 199570 | BRIMSDOWN 132kV | - | BRIMSDOWN SOUTH GRID 132/11kV | 11kV | Eastern Power Networks plc | Fossil Gas | Steam-gas turbine (CCGT) |  |  |  | 2 | [12 empty] | No | Connected | 2 | 2 | 2.1053 | - | - | 1999-07-31 | - | - | - | - | - | - | - | [6 empty] | 2020-12-14
1023498082027 |  | JOHNSON MATTHEY PLC | MTD REFINING DIVISION |  |  | Enfield | London | EN3 7PW | England | 536620 | 196690 | BRIMSDOWN 132kV | BRIMSDOWN 132kV | - | 11kV | Eastern Power Networks plc | Fossil Gas | Steam-gas turbine (CCGT) |  |  |  | 3.2 | [12 empty] | No | Connected | 3.2 | 3.2 | 3.3684 | - | - | 2001-12-14 | - | - | - | - | - | - | - | [6 empty] | 2021-01-15
1023495388726 |  | Trinity Mirror | MIRROR COLOUR PRINT LTD |  |  | Watford | Herts | WD2 5RG | England | 511530 | 199180 | ELSTREE AIS 132KV | BUSHEY MILL GRID 132/11kV | - | 11kV | Eastern Power Networks plc | Fossil oil | Engine (combustion / reciprocating) |  |  |  | 7.2 | [12 empty] | No | Connected | 7.2 | 7.2 | 7.5789 | - | - | 2005-07-28 | - | - | - | - | - | - | - | [6 empty] | 2021-12-14
1023480030479 |  | UNIVERSITY OF EAST ANGLIA | UNIVERSITY OF EAST ANGLIA (ESTATE & BUILDINGS DIV) | EARLHAM ROAD |  | Norwich | Norfolk | NR4 7TJ | England | 619260 | 307630 | NORWICH MAIN 132kV | EARLHAM GRID 132/33kV | EARLHAM WEST PRIMARY 33kV | 11kV | Eastern Power Networks plc | Fossil Gas | Steam-gas turbine (CCGT) |  |  |  | 3.66 | [12 empty] | No | Connected | 3.66 | 3.66 | 3.8526 | - | - | 2001-07-09 | - | - | - | - | - | - | - | [6 empty] | 2021-01-15
1030013499626 |  | WASTE TO ENERGY DIVISION | ALDEBY LANDFILL SITE |  | Common Road | Beccles | Suffolk | NR34 0BL | England | 646270 | 292500 | BRAMFORD GRID 132kV | ILKETSHALL GRID 132kV | BARSHAM PRIMARY 33/11kV | 11kV | Eastern Power Networks plc | Fossil gas | Steam-gas turbine (CCGT) |  |  |  | 3 | [12 empty] | No | Connected | 3 | 3 | 3.1579 | - | - | 2005-06-15 | - | - | - | - | - | - | - | [6 empty] | 2020-11-13
1023494102799 |  | NON FOSSIL PURCHASING AGENCY | LACKFORD LANDFILL SITE | Bury Road | Lackford | Bury St Edmunds | Suffolk | IP28 6HT | England | 580100 | 269350 | BRAMFORD GRID 132kV | BURY GRID 132/33kV | FORNHAM PRIMARY 33/11kV | 11kV | Eastern Power Networks plc | Fossil gas | Steam-gas turbine (CCGT) |  |  |  | 2 | [12 empty] | No | Connected | 2 | 2 | 2.1053 | - | - | 2000-03-09 | - | - | - | - | - | - | - | [6 empty] | 2020-11-13
1050000435068 |  | Trinity Hall Biogas ltd. | TRINITY HALL FARM |  |  | Sundon | Beds | LU7 9PY | England | 498920 | 225490 | SUNDON 132kV | HOUGHTON REGIS GRID 132/33kV | HOUGHTON REGIS PRIMARY 33/11kV | 11kV | Eastern Power Networks plc | Fossil gas | Steam-gas turbine (CCGT) |  |  |  | 1 | [12 empty] | No | Connected | 1 | 1 | 1.0526 | - | - | 2012-06-29 | - | - | - | - | - | - | - | [6 empty] | 2021-12-15
1023470566201 |  | YODEL DELIVERY NETWORK LIMITED | SECURICOR PLOT 9000 |  |  | Hatfield | Herts | AL10 9TR | England | 520550 | 209650 | ELSTREE AIS 132KV | HATFIELD GRID 132kV | TUNNEL PRIMARY 33kV | 11kV | Eastern Power Networks plc | Fossil oil | Engine (combustion / reciprocating) |  |  |  | 1.275 | [12 empty] | No | Connected | 1.275 | 1.275 | 1.3421 | - | - | 2000-09-19 | - | - | - | - | - | - | - | [6 empty] | 2021-12-14
1014572969743 |  | MINISTRY OF DEFENCE | MOD - RAF WALTERS ASH |  |  | High Wycombe | Bucks | HP14 4UE | England | 483170 | 198670 | AMERSHAM MAIN 132kV | ILMER GRID 132/33kV | SAUNDERTON PRIMARY 33/11kV | 11kV | Eastern Power Networks plc | Fossil oil | Engine (combustion / reciprocating) |  |  |  | 7 | [12 empty] | No | Connected | 7 | 7 | 7.3684 | - | - | 1999-05-06 | - | - | - | - | - | - | - | [6 empty] | 2021-12-14
1023470530092 |  | NOVERA ENERGY LIMITED | BLOOD HILL TIP |  | Somersham Road | Ipswich | Suffolk | IP8 4JT | England | 611040 | 248400 | BRAMFORD GRID 132kV | STOWMARKET GRID 132/33kV | CLAYDON CEMENT PRIMARY 33/11kV | 11kV | Eastern Power Networks plc | Fossil Gas | Steam-gas turbine (CCGT) |  |  |  | 1.15 | [12 empty] | No | Connected | 1.15 | 1.15 | 1.2105 | 0.04 | 0.042105 | 1999-07-27 | - | - | - | - | - | - | - | [6 empty] | 2021-06-14
1023470552867 |  | BRIAR CHEMICALS LIMITED | AVENTIS AGRICULTURAL LTD EXPORT | SWEET BRIAR ROAD |  | Norwich Main | Norfolk | NR6 5AP | England | 620530 | 310470 | NORWICH MAIN 132kV | EARLHAM GRID 132/33kV | EARLHAM WEST PRIMARY 33kV | 11kV | Eastern Power Networks plc | Fossil Gas | Steam-gas turbine (CCGT) |  |  |  | 5.024 | [12 empty] | No | Connected | 5.024 | 5.024 | 5.2884 | - | - | 1995-05-01 | - | - | - | - | - | - | - | [6 empty] | 2020-12-14
1023540992664 |  | NON FOSSIL PURCHASING AGENCY | SWAFFHAM 2 WINDPARK |  |  | Swaffham | Norfolk | PE37 7 | England | 582500 | 309500 | WALPOLE GIS 132KV | SWAFFHAM GRID 132/33kV | SWAFFHAM GRID 132/33kV | 11kV | Eastern Power Networks plc | Wind onshore | Onshore wind turbines |  |  |  | 1.8 | [12 empty] | No | Connected | 1.8 | 1.8 | 1.8947 | - | - | 2005-06-30 | - | - | - | - | - | - | - | [6 empty] | 2020-12-14
1030075014507 |  | FUTURE BIO FUELS | SPRING FARM |  | Fir Covert Road | Norwich | Norfolk | NR10 4DT | England | 617120 | 315170 | NORWICH MAIN 132kV | THORPE GRID 132/33kV | HORSFORD PRIMARY 33/11kV | 11kV | Eastern Power Networks plc | Biofuel other | Gas turbine (OCGT) |  |  |  | 1.4 | [12 empty] | No | Connected | 1.4 | 1.4 | 1.4737 | - | - | 2011-08-19 | - | - | - | - | - | - | - | [6 empty] | 2021-12-14
1023480673328 |  | VIRIDIS ENERGY (NORGEN) LIMITED | STATION FARM LANDFILL GENERATOR | Station Road | Buckden | St Neots | Cambs | PE19 5UH | England | 521450 | 269170 | EATON SOCON GRID 132kV | LITTLE BARFORD 132/33kV | OFFORD PRIMARY 33/11kV | 11kV | Eastern Power Networks plc | Fossil gas | Steam-gas turbine (CCGT) |  |  |  | 2.56 | [12 empty] | No | Connected | 2.56 | 2.56 | 2.6947 | - | - | 1999-11-04 | - | - | - | - | - | - | - | [6 empty] | 2020-11-13
1014572608644 |  | Data not availible | SEWAGE TREATMENT WORKS |  |  | Watford | Herts | WD3 9SQ | England | 503790 | 192160 | ELSTREE AIS 132KV | RICKMANSWORTH GRID 132 & 33/11KV | - | 11kV | Eastern Power Networks plc | Fossil gas | Steam-gas turbine (CCGT) |  |  |  | 1.8 | [12 empty] | No | Connected | 1.8 | 1.8 | 1.8947 | - | - | 2000-10-02 | - | - | - | - | - | - | - | [6 empty] | 2020-11-13
1023545882168 |  | NON FOSSIL PURCHASING AGENCY | ROXWELL LANDFILL GENERATION |  | Boyton Cross | Roxwell | Essex | CM1 4LT | England | 565690 | 208580 | RAYLEIGH MAIN 132KV | CHELMSFORD EAST GRID 132kV | WEST CHELMSFORD PRIMARY 33/11kV | 11kV | Eastern Power Networks plc | Fossil gas | Steam-gas turbine (CCGT) |  |  |  | 3.5 | [12 empty] | No | Connected | 3.5 | 3.5 | 3.6842 | - | - | 2006-07-06 | - | - | - | - | - | - | - | [6 empty] | 2020-11-13
1023464917632 |  | AUTORAMA UK LTD | C2 HALL ROAD |  |  | HEMEL HEMPSTEAD | Herts | HP2 7BH | England | 507520 | 208390 | ELSTREE AIS 132KV | PICCOTTS END GRID 132kV | HEMEL NORTH PRIMARY 33/11kV | 11kV | Eastern Power Networks plc | Fossil oil | Engine (combustion / reciprocating) |  |  |  | 3 | [12 empty] | No | Connected | 3 | 3 | 3.1579 | - | - | 2002-11-01 | - | - | - | - | - | - | - | [6 empty] | 2021-12-14
1023485610730 |  | GROWERS CHP (SOUTH) LIMITED | TOWER NURSERY | Netherhall Road |  | ROYDON | Essex | CM19 5JP | England | 539920 | 208190 | RYE HOUSE 132kV | HARLOW WEST GRID 132/33kV | HODDESDON PRIMARY 33kV | 11kV | Eastern Power Networks plc | Biofuel biogas from anaerobic digestion (excluding landfill & sewage) | Steam-gas turbine (CCGT) |  |  |  | 3 | [12 empty] | No | Connected | 3 | 3 | 3.1579 | - | - | 2000-06-26 | - | - | - | - | - | - | - | [6 empty] | 2020-12-14
1014569330686 |  | JOHN INNES CENTRE | JOHN INNES INSTITUTE | COLNEY LANE |  | Norwich | Norfolk | NR4 7UE | England | 618240 | 307520 | NORWICH MAIN 132kV | EARLHAM GRID 132/33kV | EARLHAM GRID LOCAL 33/11kV | 11kV | Eastern Power Networks plc | Fossil Gas | Steam-gas turbine (CCGT) |  |  |  | 1.2 | [12 empty] | No | Connected | 1.2 | 1.2 | 1.2632 | - | - | 1998-04-01 | - | - | - | - | - | - | - | [6 empty] | 2021-01-15
1023470428663 |  | NON-FOSSIL PURCHASING AGENCY LIMITED | EDGEFIELD SAND & GRAVEL WORKS |  |  | Great Yarmouth | Norfolk | NR24 2RJ | England | 608390 | 335630 | NORWICH MAIN 132kV | SALL GRID 132kV | STODY PRIMARY 33kV | 11kV | Eastern Power Networks plc | Fossil gas | Steam-gas turbine (CCGT) |  |  |  | 1.3 | [12 empty] | No | Connected | 1.3 | 1.3 | 1.3684 | - | - | 2005-07-22 | - | - | - | - | - | - | - | [6 empty] | 2021-01-15
1050000425404 |  | ANGLIAN WATER SERVICES LTD | MIDDLEBROOK WAY | HOLT ROAD |  | Cromer | Norfolk | NR27 9JR | England | 620620 | 341980 | NORWICH MAIN 132kV | SALL GRID 132kV | CROMER PRIMARY 33kV | 11kV | Eastern Power Networks plc | Fossil oil | Engine (combustion / reciprocating) |  |  |  | 1.02 | [12 empty] | No | Connected | 1.02 | 1.02 | 1.0737 | - | - | 2002-02-15 | - | - | - | - | - | - | - | [6 empty] | 2021-12-14
1030079555856 |  | STAFFORD RENEWABLE ENERGY LIMITED | H G BLAKES | FELTHORPE |  | Norwich | Norfolk | NR10 2DU | England | 616330 | 316250 | NORWICH MAIN 132kV | THORPE GRID 132/11kV | HORSFORD PRIMARY 33/11kV | 11kV | Eastern Power Networks plc | Fossil gas | Steam-gas turbine (CCGT) |  |  |  | 1.56 | [12 empty] | No | Connected | 1.56 | 1.56 | 1.6421 | - | - | 2012-04-02 | - | - | - | - | - | - | - | [6 empty] | 2021-01-15
1023470439930 |  | NM RENEWABLE ENERGY | MAYTON WOOD LANDFILL | Mayton Eoad | Frettingham | Norwich | Norfolk | NR12 7NT | England | 624590 | 320940 | NORWICH MAIN 132kV | THORPE GRID 132/33kV | SCOTTOW PRIMARY 33kV | 11kV | Eastern Power Networks plc | Fossil gas | Steam-gas turbine (CCGT) |  |  |  | 1.8 | [12 empty] | No | Connected | 1.8 | 1.8 | 1.8947 | - | - | 2002-10-07 | - | - | - | - | - | - | - | [6 empty] | 2021-01-15
1023514116707 |  | MARCH ENERGY LTD | MARCH LANDFILL SITE |  |  | March | Cambs | PE15 8QN | England | 541030 | 298830 | WALPOLE GIS 132KV | MARCH GRID 132/33kV | MARCH PRIMARY 33/11kV | 11kV | Eastern Power Networks plc | Fossil gas | Steam-gas turbine (CCGT) |  |  |  | 1.006 | [12 empty] | No | Connected | 1.006 | 1.006 | 1.0589 | - | - | 2002-02-09 | - | - | - | - | - | - | - | [6 empty] | 2021-01-15
1014572616929 |  | NATIONAL GRID GAS PLC | TRANSCO |  |  | Norwich | Norfolk | NR12 0JD | England | 633030 | 334320 | NORWICH MAIN 132kV | SALL GRID 132kV | KNAPTON PRIMARY 33kV | 11kV | Eastern Power Networks plc | Fossil gas | Gas turbine (OCGT) |  |  |  | 1.1 | [12 empty] | No | Connected | 1.1 | 1.1 | 1.1579 | - | - | 2000-01-06 | - | - | - | - | - | - | - | [6 empty] | 2021-01-15
1023470411641 |  | BRITISH SUGAR | CANTLEY SUGAR FACTORY/REFINERY |  |  | Great Yarmouth | Norfolk | NR31 3ST | England | 638510 | 303730 | NORWICH MAIN 132kV | TROWSE GRID 132kV | BEIGHTON PRIMARY 33kV | 11kV | Eastern Power Networks plc | Fossil Gas | Steam-gas turbine (CCGT) |  |  |  | 5 | [12 empty] | No | Connected | 5 | 5 | 5.2632 | - | - | 2001-01-24 | - | - | - | - | - | - | - | [6 empty] | 2021-01-15
1030075745217 |  | AASHMAN POWER LTD | WILBURTON MINGAY FARM |  | Twenty Pence Road | Wilburton | Cambs | CB6 3RA | England | 547420 | 274000 | BURWELL MAIN GRID 132kV | BURWELL LOCAL GRID 132/33kV | ALDRETH PRIMARY 33/11kV | 11kV | Eastern Power Networks plc | solar | Photovoltaic |  |  |  | 4.75 | [12 empty] | No | Connected | 4.75 | 4.75 | 5 | - | - | 2011-07-14 | - | - | - | - | - | - | - | [6 empty] | 2020-11-13
1023525150264 |  | Redacted | BRAZIER LANDFILL SITE |  |  | Ware | Herts | SG12 0EF | England | 534200 | 214800 | RYE HOUSE 132kV | RYE HOUSE GRID 33kV | GLAXO PRIMARY 33/11kV | 11kV | Eastern Power Networks plc | Fossil gas | Steam-gas turbine (CCGT) |  |  |  | 5.15 | [12 empty] | No | Connected | 5.15 | 5.15 | 5.4211 | - | - | 2000-02-29 | - | - | - | - | - | - | - | [6 empty] | 2021-01-15
1030006584213 |  | NESS POINT LTD | NESS POINT WIND TURBINE IMPORT METERING | GAS WORK RAOD |  | LOWERSTOFF | Norfolk | NR32 1UZ | England | 655480 | 293520 | NORWICH MAIN 132kV | LOWESTOFT GRID 132/33kV | WHAPLOAD RD PRIMARY 33/11kV | 11kV | Eastern Power Networks plc | Wind onshore | Onshore wind turbines |  |  |  | 3.2 | [12 empty] | No | Connected | 3.2 | 3.2 | 3.3684 | - | - | 2005-01-07 | - | - | - | - | - | - | - | [6 empty] | 2020-11-13
1030046663789 |  | Anglian Water | CLOCKCASE ROAD |  |  | Kings Lynn | Norfolk | PE34 4BZ | England | 560300 | 322250 | WALPOLE GIS 132KV | KINGS LYNN GRID 132/33kV | AUSTIN STREET PRIMARY 33/11kV | 11kV | Eastern Power Networks plc | Biofuel landfill gas | Steam-gas turbine (CCGT) |  |  |  | 2.168 | [12 empty] | No | Connected | 2.168 | 2.168 | 2.2821 | - | - | 2008-03-06 | - | - | - | - | - | - | - | [6 empty] | 2020-11-13
Data not available |  | Darley Stud Management Co LTD | DALHAM HALL STUD |  |  | Newmarket | Suffolk | CB8 9HD | England | 566130 | 260710 | BURWELL MAIN GRID 132kV | BURWELL LOCAL GRID 132/33kV | NEWMARKET PRIMARY 33/11kV | 11kV | Eastern Power Networks plc | Fossil Gas | Steam-gas turbine (CCGT) |  |  |  | 1.6 | [12 empty] | No | Connected | 1.6 | 1.6 | 1.6842 | - | - | 2013-09-27 | - | - | - | - | - | - | - | [6 empty] | 2021-01-15
1030024521457 |  | BIFFA WASTE SERVICES | UGLEY LANDFILL SITE |  |  | Bishops Stortford | Essex | CM22 6HT | England | 551660 | 227790 | PELHAM GRID 132kV | BISHOPS STORTFORD GRID 132/33kV | HANGER LEA PRIMARY 33/11kV | 11kV | Eastern Power Networks plc | Fossil gas | Steam-gas turbine (CCGT) |  |  |  | 2.485 | [12 empty] | No | Connected | 2.485 | 2.485 | 2.6158 | - | - | 2008-07-30 | - | - | - | - | - | - | - | [6 empty] | 2021-01-15
1030058039810 |  | VIRIDOR WASTE MANAGEMENT LIMITED | ELSENHAM LANDFILL |  |  | Bishops Stortford | Essex | CM22 6DJ | England | 554570 | 226840 | PELHAM GRID 132kV | BISHOPS STORTFORD GRID 132/33kV | STANSTED AIRPORT MAIN PR 33/11kV | 11kV | Eastern Power Networks plc | Fossil gas | Steam-gas turbine (CCGT) |  |  |  | 1 | [12 empty] | No | Connected | 1 | 1 | 1.0526 | - | - | 2009-02-12 | - | - | - | - | - | - | - | [6 empty] | 2021-01-15
1030011825682 |  | LONGHILL ENERGY LTD | LONGHILL ROAD |  |  | Walpole | Cambs | PE15 0BL | England | 541440 | 299360 | WALPOLE GIS 132KV | MARCH GRID 132/33kV | MARCH PRIMARY 33/11kV | 11kV | Eastern Power Networks plc | Wind onshore | Onshore wind turbines |  |  |  | 2 | [12 empty] | No | Connected | 2 | 2 | 2.1053 | - | - | 2005-02-14 | - | - | - | - | - | - | - | [6 empty] | 2020-12-14
1023545939345 |  | BIO PRODUCTS LABORATORY LIMITED | BIO PRODUCTS LABORATORY | DAGGERS LANE | ELSTREE | Watford | Herts | WD6 3BX | England | 516440 | 195640 | ELSTREE AIS 132KV | BUSHEY MILL GRID 132kV | HARTSPRING PRIMARY 33/11kV | 11kV | Eastern Power Networks plc | Fossil oil | Engine (combustion / reciprocating) |  |  |  | 2 | [12 empty] | No | Connected | 2 | 2 | 2.1053 | - | - | 2005-07-07 | - | - | - | - | - | - | - | [6 empty] | 2021-12-14
1030006718997 |  | Redacted | BEETLEY LANDFILL SITE |  | Folly Lane | Beetley | Norfolk | NR20 4HU | England | 595400 | 318900 | NORWICH MAIN 132kV | SALL GRID 132kV | EAST DEREHAM PRIMARY 33kV | 11kV | Eastern Power Networks plc | Fossil gas | Steam-gas turbine (CCGT) |  |  |  | 1.46 | [12 empty] | No | Connected | 1.46 | 1.46 | 1.5368 | - | - | 2004-10-27 | - | - | - | - | - | - | - | [6 empty] | 2020-11-13
1023470472820 |  | THE FARM ENERGY PARTNERSHIP | BLOOD HILLS TEN TURBINE WIND FARM | COLLIS LANE |  | DEREHAM | Norfolk | NR29 4DU | England | 647980 | 318550 | NORWICH MAIN 132kV | GT YARMOUTH GRID 132/33kV | MARTHAM PRIMARY 33/11kV | 11kV | Eastern Power Networks plc | Wind onshore | Onshore wind turbines |  |  |  | 1.8 | [12 empty] | No | Connected | 1.8 | 1.8 | 1.8947 | - | - | 2001-02-15 | - | - | - | - | - | - | - | [6 empty] | 2021-01-15
1023498040392 |  | NON-FOSSIL PURCHASING AGENCY LIMITED | SOMERTON WIND GENERATOR |  |  | DEREHAM | Norfolk | NR29 4DU | England | 646950 | 318750 | NORWICH MAIN 132kV | GT YARMOUTH GRID 132/33kV | MARTHAM PRIMARY 33/11kV | 11kV | Eastern Power Networks plc | Wind onshore | Onshore wind turbines |  |  |  | 2.8 | [12 empty] | No | Connected | 2.8 | 2.8 | 2.9474 | - | - | 2000-06-23 | - | - | - | - | - | - | - | [6 empty] | 2020-12-14
1030078059937 |  | OCCUPIER UNKNOWN | STATION WORKS |  | Stanbrook | Thaxted | Essex | CM6 2NG | England | 560370 | 229950 | PELHAM GRID 132kV | THAXTED GRID 132kV | THAXTED LOCAL 33/11kV | 11kV | Eastern Power Networks plc | Fossil gas | Steam-gas turbine (CCGT) |  |  |  | 1.185 | [12 empty] | No | Connected | 1.185 | 1.185 | 1.2474 | - | - | 2012-10-22 | - | - | - | - | - | - | - | [6 empty] | 2020-11-13
1023485611887 |  | GROWERS CHP ( SOUTH ) LIMITED | ABBEY VIEW NURSERY |  |  | NAZING | Essex | EN9 2AG | England | 539310 | 201280 | BRIMSDOWN 132kV | BRIMSDOWN NORTH GRID 132/33kV | WALTHAM ABBEY PRIMARY 33/11kV | 11kV | Eastern Power Networks plc | Biofuel biogas from anaerobic digestion (excluding landfill & sewage) | Steam-gas turbine (CCGT) |  |  |  | 3 | [12 empty] | No | Connected | 3 | 3 | 3.1579 | - | - | 2001-06-13 | - | - | - | - | - | - | - | [6 empty] | 2020-12-14
1050000564241 |  | COMMUNITY HEALTHCARE PARTNERSHIPS | QE2 HOSPITAL (NHS PURCHASING & SUPPLIES) |  |  | Welwyn Garden City | Herts | AL7 4HQ | England | 525220 | 210970 | RYE HOUSE 132kV | WELWYN GRID 132KV | WELWYN PRIMARY 33/11kV | 11kV | Eastern Power Networks plc | Fossil Gas | Steam-gas turbine (CCGT) |  |  |  | 1.35 | [12 empty] | No | Connected | 1.35 | 1.35 | 1.4211 | - | - | 2005-07-28 | - | - | - | - | - | - | - | [6 empty] | 2020-11-13
1023479366234 |  | VIRIDOR WASTE MANAGEMENT LIMITED | OCKENDON B LANDFILL |  |  | GRAYS | Essex | RM16 5TZ | England | 561200 | 182120 | WEST THURROCK GRID | Not Applicable | GRAYS PRIMARY 33/11kV | 11kV | Eastern Power Networks plc | Fossil gas | Steam-gas turbine (CCGT) |  |  |  | 4.45 | [12 empty] | No | Connected | 4.45 | 4.45 | 4.6842 | - | - | 1999-02-23 | - | - | - | - | - | - | - | [6 empty] | 2020-12-14
1014572881424 |  | Data not availible | QE2 HOSPITAL (NHS PURCHASING & SUPPLIES |  |  | Welwyn Garden City | Herts | AL7 4HQ | England | 525220 | 210970 | RYE HOUSE 132kV | WELWYN GRID 132KV | WELWYN PRIMARY 33/11kV | 11kV | Eastern Power Networks plc | Fossil oil | Engine (combustion / reciprocating) |  |  |  | 1.2 | [12 empty] | No | Connected | 1.2 | 1.2 | 1.2632 | - | - | 2000-07-06 | - | - | - | - | - | - | - | [6 empty] | 2021-12-14
1030037823045 |  | Anglian Water | TILBURY SEWAGE WORKS |  |  | TILBURY | Essex | RM18 8UL | England | 565420 | 175740 | TILBURY 132KV TEE POINT | TILBURY COMPACT GRID | TILBURY LOCAL PRIMARY | 11kV | Eastern Power Networks plc | Fossil oil | Engine (combustion / reciprocating) |  |  |  | 3 | [12 empty] | No | Connected | 3 | 3 | 3.1579 | - | - | 2007-02-06 | - | - | - | - | - | - | - | [6 empty] | 2021-12-14
1030024800447 |  | GLASS MOOR WINDFARM | GLASSMOOR WINDFARM |  | Oilmills Road | Whittlesey | Cambs | PE7 2LT | England | 528690 | 291200 | WALPOLE GIS 132KV | PETERBOROUGH CENTRAL 132/33kV | - | 11kV | Eastern Power Networks plc | Wind onshore | Onshore wind turbines |  |  |  | 16.6 | [12 empty] | No | Connected | 16.6 | 16.6 | 17.4737 | - | - | 2006-01-20 | - | - | - | - | - | - | - | [6 empty] | 2020-12-14
1030020271056 |  | NON FOSSIL PURCHASING AGENCY | PITSEA LANDFILL |  |  | BASILDON | Essex | SS16 4UW | England | 574050 | 185300 | TILBURY 132KV TEE POINT | SOUTH BENFLEET GRID | - | 33kV | Eastern Power Networks plc | Fossil gas | Steam-gas turbine (CCGT) |  |  |  | 21 | [12 empty] | No | Connected | 21 | 21 | 22.1053 | - | - | 2005-09-22 | - | - | - | - | - | - | - | [6 empty] | 2020-12-14
1030017556135 |  | SCOTTISHPOWER STRATEGIC TRANSACTIONS | COLDHAM WINDFARM |  |  | WISBECH | Cambs | PE14 0LU | England | 546020 | 300400 | WALPOLE GIS 132KV | WALSOKEN GRID 132/33kV | - | 33kV | Eastern Power Networks plc | Wind onshore | Onshore wind turbines |  |  |  | 16 | [12 empty] | No | Connected | 16 | 16 | 16.8421 | - | - | 2005-09-02 | - | - | - | - | - | - | - | [6 empty] | 2020-12-14
1023545564903 |  | SCROBY SANDS GENERATION | SCROBY SANDS | Admiralty Road |  | Great Yarmouth | Norfolk | NR30 3NS | England | 652800 | 305850 | NORWICH MAIN 132kV | GT YARMOUTH GRID 132/33kV | - | 33kV | Eastern Power Networks plc | Wind onshore | Onshore wind turbines |  |  |  | 76 | [12 empty] | No | Connected | 76 | 76 | 80 | - | - | 2004-03-25 | - | - | - | - | - | - | - | [6 empty] | 2020-12-14
1023507304560 |  | CEMG EXPORT PORTFOLIO | THETFORD POWER STATION | Mudford Road | Two Mile Bottom | Thetford | Norfolk | IP24 1LX | England | 585180 | 286700 | BRAMFORD GRID 132kV | THETFORD GRID 132/33kV | - | 33kV | Eastern Power Networks plc | biomass | Steam-gas turbine (CCGT) |  |  |  | 48.125 | [12 empty] | No | Connected | 48.125 | 48.125 | 50.6579 | - | - | 2001-03-27 | - | - | - | - | - | - | - | [6 empty] | 2020-12-14
1023470427970 |  | BRITISH SUGAR PLC | WISSINGTON SUGAR FACTORY |  |  | Kings Lynn | Norfolk | PE33 9QG | England | 565960 | 297640 | WALPOLE GIS 132KV | SWAFFHAM GRID 132/33kV | - | 33kV | Eastern Power Networks plc | Biofuel biogas from anaerobic digestion (excluding landfill & sewage) | Steam-gas turbine (CCGT) |  |  |  | 54 | [12 empty] | No | Connected | 54 | 54 | 56.8421 | - | - | 2001-02-23 | - | - | - | - | - | - | - | [6 empty] | 2020-12-14
1023485782546 |  | British Sugar | SUGAR BEET FACTORY |  |  | Bury St Edmunds | Suffolk | IP32 7BZ | England | 586500 | 265600 | BRAMFORD GRID 132kV | BURY GRID 132/33kV | BRITISH SUGAR 33kV | 33kV | Eastern Power Networks plc | Biofuel biogas from anaerobic digestion (excluding landfill & sewage) | Steam-gas turbine (CCGT) |  |  |  | 58 | [12 empty] | No | Connected | 58 | 58 | 61.0526 | - | - | 1999-08-13 | - | - | - | - | - | - | - | [6 empty] | 2020-11-13
1023477563953 |  | INFINIS | THE POWER STATION (S& M) | Green lane | Stewartby | Bedford | Beds | MK43 9LY | England | 520530 | 301900 | SUNDON 132kV | MARSTON RD GRID 132/33kV | - | 33kV | Eastern Power Networks plc | biomass | Steam-gas turbine (CCGT) |  |  |  | 13.75 | [12 empty] | No | Connected | 13.75 | 13.75 | 14.4737 | 1 | 1.0526 | 1998-05-20 | - | - | - | - | - | - | - | [6 empty] | 2020-11-13
1030030430849 |  | NORTH PICKENHAM WINDFARM LLP | NORTH PICKENHAM WINDFARM |  |  | PETERBOROUGH | Norfolk | PE37 7QX | England | 584690 | 306820 | WALPOLE GIS 132KV | SWAFFHAM GRID 132/33kV | - | 33kV | Eastern Power Networks plc | Wind onshore | Onshore wind turbines |  |  |  | 14.4 | [12 empty] | No | Connected | 14.4 | 14.4 | 15.1579 | - | - | 2006-10-20 | - | - | - | - | - | - | - | [6 empty] | 2020-12-14
1023479132320 |  | EPR EYE POWER STATION | EYE POWER STATION | Oaksmere Business Park | Eye Airfield Industrial Estate | Eye | Cambs | IP23 7DH | England | 613250 | 275370 | BRAMFORD GRID 132kV | DISS GRID 132/33KV | - | 33kV | Eastern Power Networks plc | waste | Steam-gas turbine (CCGT) |  |  |  | 17 | [12 empty] | No | Connected | 17 | 17 | 17.8947 | 1 | 1.0526 | 1999-02-12 | - | - | - | - | - | - | - | [6 empty] | 2020-12-14
1023503165023 |  | ENERGY POWER RESOURCES LTD | SUTTON POWER STATION |  |  | Ely | Cambs | CB6 2QE | England | 545190 | 279980 | BURWELL MAIN GRID 132kV | HISTON GRID 132/33kV | - | 33kV | Eastern Power Networks plc | biomass | Steam-gas turbine (CCGT) |  |  |  | 38 | [12 empty] | No | Connected | 38 | 38 | 40 | - | - | 1999-01-12 | - | - | - | - | - | - | - | [6 empty] | 2020-11-13
1023479109093 |  | LONDON WASTE LTD | EDMONTON INCINERATION PLANT |  | Angel Road | Edmonton | London | N18 3AG | England | 535780 | 192520 | TOTTENHAM 132kV | TOTTENHAM GRID 132kV | - | 33kV | Eastern Power Networks plc | waste | Steam-gas turbine (CCGT) |  |  |  | 60 | [12 empty] | No | Connected | 60 | 60 | 63.1579 | - | - | 1999-01-01 | - | - | - | - | - | - | - | [6 empty] | 2020-11-13
1023525149808 |  | NON FOSSIL PURCHASING AGENCY | RAINHAM LANDFILL |  |  | RAINHAM | Essex | RM13 9DA | England | 552500 | 179200 | WARLEY GRID 132KV | PURFLEET GRID | - | 33kV | Eastern Power Networks plc | Fossil gas | Gas turbine (OCGT) |  |  |  | 23.22 | [12 empty] | No | Connected | 23.22 | 23.22 | 24.4421 | 0.3 | 0.31579 | 2001-01-24 | - | - | - | - | - | - | - | [6 empty] | 2020-11-13
1030078017157 |  | WADLOW ENERGY LIMITED | WADLOW WINDFARM (WEST CONNECTION - BB1) |  |  | CAMBRIDGE | Cambs | CB21 5BF | England | 557890 | 253330 | BURWELL MAIN GRID 132kV | FULBOURN GRID 132/33kV | - | 33kV | Eastern Power Networks plc | Wind onshore | Onshore wind turbines |  |  |  | 14.16 | [12 empty] | No | Connected | 14.16 | 14.16 | 14.9053 | - | - | 2012-09-13 | - | - | - | - | - | - | - | [6 empty] | 2020-12-14
1030078016924 |  | WADLOW ENERGY LIMITED | WADLOW WINDFARM (EAST CONNECTION - BB2) |  | Fulbourn | Cambridge | Cambs | CB21 5BF | England | 557890 | 253330 | BURWELL MAIN GRID 132kV | BURWELL LOCAL GRID 132/33kV | - | 33kV | Eastern Power Networks plc | Wind onshore | Onshore wind turbines |  |  |  | 16.6 | [12 empty] | No | Connected | 16.6 | 16.6 | 17.4737 | - | - | 2012-09-13 | - | - | - | - | - | - | - | [6 empty] | 2020-12-14
1050000556046 |  | JACKS LANE ENERGY LIMITED | JACKS LANE WIND FARM | Barwick Hall Farm | Stanhoe | Kings Lynn | Norfolk | PE31 8PZ | England | 581860 | 335010 | WALPOLE GIS 132KV | HEMPTON GRID 132kV | - | 33kV | Eastern Power Networks plc | Wind onshore | Onshore wind turbines |  |  |  | 15 | [12 empty] | No | Connected | 15 | 15 | 15.7895 | - | - | 2014-11-26 | - | - | - | - | - | - | - | [6 empty] | 2020-12-14
1030083917802 |  | REG BURNTHOUSE LTD | BURNT HOUSE WIND |  |  | PETERBOROUGH | Cambs | PE7 2HS | England | 534260 | 294970 | WALPOLE GIS 132KV | MARCH GRID 132/33kV | - | 33kV | Eastern Power Networks plc | Wind onshore | Onshore wind turbines |  |  |  | 6.316 | [12 empty] | No | Connected | 6.316 | 6.316 | 6.6484 | - | - | 2013-05-17 | - | - | - | - | - | - | - | [6 empty] | 2020-12-14
1030079196820 |  | CO-OPERATIVE GROUP LIMITED | WHITE MILL /COLDHAM WINDFARM 2 | Coldham Estate | Coldham | WISBECH | Cambs | PE14 0LX | England | 546020 | 300400 | WALPOLE GIS 132KV | WALSOKEN GRID 132/33kV | - | 33kV | Eastern Power Networks plc | Wind onshore | Onshore wind turbines |  |  |  | 14.75 | [12 empty] | No | Connected | 14.75 | 14.75 | 15.5263 | - | - | 2012-03-26 | - | - | - | - | - | - | - | [6 empty] | 2020-12-14
1030041591590 |  | INFINIS LIMITED | BROGBOROUGH POWER STATION T1, T2, T3, T4 | BROGBOROUGH POWER STATION T1 | Woburn Road | BROGBOROUGH | Beds | MK43 0TN | England | 497080 | 240000 | SUNDON 132kV | WESTONING GRID 132/33kV | - | 33kV | Eastern Power Networks plc | Fossil gas | Gas turbine (OCGT) |  |  |  | 41 | [12 empty] | No | Connected | 41 | 41 | 43.1579 | - | - | 2007-06-29 | - | - | - | - | - | - | - | [6 empty] | 2020-12-14
1030037478509 |  | EON RENEWABLES | STAGS HOLT WINDFARM |  |  | MARCH | Cambs | PE15 0BT | England | 544680 | 299450 | WALPOLE GIS 132KV | MARCH GRID 132/33kV | - | 33kV | Eastern Power Networks plc | wind onshore | Onshore wind turbines |  |  |  | 20 | [12 empty] | No | Connected | 20 | 20 | 21.0526 | - | - | 2007-06-15 | - | - | - | - | - | - | - | [6 empty] | 2020-11-13
1030034117513 |  | RANSON MOOR WINDFARM | RANSON MOOR WINDFARM |  |  | March | Cambs | PE15 0TY | England | 537550 | 292010 | WALPOLE GIS 132KV | MARCH GRID 132/33kV | - | 33kV | Eastern Power Networks plc | Wind onshore | Onshore wind turbines |  |  |  | 10 | [12 empty] | No | Connected | 10 | 10 | 10.5263 | - | - | 2007-03-22 | - | - | - | - | - | - | - | [6 empty] | 2020-12-14
1030037258625 |  | FENLAND WINDFARMS LIMITED | RED TILE WINDFARM - 2 |  | Straight Drove | Huntingdon | Cambs | PE28 2UH | England | 534850 | 283160 | EATON SOCON GRID 132kV | HUNTINGDON GRID 132kV | - | 33kV | Eastern Power Networks plc | Wind onshore | Onshore wind turbines |  |  |  | 14 | [12 empty] | No | Connected | 14 | 14 | 14.7368 | - | - | 2006-12-08 | - | - | - | - | - | - | - | [6 empty] | 2020-11-13
1030037258397 |  | FENLAND WINDFARMS LIMITED | RED TILE WINDFARM - 1 |  | Straight Drove | Huntingdon | Cambs | PE28 2UH | England | 534860 | 283190 | WALPOLE GIS 132KV | PETERBOROUGH CENTRAL 33kV | - | 33kV | Eastern Power Networks plc | Wind onshore | Onshore wind turbines |  |  |  | 10 | [12 empty] | No | Connected | 10 | 10 | 10.5263 | - | - | 2006-12-08 | - | - | - | - | - | - | - | [6 empty] | 2020-11-13
1097000000100 |  | CENTRICA PB LIMITED | PETERBOROUGH POWER STATION | Storey Bar Road |  | Peterborough | Cambs | PE1 5NT | England | 521990 | 299110 | WALPOLE GIS 132KV | PETERBOROUGH POWER STN 132kV | - | 33kV | Eastern Power Networks plc | Fossil gas | Gas turbine (OCGT) |  |  |  | 360 | [12 empty] | No | Connected | 360 | 360 | 378.9474 | - | - | 1990-12-13 | - | - | - | - | - | - | - | [6 empty] | 2020-12-14
1097000000086 |  | RWE KL Limited | KINGS LYNN POWER STATION |  |  | Saddlebow | Norfolk | PE34 3RD | England | 560730 | 316990 | WALPOLE GIS 132KV | KINGS LYNN PWR STN 132kV | - | 132kV | Eastern Power Networks plc | Fossil gas | Gas turbine (OCGT) |  |  |  | 350 | [12 empty] | No | Connected | 350 | 350 | 368.4211 | - | - | 1994-08-18 | - | - | - | - | - | - | - | [6 empty] | 2020-12-14
1097000000110 |  | E.ON UK PLC | GT YARMOUTH POWER STATION |  | South Denes Road | Gt Yarmouth | Norfolk | NR30 3PY | England | 652926 | 305093 | NORWICH MAIN 132kV | - | - | 132kV | Eastern Power Networks plc | Fossil gas | Gas turbine (OCGT) |  |  |  | 420 | [12 empty] | No | Connected | 420 | 420 | 442.1053 | - | - | 1998-12-18 | - | - | - | - | - | - | - | [6 empty] | 2021-01-15
1099000000424 |  | NATIONAL GRID ELECTRICITY TRANSMISSION PLC | GUNFLEET SANDS OFFSHORE TRANSMISSION | GUNFLEET SANDS OFFSHORE TRANSMISSION | Holland Road | Little Clacton | Essex | CO16 9QG | England | 619190 | 218920 | BRAMFORD GRID 132kV | CLACTON GRID 132kV | - | 132kV | Eastern Power Networks plc | Wind offshore | Offshore wind turbines |  |  |  | 172 | [12 empty] | No | Connected | 172 | 172 | 181.0526 | - | - | 2009-08-18 | - | - | - | - | - | - | - | [6 empty] | 2021-12-14
1099000001669 |  | NATIONAL GRID ELECTRICITY TRANSMISSION PLC | SHERINGHAM SHOAL OFFSHORE WINDFARM |  |  | Sherringham | Norfolk | NR10 4BF | England | 612740 | 323990 | NORWICH MAIN 132kV | SALL GRID 132kV | - | 132kV | Eastern Power Networks plc | Wind offshore | Offshore wind turbines |  |  |  | 322 | [12 empty] | No | Connected | 322 | 322 | 338.9474 | - | - | 2012-04-01 | - | - | - | - | - | - | - | [6 empty] | 2021-12-14
Data not available |  | PeakGen Power Ltd | LORDS WAY |  |  | basildon | Essex | SS13 1DB | England | 573798 | 190738 | RAYLEIGH MAIN 132KV | NEVENDON GRID 132/33kV | - | 132kV | Eastern Power Networks plc | Fossil oil | Engine (combustion / reciprocating) |  |  |  | 20 | [12 empty] | No | Connected | 20 | 20 | 21.0526 | 0.5 | 0.52632 | 2021-02-19 | - | - | - | - | - | - | - | [6 empty] | 2021-12-14
1030078491875 |  | Sterling Power Utilities | BOOKER CASH & CARRY |  |  | Hatfield | Herts | AL10 7TR | England | 520890 | 209670 | ELSTREE AIS 132KV | HATFIELD GRID 132kV | TUNNEL PRIMARY 33kV | 11kV | Eastern Power Networks plc | Fossil oil | Engine (combustion / reciprocating) |  |  |  | 5.5 | [12 empty] | No | Connected | 5.5 | 5.5 | 5.7895 | - | - | 2011-11-09 | - | - | - | - | - | - | - | [6 empty] | 2021-12-14
1050001495183 |  | OST Energy Limited | CLAREDOWN FARM (PREVIOUSLY KNOWN AS HICKFORD HILL SUDBURY) |  | Hickford Hill | Sudbury | Suffolk | CO10 7DW | England | 578700 | 244580 | PELHAM GRID 132kV | BELCHAMP GRID 132/33kV | - | 33kV | Eastern Power Networks plc | Battery storage | Battery |  |  |  | 20 | [12 empty] | No | Connected | 20 | 20 | 21.0526 | 20 | 21.0526 | 2018-02-01 | - | - | - | - | - | - | - | [6 empty] | 2020-11-13
1030085029166 |  | PeakGen Power Ltd | 1 MAXWELL RD PETERBOROUGH |  |  | PETERBOROUGH | Cambs | PE2 7JB | England | 518048 | 296779 | WALPOLE GIS 132KV | PETERBOROUGH SOUTH GRID 132/11kV | - | 33kV | Eastern Power Networks plc | Fossil oil | Engine (combustion / reciprocating) |  |  |  | 20 | [12 empty] | No | Connected | 20 | 20 | 21.0526 | 8 | 8.4211 | 2017-05-26 | - | - | - | - | - | - | - | [6 empty] | 2021-12-14
Data not available |  | Atkins Limited | MAPLE LODGE | DENHAM WAY | MAPLE CROSS | RICKMANSWORTH | Herts | WD3 9SQ | England | 503861 | 192209 | WATFORD SOUTH 132kV | RICKMANSWORTH GRID 132 & 33/11KV | - | 11kV | Eastern Power Networks plc | Biofuel biogas from anaerobic digestion (excluding landfill & sewage) | Steam-gas turbine (CCGT) |  |  |  | 2 | [12 empty] | No | Connected | 2 | 2 | 2.1053 | 3.23 | 3.4 | 2020-06-16 | - | - | - | - | - | - | - | [6 empty] | 2021-06-14
1050001382531 |  | Stratera Energy Ltd | BERDEN PELHAM |  |  | Bishops Stortford | Herts | SG9 0JB | England | 545797 | 228775 | PELHAM GRID 132kV | - | - | 132kV | Eastern Power Networks plc | Battery storage | Battery |  |  |  | 50 | [12 empty] | No | Connected | 50 | 50 | 52.6316 | 50 | 52.6316 | 2017-11-12 | - | - | - | - | - | - | - | [6 empty] | 2020-11-13
1050001450252 |  | AGR Renewables Limited | FINWAY ROAD |  |  | HEMEL HEMPSTEAD | Herts | HP2 7PT | England | 507700 | 209240 | ELSTREE AIS 132KV | PICCOTTS END GRID 132kV | HEMEL NORTH PRIMARY 33/11kV | 11kV | Eastern Power Networks plc | Fossil gas | Gas turbine (OCGT) |  |  |  | 5 | [12 empty] | No | Connected | 5 | 5 | 5.2632 | - | - | 2017-12-14 | - | - | - | - | - | - | - | [6 empty] | 2020-11-13
1050001368332 |  | Centrica PB Ltd | PETERBOROUGH POWER STATION |  |  | PETERBOROUGH | Cambs | PE1 5NT | England | 521810 | 299180 | WALPOLE GIS 132KV | PETERBOROUGH POWER STN 132kV | - | 132kV | Eastern Power Networks plc | Fossil gas | Gas turbine (OCGT) |  |  |  | 48.5 | [12 empty] | No | Connected | 48.5 | 48.5 | 51.0526 | - | - | 2018-08-20 | - | - | - | - | - | - | - | [6 empty] | 2020-11-13
1050001507458 |  | Aura Power Ltd | NEVENDON BATTERY PARK ARTERIAL ROAD BASILDON |  |  | Basildon | Essex | SS14 3JH | England | 572300 | 191300 | RAYLEIGH MAIN 132KV | NEVENDON GRID 132/33kV | - | 33kV | Eastern Power Networks plc | Battery storage | Battery |  |  |  | 10 | [12 empty] | No | Connected | 10 | 10 | 10.5263 | 10 | 10.5263 | 2018-03-26 | - | - | - | - | - | - | - | [6 empty] | 2020-11-13
1050001708747 |  | WSP ¦ Parsons Brinckerhoff | CHASE FM HOSPITAL ENFIELD | 127 RIDGEWAY |  | Enfield | MIDDLESEX | EN2 8JL | England | 531247 | 198095 | TOTTENHAM 132kV | PALMERS GRN GRID 132/33kV | NORTH ENFIELD PRIMARY 33/11kV | 11kV | Eastern Power Networks plc | Fossil gas | Gas turbine (OCGT) |  |  |  | 4.2 | [12 empty] | No | Connected | 4.2 | 4.2 | 4.4211 | - | 0 | 2018-04-12 | - | - | - | - | - | - | - | [6 empty] | 2020-11-13
Data not available |  | Push Energy | GREYS HALL GENERATION |  |  | SUDBURY | Essex | CO10 0NH | England | 589126 | 239948 | PELHAM GRID 132kV | BELCHAMP GRID 132/33kV | CORNARD PRIMARY 33/11kV | 33kV | Eastern Power Networks plc | Fossil gas | Gas turbine (OCGT) |  |  |  | 14 | [12 empty] | No | Connected | 14 | 14 | 14.7368 | 0.7 | 0.73684 | 2020-12-04 | - | - | - | - | - | - | - | [6 empty] | 2020-11-13
Data not available |  | Sterling Power Utilities Ltd | TYTTENHANGER ESTATE |  |  | St Albans | Herts | AL4 0PG | England | 519803 | 204996 | ELSTREE AIS 132KV | HATFIELD GRID 132kV | - | 33kV | Eastern Power Networks plc | Fossil oil | Engine (combustion / reciprocating) |  |  |  | 15 | [12 empty] | No | Accepted to Connect | - | - | - | - | - | - | 15 | 15 | 15.7895 | 0 | 0 | 2016-11-28 | - | [6 empty] | 2021-12-14
1050001245871 |  | The Abbey Group (Cambridgeshire) Limited | FDG C-01 LYNG FARM | RINGSTEAD ROAD |  | Hunstanton | Norfolk | PE36 5LQ | England | 572814 | 340042 | WALPOLE GIS 132KV | KINGS LYNN GRID 132/33kV | - | 33kV | Eastern Power Networks plc | Solar | Photovoltaic |  |  |  | 15 | [12 empty] | Yes | Connected | 15 | 15 | 15.7895 | 0 | 0 | 2021-08-01 | - | - | - | - | - | - | - | [6 empty] | 2021-11-12
1050001609381 |  | AGR | CAVENDISH POWER | CAVENDISH ROAD |  | STEVENAGE | Herts | SG1 2EU | England | 522550 | 224410 | WYMONDLEY MAIN 132kV | STEVENAGE GRID 132/33kV | STEVENAGE PRIMARY 33/11kV | 11kV | Eastern Power Networks plc | Fossil gas | Gas turbine (OCGT) |  |  |  | 8 | [12 empty] | No | Connected | 8 | 8 | 8.4211 | 8 | 8.4211 | 2018-09-19 | - | - | - | - | - | - | - | [6 empty] | 2020-11-13
1099000011462 |  | Energetics Electricity | SPRING WAY HEMEL HEMPSTEAD |  |  | HEMEL HEMPSTEAD | Herts | HP2 7SU | England | 508041 | 208299 | ELSTREE AIS 132KV | PICCOTTS END GRID 132kV | - | 33kV | Eastern Power Networks plc | Fossil Gas | Steam-gas turbine (CCGT) |  |  |  | 30 | [12 empty] | No | Connected | 30 | 30 | 31.5789 | - | 0 | 2016-10-01 | - | - | - | - | - | - | - | [6 empty] | 2020-11-13
Data not available |  | Rethink Energy Ltd | BUMPERS FM ILMER BUCKS |  |  | ILMER | Bucks | HP27 9RE | England | 476296 | 205888 | AMERSHAM MAIN 132kV | ILMER GRID 132/33kV | - | 132kV | Eastern Power Networks plc | Battery storage | Battery |  |  |  | 49.5 | [12 empty] | No | Accepted to Connect | - | - | - | - | - | - | 49.5 | 49.5 | 52.1053 | 49.5 | 52.1053 | 2017-01-03 | - | [6 empty] | 2020-11-13
1050001523584 |  | Yodel Hatfield Business Park | HATFIELD BUS PK |  |  | Hatfield | Herts | AL10 9TR | England | 520770 | 209410 | ELSTREE AIS 132KV | HATFIELD GRID 132kV | TUNNEL PRIMARY 33kV | 11kV | Eastern Power Networks plc | Fossil oil | Engine (combustion / reciprocating) |  |  |  | 1.75 | [12 empty] | No | Connected | 1.75 | 1.75 | 1.8421 | 0 | 0 | 2018-08-21 | - | - | - | - | - | - | - | [6 empty] | 2021-12-14
Data not available |  | Sun Credit | LIME KILNS GAS FARM | LOWER DUNTON ROAD |  | basildon | Essex | SS16 6EB | England | 565963 | 187371 | TILBURY 132KV TEE POINT | BASILDON GRID 132/33kV | - | 33kV | Eastern Power Networks plc | Fossil gas | Gas turbine (OCGT) |  |  |  | 22 | [12 empty] | No | Connected | 22 | 22 | 23.1579 | 0 | 0 | 2021-02-25 | - | - | - | - | - | - | - | [6 empty] | 2020-11-13
1050001620720 |  | Low Carbon Alliance | MOLLISON AVENUE ENFIELD |  |  | ENFIELD | MIDDLESEX | EN3 7NJ | England | 536371 | 197458 | BRIMSDOWN 132kV | BRIMSDOWN NORTH GRID 132/33kV | - | 33kV | Eastern Power Networks plc | Fossil gas | Gas turbine (OCGT) |  |  |  | 20 | [12 empty] | No | Connected | 20 | 20 | 21.0526 | 0.2 | 0.21053 | 2018-11-13 | - | - | - | - | - | - | - | [6 empty] | 2020-11-13
1050001458330 |  | AGR | ELMS POWER | CAXTON ROAD |  | BEDFORD | Beds | MK41 0XZ | England | 508270 | 251060 | SUNDON 132kV | EDISON RD GRID 132/11kV | EDISON RD GRID 132/11kV | 11kV | Eastern Power Networks plc | Fossil gas | Gas turbine (OCGT) |  |  |  | 5 | [12 empty] | No | Connected | 5 | 5 | 5.2632 | 0.475 | 0.5 | 2017-12-18 | - | - | - | - | - | - | - | [6 empty] | 2020-11-13
1023479931114 |  | CLP Envirogas Ltd | BELLHOUSE FARM LANE | OFF CHURCH LANE |  | Colchester | Essex | CO3 8LP | England | 594218 | 223366 | RAYLEIGH MAIN 132KV | ABBERTON GRID 132/33kV | SHRUB END PRIMARY 33/11kV | 11kV | Eastern Power Networks plc | Fossil gas | Gas turbine (OCGT) |  |  |  | 3 | [12 empty] | No | Accepted to Connect | - | - | - | - | 0 | - | 3 | 3 | 3.1579 | 0.095 | 0.1 | 2016-09-29 | - | [6 empty] | 2020-11-13
1023477429636 |  | Anglian Water Services Ltd | STOCK ROAD |  |  | Southend | Essex | SS2 5XB | England | 587940 | 187560 | RAYLEIGH MAIN 132KV | FLEETHALL GRID | FLEETHALL LOCAL PRIMARY | 11kV | Eastern Power Networks plc | Biofuel biogas from anaerobic digestion (excluding landfill & sewage) | Steam-gas turbine (CCGT) |  |  |  | 3.2 | [12 empty] | No | Accepted to Connect | - | - | - | - | 0 | - | 3.2 | 3.2 | 3.3684 | 0 | 0 | 2016-11-08 | - | [6 empty] | 2020-11-13
1050001382373 |  | Anesco | LAND NORTH OF CLAYHILL FARM |  |  | Bedford | Beds | MK45 5JD | England | 504240 | 233150 | SUNDON 132kV | WESTONING GRID 132/33kV | - | 33kV | Eastern Power Networks plc | solar | Photovoltaic |  |  |  | 8.8 | [12 empty] | No | Connected | 8.8 | 8.8 | 9.2632 | 6 | 6.3158 | 2017-08-15 | - | - | - | - | - | - | - | [6 empty] | 2020-11-13
Data not available |  | Gressingham Foods Ltd | RED GRAVE POULTRY COLD STORE |  |  | Diss | Suffolk | IP22 1SA | England | 603390 | 278570 | BRAMFORD GRID 132kV | DISS GRID 132/33KV | KENNINGHALL PRIMARY 33/11kV | 11kV | Eastern Power Networks plc | Fossil oil | Engine (combustion / reciprocating) |  |  |  | 1 | [12 empty] | No | Accepted to Connect | - | - | - | - | 0 | - | 1 | 1 | 1.0526 | 0.95 | 1 | 2018-01-08 | - | [6 empty] | 2021-12-14
Data not available |  | Sweco UK Ltd | CLAY TYE FARM |  |  | Upminster | Essex | RM14 3PL | England | 559168 | 186148 | WARLEY GRID 132KV | WARLEY GRID 132KV | - | 132kV | Eastern Power Networks plc | Battery storage | Battery |  |  |  | 49.5 | [12 empty] | No | Accepted to Connect | - | - | - | - | - | - | 49.5 | 49.5 | 52.1053 | 49.5 | 52.1053 | 2017-02-13 | - | [6 empty] | 2020-11-13
Data not available |  | Red Triangle Energy Ltd | WICKHAM HALL |  |  | BISHOP STORTFORD | Herts | CM23 1JG | England | 547423 | 223042 | PELHAM GRID 132kV | BISHOPS STORTFORD GRID 132/33kV | - | 33kV | Eastern Power Networks plc | Battery storage | Battery |  |  |  | 10 | [12 empty] | No | Accepted to Connect | - | - | - | - | - | - | 10 | 10 | 10.5263 | 10 | 10.5263 | 2017-03-17 | - | [6 empty] | 2020-11-13
1050000698887 |  | Boortmalt Glenesk Maltings | 24-25 EASTERN WAY |  |  | Bury St. Edmunds | Suffolk | IP32 7AD | England | 585950 | 265120 | BRAMFORD GRID 132kV | BURY GRID 132/33kV | BURY GRID 33/11kV | 11kV | Eastern Power Networks plc | Fossil Gas | Steam-gas turbine (CCGT) |  |  |  | 2.6 | [12 empty] | No | Connected | 2.6 | 2.6 | 2.7368 | 0 | 0 | 2018-02-01 | - | - | - | - | - | - | - | [6 empty] | 2020-11-13
1050001324405 |  | Anesco Ltd | CLAYHILL FARM GREENFIELD RD |  |  | BEDFORD | Beds | MK45 5JD | England | 504250 | 233220 | SUNDON 132kV | WESTONING GRID 132/33kV | - | 33kV | Eastern Power Networks plc | Battery storage | Battery |  |  |  | 1.2 | [12 empty] | No | Connected | 1.2 | 1.2 | 1.2632 | 1.2 | 1.2632 | 2017-04-28 | - | - | - | - | - | - | - | [6 empty] | 2020-11-13
Data not available |  | RNA Energy Limited | NORWICH ROAD |  |  | Halesworth | Suffolk | IP19 8QJ | England | 639034 | 278720 | BRAMFORD GRID 132kV | HALESWORTH GRID 132kV | - | 132kV | Eastern Power Networks plc | Battery storage | Battery |  |  |  | 40 | [12 empty] | No | Accepted to Connect | - | - | - | - | - | - | 40 | 40 | 42.1053 | 40 | 42.1053 | 2017-02-24 | - | [6 empty] | 2020-11-13
Data not available |  | Ipswich Hospital | HEATH ROAD |  |  | Ipswich | Suffolk | IP4 5PD | England | 619213 | 245003 | BRAMFORD GRID 132kV | CLIFF QUAY GRID 132/33kV | ROUNDWOOD RD PRIMARY 33/11kV | 11kV | Eastern Power Networks plc | Fossil Gas | Engine (combustion / reciprocating) |  |  |  | 2.6 | [12 empty] | No | Connected | 2.6 | 2.6 | 2.7368 | - | - | 2018-01-01 | - | - | - | - | - | - | - | [6 empty] | 2020-11-13
Data not available |  | BWSC East Anglia Limited | CHALK LANE SNETTERTON NORWICH | CHALK LANE | SNETTERTON | Norwich | Norfolk | NR16 2JZ | England | 600564 | 291089 | BRAMFORD GRID 132kV | DISS GRID 132kV | - | 33kV | Eastern Power Networks plc | Biomass | Steam-gas turbine (CCGT) |  |  |  | 48 | [12 empty] | No | Connected | 48 | 48 | 50.5263 | 4 | 4.2105 | 2018-02-01 | - | - | - | - | - | - | - | [6 empty] | 2020-12-14
Data not available |  | University of Hertfordshire | UNIVERSITY OF HERFORD COLLEGE LANE HATFIELD |  |  | Hatfield | Herts | AL10 9AN | England | 521338 | 208525 | ELSTREE AIS 132KV | HATFIELD GRID 132kV | CHANTRY LN PRIMARY 33/11kV | 11kV | Eastern Power Networks plc | Fossil Gas | Steam-gas turbine (CCGT) |  |  |  | 2 | [12 empty] | No | Connected | 2 | 2 | 2.1053 | 0 | 0 | 2018-04-10 | - | - | - | - | - | - | - | [6 empty] | 2020-11-13
1050000535729 |  | Tamar Energy Ltd | BLUEBRIDGE INDUSTIAL ESTATE |  |  | HALSTEAD | Essex | CO9 2SZ | England | 582690 | 230350 | BRAINTREE 132kV | BRAINTREE LOCAL 132/33kV | HALSTEAD PRIMARY 33/11kV | 11kV | Eastern Power Networks plc | Biofuel biogas from anaerobic digestion (excluding landfill & sewage) | Steam-gas turbine (CCGT) |  |  |  | 2.38 | [12 empty] | No | Connected | 2.38 | 2.38 | 2.5053 | 0 | 0 | 2017-01-09 | - | - | - | - | - | - | - | [6 empty] | 2020-11-13
1050001452668 |  | UK Power Solutions | FIRST WAY WEMBLEY |  |  | WEMBLEY | MIDDLESEX | HA9 0TU | England | 519708 | 185626 | WILLESDEN GRID 132KV | LEICESTER RD GRID 132/33kV | BEE PRIMARY 33/11kV | 11kV | Eastern Power Networks plc | Fossil gas | Gas turbine (OCGT) |  |  |  | 5 | [12 empty] | No | Accepted to Connect | - | - | - | - | - | - | 5 | 5 | 5.2632 | 1 | 1.0526 | 2017-04-04 | - | [6 empty] | 2020-11-13
Data not available |  | Savills | LAND EAST OF MALDON HALL FARM |  |  | Goldhanger | Essex | CM9 6HD | England | 584680 | 207033 | RAYLEIGH MAIN 132KV | - | - | 132kV | Eastern Power Networks plc | Battery storage | Battery |  |  |  | 40 | [12 empty] | No | Accepted to Connect | - | - | - | - | - | - | 40 | 40 | 42.1053 | 40 | 42.1053 | 2017-03-08 | - | [6 empty] | 2020-11-13
Data not available |  | ReThink Energy Limited | LUTON ROAD | LUTON ROAD |  | Luton | Beds | LU4 9UJ | England | 503410 | 226480 | SUNDON 132kV | SUNDON 132/33kV | - | 33kV | Eastern Power Networks plc | Battery storage | Battery |  |  |  | 49.5 | [12 empty] | No | Accepted to Connect | [6 empty] | 49.5 | 49.5 | 52.1053 | 49.5 | 52.1053 | 2017-01-30 | - | [6 empty] | 2020-11-13
Data not available |  | Tesco Stores Limited | STAPLEE WAY |  |  | Peterborough | Cambs | PE1 4YT | England | 521895 | 300945 | WALPOLE GIS 132KV | PETERBOROUGH EAST GRID 132/11kV | - | 11kV | Eastern Power Networks plc | Fossil oil | Engine (combustion / reciprocating) |  |  |  | 3.2 | [12 empty] | No | Connected | 3.2 | 3.2 | 3.3684 | 0 | 0 | 2017-11-21 | - | - | - | - | - | - | - | [6 empty] | 2021-12-14
Data not available |  | MJS Grid Services Ltd | OUTWOOD FARM RD BILLERICAY |  |  | BILLERICAY | Essex | CM11 2TX | England | 624150 | 306010 | RAYLEIGH MAIN 132KV | NEVENDON GRID 132/33kV | - | 33kV | Eastern Power Networks plc | solar | Photovoltaic |  |  |  | 18 | [12 empty] | No | Accepted to Connect | [6 empty] | 18 | 17.1 | 18 | 0 | 0 | 2017-05-01 | - | [6 empty] | 2020-11-13
1023514116247 |  | Amber Energy | PUDDOCK HILL | STATON ROAD |  | HUNTINGDON | Cambs | PE28 2UA | England | 530956 | 281936 | EATON SOCON GRID 132kV | HUNTINGDON GRID 132/33kV | BURY PRIMARY 33/11kV | 11kV | Eastern Power Networks plc | Fossil gas | Gas turbine (OCGT) |  |  |  | 2 | [12 empty] | No | Connected | 2 | 2 | 2.1053 | 0.04 | 0.042105 | 2018-01-01 | - | - | - | - | - | - | - | [6 empty] | 2020-11-13
1050000687919 |  | RNA Energy Limited | TOLLGATE FARM |  |  | St Albans | Herts | AL4 0NY | England | 521304 | 205438 | ELSTREE AIS 132KV | HATFIELD GRID 132kV | - | 132kV | Eastern Power Networks plc | Battery storage | Battery |  |  |  | 49.9 | [12 empty] | No | Accepted to Connect | - | - | - | - | - | - | 49.9 | 49.9 | 52.5263 | 49.5 | 52.1053 | 2017-03-14 | - | [6 empty] | 2020-11-13
Data not available |  | Sweco UK Ltd | CLAY TYE ROAD |  |  | Upminster | Essex | RM14 3PL | England | 559168 | 186148 | WARLEY GRID 132KV | - | - |  | Eastern Power Networks plc | Battery storage | Battery |  |  |  | 49.5 | [12 empty] | No | Accepted to Connect | - | - | - | - | - | - | 49.5 | 49.5 | 52.1053 | 49.5 | 52.1053 | 2017-06-19 | - | [6 empty] | 2020-11-13
1050001658148 |  | Sweco UK Ltd | BUMPERS FARM |  |  | ILMER | Bucks | HP27 9RE | England | 476296 | 205888 | AMERSHAM MAIN 132kV | ILMER GRID 132/33kV | - | 132kV | Eastern Power Networks plc | Battery storage | Battery |  |  |  | 49.5 | [12 empty] | No | Accepted to Connect | - | - | - | - | - | - | 49.5 | 49.5 | 52.1053 | 49.5 | 52.1053 | 2017-04-20 | - | [6 empty] | 2020-11-13
Data not available |  | Connect2Grid | BROOK FARM | FLOWTON |  | Ipswich | Suffolk | IP8 4LJ | England | 608419 | 245709 | BRAMFORD GRID 132kV | BRAMFORD GRID 132kV | - | 132kV | Eastern Power Networks plc | Battery storage | Battery |  |  |  | 50 | [12 empty] | No | Accepted to Connect | - | - | - | - | - | - | 50 | 50 | 52.6316 | 50 | 52.6316 | 2017-03-24 | - | [6 empty] | 2020-11-13
1050001431630 |  | Industrial Chemicals Ltd | STONENESS ROAD |  |  | WEST THURROCK | Essex | RM20 3AG | England | 559160 | 177160 | WEST THURROCK GRID | WEST THURROCK GRID | - | 33kV | Eastern Power Networks plc | Fossil gas | Gas turbine (OCGT) |  |  |  | 17 | [12 empty] | No | Connected | 17 | 17 | 17.8947 | 0 | 0 | 2018-06-05 | - | - | - | - | - | - | - | [6 empty] | 2020-11-13
Data not available |  | Mitie | STIRLING WAY |  |  | PETERBOROUGH | Cambs | PE3 8YD | England | 516335 | 302283 | WALPOLE GIS 132KV | PETERBOROUGH NORTH GRID 132/11kV | - | 11kV | Eastern Power Networks plc | Fossil oil | Engine (combustion / reciprocating) |  |  |  | 6 | [12 empty] | No | Accepted to Connect | - | - | - | - | - | - | 6 | 6 | 6.3158 | - | - | 2017-06-12 | - | [6 empty] | 2021-12-14
Data not available |  | Palm Paper Limited | FDG C-05 PALM PAPER | POPLAR AVENUE |  | Kings Lynn | Norfolk | PE34 3AL | England | 560876 | 317786 | WALPOLE GIS 132KV | WALPOLE GIS 132KV | - | 132kV | Eastern Power Networks plc | Fossil Gas | Steam-gas turbine (CCGT) |  |  |  | 30 | [12 empty] | Yes | Accepted to Connect | - | - | - | - | - | - | 30 | 30 | 31.5789 | 0 | 0 | 2017-09-05 | - | [6 empty] | 2020-12-14
Data not available |  | Aton Energy ESS 1 Ltd | NORTH WEST OF EASTON LANE |  |  | WOODBRIDGE | Suffolk | IP13 0DY | England | 630321 | 259137 | BRAMFORD GRID 132kV | WICKHAM MARKET GRID 132/33kV | - | 132kV | Eastern Power Networks plc | Battery storage | Battery |  |  |  | 50 | [12 empty] | No | Connected | 50 | 50 | 52.6316 | 40 | 42.1053 | 2020-09-18 | - | - | - | - | - | - | - | [6 empty] | 2021-05-17
1050001299895 |  | Anesco | GREEN ILMER |  |  | PRINCES RISBOROUGH | Bucks | HP27 9RD | England | 476620 | 206140 | AMERSHAM MAIN 132kV | ILMER GRID 132/33kV | - | 33kV | Eastern Power Networks plc | solar | Photovoltaic |  |  |  | 4.2 | [12 empty] | No | Connected | 4.2 | 4.2 | 4.4211 | - | - | 2017-03-20 | - | - | - | - | - | - | - | [6 empty] | 2020-11-13
1050001109361 |  | ESB | TILBURY GREEN POWER |  |  | Tilbury | Essex | RM18 7NU | England | 563770 | 176151 | TILBURY 132KV TEE POINT | TILBURY GREEN POWER | - | 132kV | Eastern Power Networks plc | Biomass | Steam-gas turbine (CCGT) |  |  |  | 60 | [12 empty] | No | Connected | 60 | 60 | 63.1579 | 15 | 15.7895 | 2017-03-01 | - | - | - | - | - | - | - | [6 empty] | 2020-11-13
Data not available |  | Port of Tillbury London Ltd | TILBURY FREEPORT |  |  | Thurrock | Essex | RM18 7EH | England | 563080 | 176510 | TILBURY 132KV TEE POINT | TILBURY COMPACT GRID | PLA | 33kV | Eastern Power Networks plc | Battery storage | Battery |  |  |  | 9 | [12 empty] | No | Connected | 9 | 9 | 9.4737 | 28 | 29.4737 | 2019-10-10 | - | - | - | - | - | - | - | [6 empty] | 2021-05-17
Data not available |  | North London Waste Authority | EDMONTON ECO PARK | ADVENT WAY |  | Edmonton | London | N18 3AG | England | 535768 | 192648 | TOTTENHAM 132kV | TOTTENHAM GRID 132/33kV | DEEPHAMS 33kV | 33kV | Eastern Power Networks plc | Waste | Steam-gas turbine (CCGT) |  |  |  | 70 | [12 empty] | No | Connected | 70 | 70 | 73.6842 | 4 | 4.2105 | 2021-02-17 | - | - | - | - | - | - | - | [6 empty] | 2021-07-14
1050001791569 |  | AGR Peak Power Limited | CAVENDISH ROAD |  |  | STEVENAGE | Herts | SG1 2EU | England | 522360 | 224380 | WYMONDLEY MAIN 132kV | STEVENAGE GRID 132/33kV | - | 33kV | Eastern Power Networks plc | Fossil gas | Gas turbine (OCGT) |  |  |  | 10 | [12 empty] | No | Connected | 10 | 10 | 10.5263 | 0.6 | 0.63158 | 2019-07-04 | - | - | - | - | - | - | - | [6 empty] | 2020-11-13
Data not available |  | Tilbury Green Power Ltd | TILBURY DOCKS |  |  | Tilbury | Essex | RM18 7NU | England | 536770 | 176151 | TILBURY 132KV TEE POINT | TILBURY GREEN POWER | - | 132kV | Eastern Power Networks plc | Fossil gas | Gas turbine (OCGT) |  |  |  | 20 | [12 empty] | No | Accepted to Connect | - | - | - | - | - | - | 20 | 20 | 21.0526 | 4.75 | 5 | 2017-08-22 | - | [6 empty] | 2020-11-13
Data not available |  | Island Green Power | WHITE HORSE LANE NORWICH |  |  | Norwich | Norfolk | NR14 8SQ | England | 623565 | 305347 | NORWICH MAIN 132kV | TROWSE GRID 132/33kV | - | 33kV | Eastern Power Networks plc | Solar | Photovoltaic |  |  |  | 15 | [12 empty] | No | Accepted to Connect | - | - | - | - | - | - | 15 | 15 | 15.7895 | 0.19 | 0.2 | 2017-08-15 | - | [6 empty] | 2020-11-13
Data not available |  | Green Frog | WESTONING ROAD |  |  | Bedford | Beds | MK45 5JD | England | 503791 | 232945 | SUNDON 132kV | WESTONING GRID 132/33kV | - | 132kV | Eastern Power Networks plc | Battery storage | Battery |  |  |  | 40 | [12 empty] | No | Connected | 40 | 40 | 42.1053 | 40 | 42.1053 | 2019-11-21 | - | - | - | - | - | - | - | [6 empty] | 2020-11-13
Data not available |  | Gyron Internet Ltd | GYRON MAYLANDS DATACENTRE |  |  | HEMEL HEMPSTEAD | Herts | HP2 7DF | England | 507510 | 208460 | ELSTREE AIS 132KV | PICCOTTS END GRID 132/33kV | INDUSTRIAL PRIMARY 33/11kV | 11kV | Eastern Power Networks plc | Fossil oil | Engine (combustion / reciprocating) |  |  |  | 8 | [12 empty] | No | Connected | 8 | 8 | 8.4211 | 0 | 0 | 2018-10-29 | - | - | - | - | - | - | - | [6 empty] | 2021-12-14
Data not available |  | Langley Eco LTD | TESAM DISTRIBUTION CENTRE |  |  | Peterborough | Cambs | PE3 7EZ | England | 517768 | 300638 | WALPOLE GIS 132KV | PETERBOROUGH NORTH GRID 132/11kV | - | 11kV | Eastern Power Networks plc | Solar | Photovoltaic |  |  |  | 1.203 | [12 empty] | No | Accepted to Connect | - | - | - | - | - | - | 1.203 | 1.203 | 1.2663 | 0.204 | 0.21474 | 2016-05-19 | - | [6 empty] | 2020-12-14
1050001662250 |  | TCI renewables | COMMON BARN WEST OF A1 SOUTHOE |  |  | ST NEOTS | Cambs | PE19 5YA | England | 517440 | 265410 | EATON SOCON GRID 132kV | LITTLE BARFORD 132/33kV | - | 33kV | Eastern Power Networks plc | Wind onshore | Other |  |  |  | 6.15 | [12 empty] | No | Connected | 6.15 | 6.15 | 6.4737 | 5.8425 | 6.15 | 2018-12-12 | - | - | - | - | - | - | - | [6 empty] | 2020-11-13
Data not available |  | Viridis Energy (Norgen) Ltd | PUDDOCK HILL, STATION ROAD | PUDDOCK HILL | STATION ROAD | Huntingdon | Cambs | PE28 2UA | England | 531270 | 281846 | EATON SOCON GRID 132kV | HUNTINGDON GRID 132/33kV | BURY PRIMARY 33/11kV | 11kV | Eastern Power Networks plc | Fossil gas | Gas turbine (OCGT) |  |  |  | 2 | [12 empty] | No | Accepted to Connect | - | - | - | - | - | - | 2 | 2 | 2.1053 | 0.04 | 0.042105 | 2017-08-15 | - | [6 empty] | 2020-11-13
Data not available |  | Infra3 Limited | BUMPERS FARM |  | BUMPERS LANE | PRINCES RISBOROUGH | Bucks | HP27 9RE | England | 476720 | 206020 | AMERSHAM MAIN 132kV | ILMER GRID 132/33kV | - | 33kV | Eastern Power Networks plc | Battery storage | Battery |  |  |  | 2.5 | [12 empty] | No | Accepted to Connect | [6 empty] | 2.5 | 2.5 | 2.6316 | 2.5 | 2.6316 | 2017-08-31 | - | [6 empty] | 2020-12-14
Data not available |  | Mercury Engineering and Building Services Ltd | CELL GENE THERAPY CATAPULT |  |  | STEVENAGE | Herts | SG1 2NY | England | 523756 | 223477 | WYMONDLEY MAIN 132kV | STEVENAGE GRID 132/33kV | WARREN SPRINGS PRIMARY 33/11kV | 11kV | Eastern Power Networks plc | Fossil oil | Engine (combustion / reciprocating) |  |  |  | 1.12 | [12 empty] | No | Accepted to Connect | - | - | - | - | - | - | 1.12 | 1.12 | 1.1789 | 0 | 0 | 2017-07-12 | - | [6 empty] | 2021-12-14
1050001658148 |  | Anesco | LAND NORTH OF BUMPERS FARM | Bumpers Lane |  | Princes Risborough | Herts | HP27 9RE | England | 476296 | 205888 | AMERSHAM MAIN 132kV | ILMER GRID 132/33kV | - | 33kV | Eastern Power Networks plc | Battery storage | Battery |  |  |  | 13.3 | [12 empty] | No | Connected | 13.3 | 13.3 | 14 | 5.2 | 5.4737 | 2020-03-16 | - | - | - | - | - | - | - | [6 empty] | 2020-12-14
Data not available |  | Edge Power | KENTISH FARM | STISTED |  | BRAINTREE | Essex | CM77 8BX | England | 579270 | 226160 | BRAINTREE 132kV | BRAINTREE LOCAL 132/33kV | - | 33kV | Eastern Power Networks plc | Battery storage | Battery |  |  |  | 6.7 | [12 empty] | No | Accepted to Connect | - | - | - | - | - | - | 6.7 | 6.7 | 7.0526 | 5 | 5.2632 | 2017-08-29 | - | [6 empty] | 2020-11-13
Data not available |  | Edge Power | KENTISH FARM |  | STISTED | BRAINTREE | Essex | CM77 8BX | England | 579270 | 226160 | BRAINTREE 132kV | BRAINTREE LOCAL 132/33kV | - | 33kV | Eastern Power Networks plc | Solar | Photovoltaic |  |  |  | 3.2 | [12 empty] | No | Accepted to Connect | - | - | - | - | - | - | 3.2 | 3.2 | 3.3684 | - | - | 2017-09-29 | - | [6 empty] | 2020-11-13
1050001645938 |  | Conrad Energy | ABBESS ROAD |  |  | ONGAR | Essex | CM5 0JR | England | 555860 | 211210 | PELHAM GRID 132kV | THAXTED GRID 132/33kV | WHITE RODING PRIMARY 33/11kV | 11kV | Eastern Power Networks plc | Fossil gas | Gas turbine (OCGT) |  |  |  | 6 | [12 empty] | No | Connected | 6 | 6 | 6.3158 | 0.2 | 0.21053 | 2019-09-11 | - | - | - | - | - | - | - | [6 empty] | 2020-11-13
Data not available |  | Covanta Rookery | ROOKERY PIT | OFF GREEN LANE |  | Bedford | Beds | MK43 9LY | England | 501169 | 242686 | SUNDON 132kV | MARSTON RD GRID 132/33kV | - | 132kV | Eastern Power Networks plc | Biomass | Steam-gas turbine (CCGT) |  |  |  | 66.4 | [12 empty] | No | Connected | 66.4 | 66.4 | 69.8947 | 8 | 8.4211 | 2020-11-04 | - | - | - | - | - | - | - | [6 empty] | 2021-06-14
Data not available |  | Astra Ventures Ltd | LAND AT TERRIERS FARM, SAMPFORD | LAND AT TERRIERS FARM | SAMPFORD | Great Dunmow | Essex | CM6 2RD | England | 562037 | 232521 | PELHAM GRID 132kV | THAXTED GRID 132/33kV | - | 33kV | Eastern Power Networks plc | Battery storage | Battery |  |  |  | 35 | [12 empty] | No | Accepted to Connect | - | - | - | - | - | - | 35 | 35 | 36.8421 | 35 | 36.8421 | 2017-11-17 | - | [6 empty] | 2020-11-13
Data not available |  | Savills | WASH ROAD |  |  | Brentwood | Essex | CM13 1BZ | England | 563088 | 195616 | WARLEY GRID 132KV | SHENFIELD GRID 132/33kV | - | 132kV | Eastern Power Networks plc | Battery storage | Battery |  |  |  | 50 | [12 empty] | No | Accepted to Connect | - | - | - | - | - | - | 50 | 50 | 52.6316 | 50 | 52.6316 | 2018-01-16 | - | [6 empty] | 2020-12-14
Data not available |  | The Abbey Group Cambridgeshire Ltd | FDG F-02 LAND AT CHITTERING DROVE | FDG F-02 LAND AT CHITTERING DROVE |  | Cambridge | Cambs | CB25 9PW | England | 549870 | 270043 | BURWELL MAIN GRID 132kV | HISTON GRID 132/33kV | LANDBEACH PRIMARY 33/11kV | 33kV | Eastern Power Networks plc | Solar | Photovoltaic |  |  |  | 9.58 | [12 empty] | Yes | Accepted to Connect | - | - | - | - | - | - | 9.58 | 9.58 | 10.0842 | 0.1 | 0.10526 | 2018-02-23 | - | [6 empty] | 2020-11-13
Data not available |  | AGR Peak Power Ltd | FDG F-04 CHEAR FARM |  | EAST CAMBRIDGE ROAD | CAMBRIDGE | Cambs | CB6 3FS | England | 550163 | 272288 | BURWELL MAIN GRID 132kV | HISTON GRID 132/33kV | LANDBEACH PRIMARY 33/11kV | 33kV | Eastern Power Networks plc | Fossil Gas | Steam-gas turbine (CCGT) |  |  |  | 15 | [12 empty] | Yes | Accepted to Connect | - | - | - | - | - | - | 15 | 15 | 15.7895 | 10 | 10.5263 | 2018-03-06 | - | [6 empty] | 2020-11-13
Data not available |  | TNEI Services Ltd | VILLA NURSERY |  |  | Harlow | Essex | CM19 5LE | England | 541559 | 208057 | RYE HOUSE 132kV | HARLOW WEST GRID 132/33kV | HARLOW WEST GRID 33/11kV | 11kV | Eastern Power Networks plc | Solar | Photovoltaic |  |  |  | 3 | [12 empty] | No | Accepted to Connect | - | - | - | - | - | - | 3 | 3 | 3.1579 | 1.5 | 1.5789 | 2017-11-21 | - | [6 empty] | 2020-12-14
Data not available |  | Lightsource Renewable Energy Ltd | GOOSEHALL FARM |  |  | Cambridge | Cambs | CB25 0BN | England | 557620 | 268622 | BURWELL MAIN GRID 132kV | BURWELL LOCAL GRID 132/33kV | - | 33kV | Eastern Power Networks plc | Solar | Photovoltaic |  |  |  | 35 | [12 empty] | No | Connected | 35 | 35 | 36.8421 | 0.2 | 0.21053 | 2020-08-18 | - | - | - | - | - | - | - | [6 empty] | 2021-06-14
Data not available |  | Aura Power Ltd | FDG F-07 LAND AT WEIRS DROVE |  |  | Cambridge | Cambs | CB25 0BP | England | 550150 | 272300 | BURWELL MAIN GRID 132kV | BURWELL LOCAL GRID 132/33kV | - | 132kV | Eastern Power Networks plc | Battery storage | Battery |  |  |  | 49.9 | [12 empty] | Yes | Connected | 49.9 | 49.9 | 52.5263 | 49.9 | 52.5263 | 2021-10-31 | [13 empty] | 2022-03-14
1050000714207 |  | Camborne Energy Storage Ltd | GOSFIELD AIRFIELD |  | ESSEX (PARK HALL SOLAR FARM) | Halstead | Essex | CO9 1SA | England | 577615 | 230966 | PELHAM GRID 132kV | THAXTED GRID 132/33kV | - | 33kV | Eastern Power Networks plc | solar | Photovoltaic |  |  |  | 10.8 | [12 empty] | No | Connected | 10.8 | 10.8 | 11.3684 | 5.5 | 5.7895 | 2014-12-18 | - | - | - | - | - | - | - | [6 empty] | 2020-11-13
Data not available |  | Anglian Water Services Ltd | FDG B-30 KIRBY BEDON ROAD | FDG B-30 KIRBY BEDON ROAD |  | Norwich | Norfolk | NR14 7DU | England | 627358 | 305557 | NORWICH MAIN 132kV | THORPE GRID 132/11kV | - | 11kV | Eastern Power Networks plc | Fossil gas | Gas turbine (OCGT) |  |  |  | 1.5 | [12 empty] | Yes | Connected | 1.5 | 1.5 | 1.5789 | 1.52 | 1.6 | 2020-02-07 | - | - | - | - | - | - | - | [6 empty] | 2020-11-13
Data not available |  | WolfeWare Ltd | WESTCOTT VENTURE PARK |  |  | Aylesbury | Bucks | HP18 0NX | England | 472039 | 216785 | SUNDON 132kV | AYLESBURY EAST GRID 132/33kV | WADDESDON PRIMARY 33/11kV | 33kV | Eastern Power Networks plc | Solar | Photovoltaic |  |  |  | 8 | [12 empty] | No | Accepted to Connect | - | - | - | - | - | - | 8 | 8 | 8.4211 | 0.2 | 0.21053 | 2018-04-19 | - | [6 empty] | 2020-12-14
Data not available |  | Conrad Energy | FDG-A AARON ROAD INDUSTRIAL ESTATE |  |  | Peterborough | Cambs | PE7 2EX | England | 527940 | 296106 | WALPOLE GIS 132KV | PETERBOROUGH CENTRAL 132/33kV | WHITTLESEY PRIMARY 33/11kV | 11kV | Eastern Power Networks plc | Fossil gas | Gas turbine (OCGT) |  |  |  | 7.5 | [12 empty] | Yes | Accepted to Connect | - | - | - | - | - | - | 7.5 | 7.5 | 7.8947 | 0.2 | 0.21053 | 2017-12-22 | - | [6 empty] | 2020-11-13
Data not available |  | Infinis Energy Services Ltd | Mill Lane |  |  | Ongar | Essex | CM5 9RG | England | 556289 | 202132 | RYE HOUSE 132kV | EPPING GRID | ONGAR PRIMARY | 11kV | Eastern Power Networks plc | Fossil gas | Gas turbine (OCGT) |  |  |  | 2.979 | [12 empty] | No | Connected | 2.979 | 2.979 | 3.1358 | 0 | 0 | 2018-07-13 | - | - | - | - | - | - | - | [6 empty] | 2021-05-17
Data not available |  | Advanced Electrical | WISBECH ROAD |  |  | Wimlington | Cambs | PE15 0BA | England | 539785 | 298722 | WALPOLE GIS 132KV | MARCH GRID 132/33kV | MARCH PRIMARY 33/11kV | 11kV | Eastern Power Networks plc | Fossil gas | Gas turbine (OCGT) |  |  |  | 3 | [12 empty] | No | Connected | 3 | 3 | 3.1579 | 0 | 0 | 2018-03-29 | - | - | - | - | - | - | - | [6 empty] | 2021-05-17
Data not available |  | Enso Energy | TRING ROAD | TRING ROAD |  | Tring | Herts | HP23 4RA | England | 488319 | 217210 | SUNDON 132kV | - | - | 132kV | Eastern Power Networks plc | Fossil gas | Gas turbine (OCGT) |  |  |  | 49.99 | [12 empty] | No | Accepted to Connect | - | - | - | - | - | - | 49.99 | 49.99 | 52.6211 | 1.398 | 1.4716 | 2018-07-13 | - | [6 empty] | 2020-11-13
1050001872400 |  | HBS Group Southern Ltd | AWS GRAFHAM Water Treatment Works |  |  | Huntingdon | Cambs | PE28 0BW | England | 515547 | 266617 | EATON SOCON GRID 132kV | LITTLE BARFORD 132/33kV | PERRY PRIMARY 33/11kV | 33kV | Eastern Power Networks plc | Solar | Photovoltaic |  |  |  | 7.04 | [12 empty] | No | Connected | 7.04 | 7.04 | 7.4105 | 0 | 0 | 2019-10-01 | [6 empty] | - | [6 empty] | 2020-11-13
Data not available |  | Infinis Ltd | Welland Road AKA Dogsthorpe Landfill | Welland Road |  | Peterborough | Cambs | PE1 3TD | England | 520403 | 302100 | WALPOLE GIS 132KV | PETERBOROUGH EAST GRID 132/11kV | - | 33 | Eastern Power Networks plc | Fossil Gas | Steam-gas turbine (CCGT) |  |  |  | 5 | [12 empty] | No | Connected | 5 | 5 | 5.2632 | 0.15 | 0.15789 | 2018-06-01 | - | - | - | - | - | - | - | [6 empty] | 2021-09-14
Data not available |  | AXA Investment Managers | RAINHAM ROAD SOUTH |  |  | Dagenham | Essex | RM10 7XS | England | 550265 | 185224 | WARLEY GRID 132KV | HORNCHURCH GRID 132/33KV | - | 132kV | Eastern Power Networks plc | Fossil oil | Engine (combustion / reciprocating) |  |  |  | 49.5 | [12 empty] | No | Accepted to Connect | - | - | - | - | - | - | 49.5 | 49.5 | 52.1053 | 80 | 84.2105 | 2018-04-17 | - | [6 empty] | 2021-12-14
Data not available |  | Conrad Energy Ltd | Lower Dunton Road |  |  | Basildon | Essex | CM13 3SS | England | 565427 | 188350 | TILBURY 132KV TEE POINT | BASILDON GRID 132/33kV | LANGDON PRIMARY | 11kV | Eastern Power Networks plc | Fosil gas | Engine (combustion / reciprocating) |  |  |  | 7.5 | [12 empty] | No | Connected | 7.5 | 7.5 | 7.8947 | 0.2 | 0.21053 | 2021-03-18 | - | - | - | - | - | - | - | [6 empty] | 2021-12-14
Data not available |  | Welsh Power Group Limited | BRUNEL ROAD |  |  | Benfleet | Essex | SS7 4PS | England | 577786 | 189250 | TILBURY 132KV TEE POINT | SOUTH BENFLEET GRID | THUNDERSLEY PRIMARY | 11kV | Eastern Power Networks plc | Fossil gas | Gas turbine (OCGT) |  |  |  | 14 | [12 empty] | No | Connected | 14 | 14 | 14.7368 | 0.6 | 0.63158 | 2021-02-12 | - | - | - | - | - | - | - | [6 empty] | 2021-05-17
Data not available |  | Carter Jonas | BUMPSTED HILL |  |  | DUNMOW | Essex | CM6 1LL | England | 563850 | 220957 | BRAINTREE 132kV | BRAINTREE LOCAL 132/33kV | - | 33kV | Eastern Power Networks plc | Fossil gas | Gas turbine (OCGT) |  |  |  | 10 | [12 empty] | No | Accepted to Connect | - | - | - | - | - | - | 10 | 10 | 10.5263 | 1 | 1.0526 | 2018-05-03 | - | [6 empty] | 2020-11-13
Data not available |  | Evans Energy Ltd | LOWER LUTON ROAD | NEW MILL END |  | Luton | Beds | LU1 3TS | England | 512162 | 218057 | SUNDON 132kV | LUTON SOUTH GRID 132/33kV | - | 132kV | Eastern Power Networks plc | Waste | Steam-gas turbine (CCGT) |  |  |  | 49 | [12 empty] | No | Accepted to Connect | - | - | - | - | - | - | 49 | 49 | 51.5789 | 4 | 4.2105 | 2018-06-22 | - | [6 empty] | 2020-11-13
Data not available |  | REG Ockendon Solar Ltd | Ockendon Energy Storage | Hall Lane |  | South Ockendon | Essex | RM15 6SL | England | 560292 | 183004 | WARLEY GRID 132KV | WARLEY GRID 132KV | - | 132kV | Eastern Power Networks plc | Solar | Photovoltaic |  |  |  | 40 | Stored Energy (all stored energy irrespective of the original energy source) | Storage - Electrochemical (Batteries) | [10 empty] | No | Accepted to Connect | [6 empty] | 40 | 40 | 42.1053 | 20 | 21.0526 | 2018-12-24 | To be confirmed | [6 empty] | 2021-12-14
Data not available |  | Foundation Propety & Capital | WHARF ROAD |  |  | STANFORD-LE-HOPE | Essex | SS17 0EH | England | 569657 | 181461 | TILBURY 132KV TEE POINT | SHELL GRID | - | 132kV | Eastern Power Networks plc | Fossil gas | Gas turbine (OCGT) |  |  |  | 40 | [12 empty] | No | Accepted to Connect | - | - | - | - | - | - | 40 | 40 | 42.1053 | - | - | 2018-07-10 | - | [6 empty] | 2020-11-13
Data not available |  | Tci Renewables Limited | Common Barn Wind Farm Phase 2 | The Street | Diddington | ST NEOTS | Cambs | PE19 5XU | England | 519482 | 265604 | EATON SOCON GRID 132kV | LITTLE BARFORD 132/33kV | - | 33kV | Eastern Power Networks plc | Wind | Onshore wind turbines |  |  |  | 6.15 | [12 empty] | No | Accepted to Connect | [6 empty] | 6.15 | 6.15 | 6.4737 | 0.1 | 0.10526 | 2018-05-02 | - | [6 empty] | 2021-11-12
10300004967319 |  | Infinis Ltd | Milton Landfill Gas Generation A | Butt Lane |  | Milton | Cambs | CB24 6DQ | England | 546610 | 263308 | BURWELL MAIN GRID 132kV | ARBURY GRID 132/33kV | MILTON RD PRIMARY 33/11kV | 11 | Eastern Power Networks plc | Biofuel landfill gas | Steam-gas turbine (CCGT) |  |  |  | 2.13 | [12 empty] | No | Connected | 2.13 | 2.13 | 2.2421 | AUX | AUX | 2006-11-28 | [13 empty] | 2021-09-14
1023479976426 |  | Infinis Ltd | Milton Landfill Gas Generation B | Butt Lane |  | Milton | Cambs | CB24 6DQ | England | 546610 | 263308 | BURWELL MAIN GRID 132kV | ARBURY GRID 132/33kV | ARBURY GRID 33/11kV | 11 | Eastern Power Networks plc | Biofuel landfill gas | Steam-gas turbine (CCGT) |  |  |  | 2.12 | [12 empty] | No | Connected | 2.12 | 2.12 | 2.2316 | AUX | AUX | 2006-11-28 | [13 empty] | 2021-09-14
1023480263468 |  | Welsh Power Group Limited | 730 LONDON ROAD |  |  | WEST THURROCK | Essex | RM20 3NL | England | 557326 | 177820 | WARLEY GRID 132KV | PURFLEET GRID | BARCLAY WAY PRIMARY | 11kV | Eastern Power Networks plc | Fossil gas | Gas turbine (OCGT) |  |  |  | 20 | [12 empty] | No | Connected | 20 | 20 | 21.0526 | 0 | 0 | 2021-05-29 | - | - | - | - | - | - | - | [6 empty] | 2021-07-14
Data not available |  | Energy & System Technical Ltd | SHOTTENTONS FARM | TOMWORLD | Pecks Hill | Nazing | Essex | EN9 2NY | England | 539239 | 206805 | RYE HOUSE 132kV | RYE HOUSE 132/33kV | - | 33kV | Eastern Power Networks plc | Fossil gas | Gas turbine (OCGT) |  |  |  | 10.065 | [12 empty] | No | Accepted to Connect | - | - | - | - | - | - | 10.065 | 10.065 | 10.5947 | 0.475 | 0.5 | 2018-11-30 | - | [6 empty] | 2020-11-13
Data not available |  | MGMatrix Ltd | LAND NORTH OF BULLEN LANE | BRAMFORD PARK 2 |  | Ipswich | Norfolk | IP8 4JJ | England | 611322 | 246100 | BRAMFORD GRID 132kV | BRAMFORD GRID 132kV | - | 132kV | Eastern Power Networks plc | Fossil gas | Gas turbine (OCGT) |  |  |  | 49 | [12 empty] | No | Accepted to Connect | - | - | - | - | - | - | 49 | 49 | 51.5789 | 1.9 | 2 | 2018-11-02 | - | [6 empty] | 2020-11-13
Data not available |  | Pretoria Energy Company Ltd | FDG CHATTERIS WAY |  |  | ELY | Cambs | CB6 2AZ | England | 542700 | 282345 | WALPOLE GIS 132KV | MARCH GRID 132/33kV | - | 33kV | Eastern Power Networks plc | Fossil gas | Gas turbine (OCGT) |  |  |  | 14.7 | [12 empty] | Yes | Connected | 14.7 | 14.7 | 15.4737 | 0 | 0 | 2018-10-29 | - | - | - | - | - | - | - | [6 empty] | 2021-05-17
Data not available |  | Utility Management Centre | HOBLAND FARM | Excalibur Road | BEACONS PARK | Great Yarmouth | Norfolk | NR31 7RQ | England | 651550 | 301966 | NORWICH MAIN 132kV | GORLESTON GRID 132/33kV | BRADWELL PRIMARY 33/11kV | 33kV | Eastern Power Networks plc | Fossil gas | Gas turbine (OCGT) |  |  |  | 6 | [12 empty] | No | Accepted to Connect | - | - | - | - | - | - | 6 | 6 | 6.3158 | 0.35 | 0.36842 | 2018-10-24 | - | [6 empty] | 2021-03-12
Data not available |  | Edge Power | SHINGLE HALL FARM |  |  | High Wych | Herts | CM21 6LX | England | 546774 | 217512 | PELHAM GRID 132kV | BISHOPS STORTFORD GRID 132/33kV | - | 33kV | Eastern Power Networks plc | Fossil gas | Gas turbine (OCGT) |  |  |  | 23 | [12 empty] | No | Accepted to Connect | - | - | - | - | - | - | 23 | 23 | 24.2105 | 1 | 1.0526 | 2018-10-09 | - | [6 empty] | 2020-11-13
1050001869658 |  | Johnson Matthey Plc | 33 JEFFREYS ROAD |  | JOHNSON MATTHEY | BRIMSDOWN | ENFIELD | EN3 7PW | England | 536564 | 196675 | BRIMSDOWN 132kV | BRIMSDOWN SOUTH GRID 132/11kV | - | 11kV | Eastern Power Networks plc | Fossil gas | Gas turbine (OCGT) |  |  |  | 2.535 | [12 empty] | No | Connected | 2.535 | 2.535 | 2.6684 | 0 | 0 | 2018-11-30 | - | - | - | - | - | - | - | [6 empty] | 2020-11-13
Data not available |  | AMP Energy Services | LAND EAST OF OLD PARKBURY LANE | FROGMORE |  | St Albans | Herts | AL2 2DZ | England | 515648 | 202465 | ELSTREE AIS 132KV | HATFIELD GRID 132/33kV | SHENLEY PRIMARY 33/11kV | 11kV | Eastern Power Networks plc | Fossil gas | Gas turbine (OCGT) |  |  |  | 4 | [12 empty] | No | Connected | 4 | 4 | 4.2105 | - | - | 2020-09-28 | - | - | - | - | - | - | - | [6 empty] | 2020-11-13
Data not available |  | Standby Power Generation UK Ltd | BROCKLEY HILL |  |  | STANMORE | MIDDLESEX | HA7 4LP | England | 517299 | 193880 | ELSTREE AIS 132KV | STANMORE GRID 132/11kV | - | 11kV | Eastern Power Networks plc | Fossil oil | Engine (combustion / reciprocating) |  |  |  | 1.2 | [12 empty] | No | Accepted to Connect | - | - | - | - | - | - | 1.2 | 1.2 | 1.2632 | - | - | 2018-09-18 | - | [6 empty] | 2021-12-14
Data not available |  | Welsh Power Group | BATES ROAD | BATES ROAD |  | MALDON | ESSEX | CM9 5FA | England | 585584 | 207738 | RAYLEIGH MAIN 132KV | MALDON GRID 132/33kV | MALDON CAUSEWAY PRIMARY 33/11kV | 11kV | Eastern Power Networks plc | Gas | Engine (combustion / reciprocating) |  |  |  | 14 | [12 empty] | No | Connected | 14 | 14 | 14.7368 | 0.6 | 0.63158 | 2021-05-04 | - | - | - | - | - | - | - | [6 empty] | 2021-12-14
1050001729570 |  | Conrad Energy | COMMERCE WAY |  | FLITWICK | BEDFORD | Beds | MK45 5BP | England | 504120 | 235710 | SUNDON 132kV | WESTONING GRID 132/33kV | AMPTHILL PRIMARY 33/11kV | 11kV | Eastern Power Networks plc | Fossil gas | Gas turbine (OCGT) |  |  |  | 6 | [12 empty] | No | Connected | 6 | 6 | 6.3158 | - | - | 2019-07-23 | - | - | - | - | - | - | - | [6 empty] | 2020-11-13
Data not available |  | Refgas | BECCLES BUSINESS PARK | ANSON WAY |  | BECCLES | SUFFOLK | NR34 7TJ | England | 645157 | 288489 | BRAMFORD GRID 132kV | ILKETSHALL GRID 132/33kV | BECCLES PRIMARY 33/11kV | 11kV | Eastern Power Networks plc | Fossil gas | Gas turbine (OCGT) |  |  |  | 1 | [12 empty] | No | Accepted to Connect | - | - | - | - | - | - | 1 | 1 | 1.0526 | 0.5225 | 0.55 | 2018-12-03 | - | [6 empty] | 2020-11-13
1050001945459 |  | AMP Energy Services | WALLACE POWER, WALLACE WAY, HITCHIN | WALLACE POWER | WALLACE WAY | HITCHIN | Herts | SG4 0SL | England | 518931 | 231051 | WYMONDLEY MAIN 132kV | WYMONDLEY GRID 132/33kV | NORTH HITCHIN PRIMARY 33/11kV | 11kV | Eastern Power Networks plc | Fossil oil | Engine (combustion / reciprocating) |  |  |  | 4 | [12 empty] | No | Accepted to Connect | 4 | 3.8 | 4 | - | - | 2020-12-18 | - | - | - | - | - | - | - | [6 empty] | 2021-12-14
Data not available |  | DNO Consulting Limited | BERDEN HALL FARM PV | STOCKING PELHAM |  | Bishops Stortford | Herts | SG9 0JB | England | 545800 | 228770 | PELHAM GRID 132kV | - | - | 132kV | Eastern Power Networks plc | Solar | Photovoltaic |  |  |  | 49.999 | [12 empty] | No | Accepted to Connect | - | - | - | - | - | - | 49.999 | 49.999 | 52.6305 | 0.475 | 0.5 | 2019-03-07 | - | [6 empty] | 2020-12-14
Data not available |  | DNO Consulting Limited | HALE FARM, HULCOTT, AYLESBURY | HALE FARM | HULCOTT | AYLESBURY | Bucks | HP22 5AX | England | 486031 | 216311 | SUNDON 132kV | - | - | 132kV | Eastern Power Networks plc | Solar | Photovoltaic |  |  |  | 40 | [12 empty] | No | Accepted to Connect | - | - | - | - | - | - | 40 | 40 | 42.1053 | 0.099 | 0.10421 | 2018-11-16 | - | [6 empty] | 2020-11-13
Data not available |  | Belectric Solar Ltd | LAND TO THE WEST OF THE A131 |  |  | Braintree | Essex | CM77 7WW | England | 573721 | 220742 | BRAINTREE 132kV | BRAINTREE LOCAL 132/33kV | WEST BRAINTREE PRIMARY 33/11kV | 33kV | Eastern Power Networks plc | Battery storage | Battery |  |  |  | 10 | [12 empty] | No | Connected | 10 | 10 | 10.5263 | 10 | 10.5263 | 2020-11-04 | - | - | - | - | - | - | - | [6 empty] | 2021-07-14
Data not available |  | AMP Energy Services | KINGS ROAD | CHARFLEETS INDUSTRIAL ESTATE |  | CANVEY ISLAND | Essex | SS8 0QY | England | 577285 | 183124 | TILBURY 132KV TEE POINT | SOUTH BENFLEET GRID | CANVEY PRIMARY | 11kV | Eastern Power Networks plc | Fossil gas | Gas turbine (OCGT) |  |  |  | 2 | [12 empty] | No | Connected | 2 | 2 | 2.1053 | 0.0475 | 0.05 | 2021-02-19 | - | - | - | - | - | - | - | [6 empty] | 2020-11-13
Data not available |  | Conrad Energy | LONDON ROAD |  |  | Billericay | Essex | CM12 9HR | England | 565656 | 194779 | WARLEY GRID 132KV | SHENFIELD GRID 132/33kV | GOOSEBERRY GRN PRIMARY | 11kV | Eastern Power Networks plc | Fossil gas | Gas turbine (OCGT) |  |  |  | 10 | [12 empty] | No | Accepted to Connect | - | - | - | - | - | - | 10 | 10 | 10.5263 | 0.19 | 0.2 | 2019-06-19 | - | [6 empty] | 2020-11-13
Data not available |  | Foundation Property & Capital | CUT THROAT LANE |  |  | Great Braxted | Essex | CM8 2GD | England | 582114 | 215427 | BRAINTREE 132kV | BRAINTREE LOCAL 132/33kV | WITHAM PRIMARY 33/11kV | 11kV | Eastern Power Networks plc | Fossil gas | Gas turbine (OCGT) |  |  |  | 10 | [12 empty] | No | Accepted to Connect | - | - | - | - | - | - | 10 | 10 | 10.5263 | 0.2 | 0.21053 | 2019-02-05 | - | [6 empty] | 2020-11-13
Data not available |  | AMP Energy Services | SMEATON CLOSE |  |  | AYLESBURY | Bucks | HP19 8UW | England | 479906 | 214363 | SUNDON 132kV | AYLESBURY EAST GRID 132/33kV | BUCKINGHAM RD PRIMARY 33/11kV | 11kV | Eastern Power Networks plc | Fossil gas | Gas turbine (OCGT) |  |  |  | 4 | [12 empty] | No | Connected | 4 | 4 | 4.2105 | 0.07 | 0.073684 | 2021-06-07 | - |  | - | - | - | - | - | [6 empty] | 2021-07-14
Data not available |  | BSR Applications Limited | FAMBRIDGE FARM | FAMBRIDGE ROAD |  | ROCHFORD | Essex | SS4 3LS | England | 585694 | 195381 | RAYLEIGH MAIN 132KV | RAYLEIGH MAIN 132KV | - | 132kV | Eastern Power Networks plc | Solar | Photovoltaic |  |  |  | 49.999 | [12 empty] | No | Accepted to Connect | - | - | - | - | - | - | 49.999 | 49.999 | 52.6305 | 20 | 21.0526 | 2019-02-04 | - | [6 empty] | 2020-11-13
Data not available |  | Grid Serve | LAND WEST OF THE A1 NEAR STEVENAGE SG1 |  |  | STEVENAGE | Herts | SG1 2BD | England | 523571 | 222739 | WYMONDLEY MAIN 132kV | STEVENAGE GRID 132/33kV | WARREN SPRINGS PRIMARY 33/11kV | 11kV | Eastern Power Networks plc | Battery storage | Battery |  |  |  | 6 | [12 empty] | No | Accepted to Connect | - | - | - | - | - | - | 6 | 6 | 6.3158 | 6 | 6.3158 | 2019-03-21 | - | [6 empty] | 2020-11-13
1023485611195 |  | AMP Energy Services | REEVES LANE |  |  | Harlow | Essex | CM19 5LE | England | 541559 | 208057 | RYE HOUSE 132kV | HARLOW WEST GRID 132/33kV | HARLOW WEST GRID 33/11kV | 11kV | Eastern Power Networks plc | Solar | Photovoltaic |  |  |  | 4.5 | [12 empty] | No | Accepted to Connect | - | - | - | - | - | - | 4.5 | 4.5 | 4.7368 | 0.1425 | 0.15 | 2019-03-19 | - | [6 empty] | 2021-12-14
Data not available |  | Centrica Business Solutions | MILLMARSH LANE |  |  | Enfield | London | EN3 7XG | England | 536651 | 197153 | BRIMSDOWN 132kV | BRIMSDOWN SOUTH GRID 132/11kV | - | 11kV | Eastern Power Networks plc | Gas | Engine (combustion / reciprocating) |  |  |  | 1 | [12 empty] | No | Accepted to Connect | [6 empty] | 1 | 1 | 1.0526 | - | - | 2019-01-23 | To be confirmed | [6 empty] | 2021-12-14
Data not available |  | Luton Borough Council | MPT STATION | KIMPTON ROAD |  | Luton | Beds | LU2 0LA | England | 510661 | 220661 | SUNDON 132kV | LUTON SOUTH GRID 132/33kV | LUTON AIRPORT PRIMARY 33/11kV | 33kV | Eastern Power Networks plc | Fossil Gas | Steam-gas turbine (CCGT) |  |  |  | 1.4 | [12 empty] | No | Accepted to Connect | - | - | - | - | - | - | 1.4 | 1.4 | 1.4737 | 5 | 5.2632 | 2019-04-26 | - | [6 empty] | 2020-11-13
Data not available |  | CPW Engineering Charges | GUNNELS WOOD ROAD |  |  | Hitchin | Herts | SG4 7SP | England | 519236 | 227840 | WYMONDLEY MAIN 132kV | STEVENAGE GRID 132/33kV | WARREN SPRINGS PRIMARY 33/11kV | 11kV | Eastern Power Networks plc | Fossil oil | Engine (combustion / reciprocating) |  |  |  | 3.75 | [12 empty] | No | Connected | 3.75 | 3.75 | 3.9474 | 0 | 0 | 2019-05-22 | - | - | - | - | - | - | - | [6 empty] | 2021-12-14
Data not available |  | Low Carbon Farming 5 Limited | CROWN POINT ESTATE | KIRBY ROAD |  | Norwich | Norfolk | NR14 8RS | England | 626219 | 306111 | NORWICH MAIN 132kV | TROWSE GRID 132/33kV | - | 33kV | Eastern Power Networks plc | Fossil gas | Gas turbine (OCGT) |  |  |  | 6 | [12 empty] | No | Connected | 6 | 6 | 6.3158 | 13.36 | 14.0632 | 2021-10-06 | - | - | - | - | - | - | - | [6 empty] | 2022-01-17
Data not available |  | MJS Grid Services Ltd | (FDG) F-16 WICKEN FARM ELY CB7 5XW |  |  | Ely | Cambs | CB7 5XW | England | 566663 | 270815 | BURWELL MAIN GRID 132kV | BURWELL LOCAL GRID 132/33kV | - | 33kV | Eastern Power Networks plc | Solar | Photovoltaic |  |  |  | 20 | [12 empty] | Yes | Accepted to Connect | - | - | - | - | - | - | 20 | 20 | 21.0526 | - | - | 2019-04-26 | - | [6 empty] | 2020-11-13
Data not available |  | Centrica | KINGS LYNN POWER STATION | WILLOWS BUSINESS PARK | Saddlebrow | KINGS LYNN | Norfolk | PE34 3RD | England | 561175 | 317125 | WALPOLE GIS 132KV | KINGS LYNN PWR STN 132kV | - | 132kV | Eastern Power Networks plc | Fossil gas | Gas turbine (OCGT) |  |  |  | 25 | [12 empty] | No | Accepted to Connect | - | - | - | - | - | - | 25 | 25 | 26.3158 | 0 | 0 | 2019-09-16 | - | [6 empty] | 2020-12-14
Data not available |  | DNO Consulting Limited | HAMLET HILL |  |  | Harlow | Essex | CM19 5JY | England | 540092 | 207903 | RYE HOUSE 132kV | RYE HOUSE 132kV | - | 132kV | Eastern Power Networks plc | Fossil gas | Gas turbine (OCGT) |  |  |  | 99.9 | [12 empty] | No | Accepted to Connect | - | - | - | - | - | - | 99.9 | 99.9 | 105.1579 | 2 | 2.1053 | 2019-06-04 | - | [6 empty] | 2020-11-13
Data not available |  | Aton Energy Development Limited | CHALGRAVE MANOR |  | TODDINGTON | DUNSTABLE | beds | LU5 6HT | England | 501922 | 227582 | SUNDON 132kV | SUNDON 132/33kV | - | 33kV | Eastern Power Networks plc | Solar | Photovoltaic |  |  |  | 50 | [12 empty] | No | Accepted to Connect | - | - | - | - | - | - | 50 | 50 | 52.6316 | 0.5 | 0.52632 | 2019-06-04 | - | [6 empty] | 2020-11-13
1050001021405 |  | Aggregated Micro Power Holdings plc | HOMEFIELD ROAD |  |  | HAVERHILL | Essex | CB9 8QU | England | 566732 | 244481 | PELHAM GRID 132kV | BELCHAMP GRID 132/33kV | HAVERHILL PRIMARY 33/11kV | 11kV | Eastern Power Networks plc | Fossil gas | Gas turbine (OCGT) |  |  |  | 4 | [12 empty] | No | Connected | 4 | 4 | 4.2105 | 0.2 | 0.21053 | 2021-06-21 | [13 empty] | 2020-11-13
Data not available |  | MJS Grid Services Ltd | CHECKLEY WOOD | HIGHCLIFFE |  | LEIGHTON BUZZARD | Beds | LU7 9LG | England | 494843 | 228988 | SUNDON 132kV | SUNDON 132/33kV | LEIGHTON BUZZARD PRIMARY 33/11kV | 11kV | Eastern Power Networks plc | Wind onshore | Onshore wind turbines |  |  |  | 3.5 | [12 empty] | No | Accepted to Connect | - | - | - | - | - | - | 3.5 | 3.5 | 3.6842 | 0.1 | 0.10526 | 2019-06-19 | - | [6 empty] | 2020-12-14
Data not available |  | MJS Grid Services Ltd | BURY ROAD |  |  | Thetford | Norfolk | IP24 2PR | England | 587354 | 275938 | BRAMFORD GRID 132kV | THETFORD GRID 132/33kV | - | 132kV | Eastern Power Networks plc | Solar | Photovoltaic |  |  |  | 49.9 | [12 empty] | No | Accepted to Connect | - | - | - | - | - | - | 49.9 | 49.9 | 52.5263 | 0 | 0 | 2019-08-30 | - | [6 empty] | 2020-11-13
Data not available |  | AMP Energy Services Ltd | GRANGE WAY |  |  | COLCHESTER | Essex | CO2 8GU | England | 601550 | 223426 | BRAMFORD GRID 132kV | COLCHESTER GRID 132/33kV | MERSEA RD PRIMARY 33/11kV | 11kV | Eastern Power Networks plc | Fosil gas | Engine (combustion / reciprocating) |  |  |  | 2.535 | [12 empty] | No | Accepted to Connect | - | - | - | - | - | - | 2.535 | 2.535 | 2.6684 | 0.12 | 0.12632 | 2019-08-06 | To be confirmed | [6 empty] | 2021-12-14
Data not available |  | Aggregated Micro Power Holdings | Manton Lane |  |  | BEDFORD | Beds | MK41 7PB | England | 504311 | 251778 | SUNDON 132kV | AUSTIN CANONS GRID 132/33kV | MANTON LN PRIMARY 33/11kV | 11kV | Eastern Power Networks plc | Landfill Gas, Sewage | Engine (combustion / reciprocating) |  |  |  | 2.5 | [12 empty] | No | Accepted to Connect | - | - | - | - | - | - | 2.5 | 2.5 | 2.6316 | AUX | AUX | 2019-10-03 | - | [6 empty] | 2021-12-14
Data not available |  | Low Carbon Limited | DANBURY SOLAR FARM | NORTH OF MAIN RD | Danbury | Chelmsford | Essex | CM3 4AS | England | 576542 | 205473 | RAYLEIGH MAIN 132KV | CHELMSFORD EAST GRID 132/33kV | - | 33kV | Eastern Power Networks plc | Solar | Photovoltaic |  |  |  | 15 | [12 empty] | No | Accepted to Connect | - | - | - | - | - | - | 15 | 15 | 15.7895 | 0.05 | 0.052632 | 2019-08-13 | - | [6 empty] | 2020-11-13
Data not available |  | Park Farm Dunton | DUNTON SOLAR FARM |  |  | INGRAVE | Essex | CM13 3SG | England | 564722 | 190550 | TILBURY 132KV TEE POINT | BASILDON GRID 132/33kV | - | 33kV | Eastern Power Networks plc | Solar | Photovoltaic |  |  |  | 15 | [12 empty] | No | Accepted to Connect | - | - | - | - | - | - | 15 | 15 | 15.7895 | 0.0475 | 0.05 | 2019-10-23 | - | [6 empty] | 2020-12-14
Data not available |  | GB Ingredients | DOCK ROAD |  |  | FELIXSTOWE | Suffolk | IP11 3QW | England | 628612 | 233707 | BRAMFORD GRID 132kV | CLIFF QUAY GRID 132/33kV | DOCK RD PRIMARY 33/11kV | 11kV | Eastern Power Networks plc | Fossil Gas | Steam-gas turbine (CCGT) |  |  |  | 4.008 | [12 empty] | No | Accepted to Connect | - | - | - | - | - | - | 4.008 | 4.008 | 4.2189 | 0.00095 | 0.001 | 2019-10-17 | - | [6 empty] | 2020-11-13
Data not available |  | BSR Energy | KNOWL GREEN FARM | BAKERS ROAD |  | BELCHAMP ST PAUL | Essex | CO10 7DF | England | 577567 | 242621 | PELHAM GRID 132kV | BELCHAMP GRID 132/33kV | - | 132kV | Eastern Power Networks plc | Solar | Photovoltaic |  |  |  | 37.5 | [12 empty] | No | Accepted to Connect | - | - | - | - | - | - | 37.5 | 37.5 | 39.4737 | 0.475 | 0.5 | 2019-11-14 | - | [6 empty] | 2020-12-14
Data not available |  | Roadnight Taylor | 75-77 Chequers Lane |  |  | Dagenham | Essex | RM9 6QJ | England | 548852 | 182188 | BARKING WEST | BARKING WEST | CHEQUERS PRIMARY | 11kV | Eastern Power Networks plc | biomass | Steam-gas turbine (CCGT) |  |  |  | 5.5 | [12 empty] | No | Accepted to Connect | - | - | - | - | - | - | 5.5 | 5.5 | 5.7895 | AUX | AUX | 2019-10-29 | To be confirmed | [6 empty] | 2020-11-13
Data not available |  | Clearaway Recycling Limited | ARCHERS FIELD CLOSE | ARCHERS FIELD CLOSE |  | BASILDON | ESSEX | SS13 1DN | England | 573489 | 190369 | RAYLEIGH MAIN 132KV | NEVENDON GRID 132/33kV | - | 33kV | Eastern Power Networks plc | biomass | Steam-gas turbine (CCGT) |  |  |  | 11 | [12 empty] | No | Accepted to Connect | - | - | - | - | - | - | 11 | 11 | 11.5789 | 1.4 | 1.4737 | 2019-12-24 | To be confirmed | [6 empty] | 2020-11-13
1050001197846 |  | Bouygues Energies & Services | LAND OFF GREAT DROVE |  | NOR | Ely | Cambs | CB7 5HX | England | 558826 | 272815 | BURWELL MAIN GRID 132kV | BURWELL LOCAL GRID 132/33kV | - | 33kV | Eastern Power Networks plc | Photovoltaic | Photovoltaic |  |  |  | 29.4 | [12 empty] | No | Accepted to Connect | - | - | - | - | - | - | 29.4 | 29.4 | 30.9474 | AUX | AUX | 2019-12-24 | To be confirmed | [6 empty] | 2020-11-13
Data not available |  | AMP Energy Services | OLD PARKBURY LANE |  |  | ST ALBANS | HERTS | AL2 2DZ | England | 515648 | 202465 | ELSTREE AIS 132KV | CELL BARNES GRID 132/33kV | PARK ST PRIMARY 33/11kV | 11kV | Eastern Power Networks plc | Landfill Gas, Sewage | Engine (combustion / reciprocating) |  |  |  | 6 | [12 empty] | No | Connected | 6 | 6 | 6.3158 | AUX | AUX | 2020-09-28 | - | - | - | - | - | - | - | [6 empty] | 2021-12-14
Data not available |  | Bluestone Energy Limited | TILE WORKS LANE |  |  | CHELMSFORD | ESSEX | CM3 8HB | England | 575427 | 198259 | RAYLEIGH MAIN 132KV | CHELMSFORD EAST GRID 132/33kV | WEST HANNINGFIELD PRI 33/11kV | 11kV | Eastern Power Networks plc | Solar | Photovoltaic |  |  |  | 7 | [12 empty] | No | Accepted to Connect | - | - | - | - | - | - | 7 | 7 | 7.3684 | 0.07 | 0.073684 | 2020-01-13 | To be confirmed | [6 empty] | 2020-11-13
Data not available |  | DNOC | WOODLANDS FARM |  | BADLEY | STOWMARKET | Suffolk | IP14 2AH | England | 606327 | 256918 | BRAMFORD GRID 132kV | STOWMARKET GRID 132kV | - | 132kV | Eastern Power Networks plc | Solar | Photovoltaic |  |  |  | 40 | [12 empty] | No | Accepted to Connect | - | - | - | - | - | - | 40 | 40 | 42.1053 | 0.09 | 0.094737 | 2019-11-28 | To be confirmed | [6 empty] | 2020-11-13
Data not available |  | PPS Ltd | SMALLFORD LANE |  |  | ST. ALBANS | HERTS | AL4 0LR | England | 519270 | 207186 | ELSTREE GIS 132KV | CELL BARNES GRID 132/33kV | - | 33kV | Eastern Power Networks plc | Solar | Photovoltaic |  |  |  | 22 | [12 empty] | No | Accepted to Connect | - | - | - | - | - | - | 22 | 22 | 23.1579 | 22 | 23.1579 | 2020-01-15 | To be confirmed | [6 empty] | 2020-11-13
Data not available |  | GTC the Electricity Network Co Ltd | DENMARK HILL DRIVE |  |  | LONDON | LONDON | NW9 4BQ | England | 522018 | 189457 | HENDON 132kV | COLINDALE GRID 132/11kV | - | 11kV | Eastern Power Networks plc | biomass | Steam-gas turbine (CCGT) |  |  |  | 1.6 | [12 empty] | No | Accepted to Connect | - | - | - | - | - | - | 1.6 | 1.6 | 1.6842 | AUX | AUX | 2019-10-25 | To be confirmed | [6 empty] | 2020-11-13
1050001382080 |  | Low Carbon | HATFIELD AVENUE |  |  | Hatfield | Herts | AL10 9TX | England | 521153 | 209841 | ELSTREE AIS 132KV | HATFIELD GRID 132/33kV | TUNNEL PRIMARY 33/11kV | 11kV | Eastern Power Networks plc | Solar | Photovoltaic |  |  |  | 1.68 | [12 empty] | No | Accepted to Connect | - | - | - | - | - | - | 1.68 | 1.68 | 1.7684 | 1.596 | 1.68 | 2019-10-29 | - | [6 empty] | 2020-11-13
Data not available |  | Suncredit Solutions | QUAKERS HOUSE | CRANFIELD ROAD |  | NEWPORT PAGNELL | BEDS | MK16 9HW | England | 494272 | 244717 | SUNDON 132kV | - | - | 132kV | Eastern Power Networks plc | Solar | Photovoltaic |  |  |  | 45 | [12 empty] | No | Accepted to Connect | - | - | - | - | - | - | 45 | 45 | 47.3684 | AUX | AUX | 2020-01-10 | To be confirmed | [6 empty] | 2020-11-13
Data not available |  | Low Carbon UK Solar Investment Company | WEST THAXSTED SOLAR FARM | WATLING LANE | RAILTON GRANARY | THAXTED | ESSEX | CM6 2QY | England | 560850 | 231170 | PELHAM GRID 132kV | THAXTED GRID 132/33kV | - | 33kV | Eastern Power Networks plc | Solar | Photovoltaic |  |  |  | 20 | [12 empty] | No | Accepted to Connect | - | - | - | - | - | - | 20 | 20 | 21.0526 | AUX | AUX | 2019-12-20 | To be confirmed | [6 empty] | 2020-11-13
Data not available |  | Gridserve | BROADLAND GATE |  |  | NORWICH | NORFOLK | NR13 5HB | England | 629030 | 308838 | NORWICH MAIN 132kV | THORPE GRID 132/33kV | PEACHMAN WAY PRIMARY 33/11kV | 11kV | Eastern Power Networks plc | Solar | Photovoltaic |  |  |  | 6 | [12 empty] | No | Accepted to Connect | - | - | - | - | - | - | 6 | 6 | 6.3158 | 6 | 6.3158 | 2020-02-14 | To be confirmed | [6 empty] | 2020-11-13
1050000664442 |  | BSR Applications | DENGIE FARM |  | KEELINGS ROAD | SOUTHMINSTER | ESSEX | CM0 7JF | England | 597805 | 201416 | RAYLEIGH MAIN 132KV | MALDON GRID 132/33kV | - | 33kV | Eastern Power Networks plc | Solar | Photovoltaic |  |  |  | 13.75 | [12 empty] | Yes | Accepted to Connect | - | - | - | - | - | - | 13.75 | 13.75 | 14.4737 | 5 | 5.2632 | 2020-01-20 | To be confirmed | [6 empty] | 2020-11-13
Data not available |  | European Energy Photovoltaics Ltd | TRINITY HALL FARM SOLAR PARK | STANBRIDGE ROAD | TILSWORTH | LEIGHTON BUZZARD | BEDS | LU7 9PY | England | 498860 | 225450 | SUNDON 132kV | SUNDON 132/33kV | - | 33kV | Eastern Power Networks plc | Solar | Photovoltaic |  |  |  | 15 | [12 empty] | No | Accepted to Connect | - | - | - | - | - | - | 15 | 15 | 15.7895 | AUX | AUX | 2020-01-10 | To be confirmed | [6 empty] | 2020-11-13
Data not available |  | AMP Energy Services | SOUTH CLOSE |  |  | ROYSTON | HERTS | SG8 5UH | England | 534901 | 241159 | WYMONDLEY MAIN 132kV | MELBOURN GRID 132/33kV | ROYSTON PRIMARY 33/11kV | 11kV | Eastern Power Networks plc | Fossil Gas | Steam-gas turbine (CCGT) |  |  |  | 4.052 | [12 empty] | No | Connected | 4.052 | 4.052 | 4.2653 | AUX | AUX | 2021-02-25 | - | - | - | - | - | - | - | No | To be confirmed |  |  |  |  | 2021-12-14
Data not available |  | AMP Clean Energy | ROYDON ROAD |  |  | HARLOW | ESSEX | CM19 5GH | England | 542669 | 209854 | RYE HOUSE 132kV | HARLOW WEST GRID 132/33kV | HARLOW WEST GRID 33/11kV | 11kV | Eastern Power Networks plc | Fossil gas | Gas turbine (OCGT) |  |  |  | 5.07 | [12 empty] | No | Accepted to Connect | - | - | - | - | - | - | 5.07 | 5.07 | 5.3368 | AUX | AUX | 2020-01-29 | To be confirmed | [6 empty] | 2020-11-13
Data not available |  | Low Carbon Alliance | WOBURN ROAD |  |  | BEDFORD | BEDS | MK43 9AB | England | 502429 | 245856 | SUNDON 132kV | MARSTON RD GRID 132/33kV | - | 33kV | Eastern Power Networks plc | Storage | Battery |  |  |  | 12 | [12 empty] | No | Accepted to Connect | - | - | - | - | - | - | 12 | 12 | 12.6316 | 12 | 12.6316 | 2020-03-13 | To be confirmed | [6 empty] | 2020-11-13
Data not available |  | DNO Consulting | SOUTH OF ELSING ROAD |  |  | DEREHAM | NORFOLK | NR20 3EW | England | 606046 | 318309 | NORWICH MAIN 132kV | SALL GRID 132/33kV | - | 33kV | Eastern Power Networks plc | Solar | Photovoltaic |  |  |  | 15 | [12 empty] | No | Accepted to Connect | - | - | - | - | - | - | 15 | 15 | 15.7895 | 3 | 3.1579 | 2020-02-10 | To be confirmed | [6 empty] | 2020-11-13
Data not available |  | Aura Power | GREAT WHEATLEY SOLAR FARM, RAYLEIGH | GREAT WHEATLEY SOLAR FARM |  | RAYLIEGH | ESSEX | SS6 9TU | England | 579728 | 190948 | RAYLEIGH MAIN 132KV | RAYLEIGH LOCAL 132/33kV | - | 33kV | Eastern Power Networks plc | Photovoltaic | Photovoltaic |  |  |  | 20 | [12 empty] | No | Accepted to Connect | - | - | - | - | - | - | 20 | 20 | 21.0526 | 0.4 | 0.42105 | 2020-03-18 | To be confirmed | [6 empty] | 2020-11-13
Data not available |  | Low Carbon | (ANM) Pemberton Solar Farm, | Hazeleigh Hall Lane |  | MALDON | Essex | CM9 6GT | England | 583199 | 204105 | RAYLEIGH MAIN 132KV | MALDON GRID 132/33kV | - | 33kV | Eastern Power Networks plc | Solar | Photovoltaic |  |  |  | 20 | [12 empty] | Yes | Accepted to Connect | - | - | - | - | - | - | 20 | 20 | 21.0526 | 0.05 | 0.052632 | 2020-02-17 | To be confirmed | [6 empty] | 2020-11-13
Data not available |  | AMP | (ANM) CRITTAL ROAD |  |  | WITHAM | ESSEX | CM8 3DE | England | 582611 | 215331 | BRAINTREE 132kV | BRAINTREE LOCAL 132/33kV | WITHAM PRIMARY 33/11kV | 11kV | Eastern Power Networks plc | Gas | Engine (combustion / reciprocating) |  |  |  | 4.052 | [12 empty] | Yes | Connected | 4.052 | 4.052 | 4.2653 | 0.2 | 0.21053 | 2021-03-31 | - | - | - | - | - | - | - | [6 empty] | 2021-12-14
Data not available |  | Balance Power Projects Limited | SUDBURY | CHURCHFIELD ROAD |  | SUDBURY | SUFFOLK | CO10 2YA | England | 588932 | 242141 | PELHAM GRID 132kV | BELCHAMP GRID 132/33kV | SUDBURY PRIMARY 33/11kV | 11kV | Eastern Power Networks plc | Gas | Engine (combustion / reciprocating) |  |  |  | 7.56 | [12 empty] | No | Accepted to Connect | - | - | - | - | - | - | 7.56 | 7.56 | 7.9579 | 0.315 | 0.33158 | 2020-03-10 | To be confirmed | [6 empty] | 2021-12-14
Data not available |  | BSR Applications Ltd | TOWN FARM LANE |  |  | SAXMUNDHAM | Suffolk | IP17 2RG | England | 638504 | 266872 | BRAMFORD GRID 132kV | WICKHAM MARKET GRID 132/33kV | - | 33kV | Eastern Power Networks plc | Photovoltaic | Photovoltaic |  |  |  | 15 | [12 empty] | No | Accepted to Connect | [6 empty] | 15 | 15 | 15.7895 | AUX | AUX | 2020-06-10 | To be confirmed | [6 empty] | 2020-11-13
Data not available |  | Luminous Energy | (ANM) Bracon Hall | School Road |  | NORWICH | Norfolk | NR14 8HJ | England | 617912 | 300202 | NORWICH MAIN 132kV | EARLHAM GRID 132/33kV | - | 33kV | Eastern Power Networks plc | Solar | Photovoltaic |  |  |  | 20 | [12 empty] | Yes | Accepted to Connect | - | - | - | - | - | - | 20 | 20 | 21.0526 | AUX | AUX | 2020-05-05 | To be confirmed | [6 empty] | 2020-11-13
Data not available |  | Conrade Energy | (ANM) Gas Works Road |  |  | Lowestoft | Norfolk | NR32 1UZ | England | 655427 | 293509 | NORWICH MAIN 132kV | GT YARMOUTH GRID 132/33kV | WHAPLOAD RD PRIMARY 33/11kV | 11kV | Eastern Power Networks plc | Gas | Engine (combustion / reciprocating) |  |  |  | 10.06 | [12 empty] | Yes | Accepted to Connect | - | - | - | - | - | - | 10.06 | 10.06 | 10.5895 | AUX | AUX | 2020-06-11 | To be confirmed | [6 empty] | 2021-12-14
Data not available |  | REG Power Management | (ANM) Buckfast Avenue |  |  | Tendring | Essex | CO13 0PT | England | 622708 | 221102 | BRAMFORD GRID 132kV | CLACTON GRID 132/33kV | - | 33kV | Eastern Power Networks plc | Solar | Photovoltaic |  |  |  | 20 | [12 empty] | Yes | Accepted to Connect | - | - | - | - | - | - | 20 | 20 | 21.0526 | 3 | 3.1579 | 2020-04-09 | To be confirmed | [6 empty] | 2020-11-13
Data not available |  | Pathfinder Clean Energy (PACE) | LAND WEST OF SPIXWORTH ROAD |  |  | NORWICH | NORFOLK | NR10 3BX | England | 623390 | 317312 | NORWICH MAIN 132kV | SALL GRID 132/33kV | - | 33kV | Eastern Power Networks plc | Solar | Photovoltaic |  |  |  | 15 | [12 empty] | No | Accepted to Connect | - | - | - | - | - | - | 15 | 15 | 15.7895 | 1.122 | 1.1811 |  | To be confirmed | No | To be confirmed |  |  |  |  | 2020-11-13
Data not available |  | Low Carbon Farming | WEST OF A134 BURY ROAD |  |  | BURY ST. EDMUNDS | SUFFOLK | IP31 1HT | England | 585257 | 269473 | BRAMFORD GRID 132kV | THETFORD GRID 132/33kV | - | 33kV | Eastern Power Networks plc | Fossil - Gas | Engine (combustion / reciprocating) | Yes |  |  | 2.4 | [12 empty] | No | Accepted to Connect | - | - | - | - | - | - | 2.4 | 2.4 | 2.5263 | 8.9 | 9.3684 | 2020-02-06 | To be confirmed | [6 empty] | 2021-12-14
Data not available |  | Bouygues E & S FM UK Limited | (ANM) STANGROUND SOUTH OF FLETTON PARK |  |  | PETERBOROUGH | CAMBS | PE7 3BD | England | 520087 | 296144 | WALPOLE GIS 132KV | PETERBOROUGH CENTRAL 132/33kV | - | 33kV | Eastern Power Networks plc | Solar | Photovoltaic |  |  |  | 12 | [12 empty] | Yes | Accepted to Connect | - | - | - | - | - | - | 12 | 12 | 12.6316 | 10 | 10.5263 | 2020-06-17 | To be confirmed | [6 empty] | 2020-11-13
Data not available |  | Conrad Energy (Developments) Ltd | CARDS ROAD |  |  | CHELMSFORD | ESSEX | CM2 7AE | England | 573878 | 204400 | RAYLEIGH MAIN 132KV | CHELMSFORD EAST GRID 132/33kV | CHELMSFORD EAST LOCAL 33/11kV | 11kV | Eastern Power Networks plc | Fossil gas | Gas turbine (OCGT) |  |  |  | 8.545 | [12 empty] | No | Accepted to Connect | - | - | - | - | - | - | 8.545 | 8.545 | 8.9947 | 0.3 | 0.31579 | 2020-02-17 | To be confirmed | [6 empty] | 2020-11-13
Data not available |  | Conrad Energy (Developments) Ltd | (ANM) SPARROWHAWK ROAD | SPARROWHAWK ROAD |  | HALESWORTH | SUFFOLK | IP19 8RX | England | 639715 | 278928 | BRAMFORD GRID 132kV | HALESWORTH GRID 132/33kV | HALESWORTH PRIMARY 33/11kV | 11kV | Eastern Power Networks plc | Fossil Gas | Gas turbine (OCGT) |  |  |  | 7.2 | [12 empty] | Yes | Accepted to Connect | - | - | - | - | - | - | 7.2 | 7.2 | 7.5789 | AUX | AUX | 2020-05-18 | To be confirmed | No | To be confirmed |  |  |  |  | 2020-11-13
Data not available |  | BSR Applications | (ANM) Park Farm | Loudham |  | Woodbridge | Suffolk | IP13 0NW | England | 631268 | 254616 | BRAMFORD GRID 132kV | WICKHAM MARKET GRID 132/33kV | HACHESTON PRIMARY 33kV | 33kV | Eastern Power Networks plc | Solar | Photovoltaic |  |  |  | 15 | [12 empty] | Yes | Accepted to Connect | - | - | - | - | - | - | 15 | 15 | 15.7895 | 0.5 | 0.52632 | 2020-06-10 | To be confirmed | [6 empty] | 2020-11-13
Data not available |  | Conrad Energy | (ANM) Eagle Business Park |  |  | Yaxley | Cambs | PE7 3GP | England | 519620 | 293366 | WALPOLE GIS 132KV | PETERBOROUGH CENTRAL 132/33kV | FARCET PRIMARY 33/11kV | 11Kv | Eastern Power Networks plc | Gas | Engine (combustion / reciprocating) |  |  |  | 7.2 | [12 empty] | Yes | Accepted to Connect | [6 empty] | 7.2 | 7.2 | 7.5789 | AUX | AUX | 2020-06-15 | To be confirmed | [6 empty] | 2021-12-14
Data not available |  | AMP Plc | HOWARD CHASE |  |  | BASILDON | ESSEX | SS14 3BD | England | 569983 | 189851 | RAYLEIGH MAIN 132KV | NEVENDON GRID 132/33kV | THE LIMES 33/11kV | 11kV | Eastern Power Networks plc | Gas | Engine (combustion / reciprocating) |  |  |  | 4.561 | [12 empty] | No | Accepted to Connect | - | - | - | - | - | - | 4.561 | 4.561 | 4.8011 | AUX | AUX | 2020-02-11 | To be confirmed | [6 empty] | 2021-12-14
Data not available |  | Roadnight Taylor | (ANM) Parkgate Farm |  |  | Rivenhall | ESSEX | CM8 3PS | England | 582297 | 219114 | BRAINTREE 132kV | BRAINTREE LOCAL 132/33kV | - | 33kV | Eastern Power Networks plc | Solar | Photovoltaic |  |  |  | 18 | [12 empty] | No | Accepted to Connect | - | - | - | - | - | - | 18 | 18 | 18.9474 | 0.1 | 0.10526 | 2020-05-07 | To be confirmed | No | To be confirmed |  |  |  |  | 2020-11-13
Data not available |  | Foresight Group LLP | STEVENSON'S FARM | ARTERIAL ROAD |  | BASILDON | Essex | SS14 3JH | England | 572911 | 191224 | RAYLEIGH MAIN 132KV | NEVENDON GRID 132/33kV | - | 33kV | Eastern Power Networks plc | Battery storage | Battery |  |  |  | 15 | [12 empty] | No | Accepted to Connect | - | - | - | - | - | - | 15 | 15 | 15.7895 | 15 | 15.7895 | 2020-05-13 | To be confirmed | [6 empty] | 2020-11-13
Data not available |  | TNEI Group | (ANM) Bracon Ash |  |  | Norwich | NORFOLK | NR14 8EP | England | 618472 | 299461 | NORWICH MAIN 132kV | TROWSE GRID 132/33kV | - | 33kV | Eastern Power Networks plc | Solar | Photovoltaic |  |  |  | 25 | [12 empty] | No | Accepted to Connect | - | - | - | - | - | - | 25 | 25 | 26.3158 | AUX | AUX | 2020-05-07 | To be confirmed | No | To be confirmed |  |  |  |  | 2020-11-13
Data not available |  | Intelligent Alternatives Limited | Buntines Farm |  | Pentlow | Sudbury | SUFFOLK | CO10 7JL | England | 582251 | 244945 | PELHAM GRID 132kV | BELCHAMP GRID 132/33kV | - | 33kV | Eastern Power Networks plc | Solar | Photovoltaic |  |  |  | 15 | [12 empty] | No | Accepted to Connect | - | - | - | - | - | - | 15 | 15 | 15.7895 | AUX | AUX |  | To be confirmed | No | To be confirmed |  |  |  |  | 2020-11-13
Data not available |  | Yetigen | (ANM) Beerhouse Farm |  | CAWSTON | NORWICH | NORFOLK | NR10 4HU | England | 614408 | 325843 | NORWICH MAIN 132kV | SALL GRID 132/33kV | - | 33kV | Eastern Power Networks plc | Solar | Photovoltaic |  |  |  | 20 | [12 empty] | Yes | Accepted to Connect | - | - | - | - | - | - | 20 | 20 | 21.0526 | AUX | AUX |  | To be confirmed | No | To be confirmed |  |  |  |  | 2020-11-13
Data not available |  | Shenton Group | GREEN TYE MUCH HADHAM SG10 6JJ |  | GREEN TYE | MUCH HADHAM | ESSEX | SG10 6JJ | England | 544192 | 218430 | PELHAM GRID 132kV | BISHOPS STORTFORD GRID 132/33kV | MUCH HADHAM PRIMARY 33/11kV | 11kV | Eastern Power Networks plc | Biofuel biogas from anaerobic digestion (excluding landfill & sewage) | Steam-gas turbine (CCGT) |  |  |  | 1.8 | [12 empty] | No | Connected | 1.8 | 1.8 | 1.8947 | AUX | AUX | 2021-02-24 | - | - | - | - | - | - | - | [6 empty] | 2021-06-14
Data not available |  | Path Finderce | (ANM) Bunwell Road, Attleborough NR17 2LL | (ANM) Bunwell Road |  | Attleborough | NORFOLK | NR17 2LL | England | 607062 | 295639 | NORWICH MAIN 132kV | TROWSE GRID 132/33kV | - | 33kV | Eastern Power Networks plc | Solar | Photovoltaic |  |  |  | 18 | Stored Energy (all stored energy irrespective of the original energy source) | Storage - Electrochemical (Batteries) | [10 empty] | No | Accepted to Connect | - | - | - | - | - | - | 18 | 18 | 18.9474 | 3.6 | 3.7895 | 2020-04-02 | To be confirmed | No | To be confirmed |  |  |  |  | 2021-12-14
Data not available |  | RNA Energy | Tollgate Farm | Tollgate Road |  | Colney Heath | Herts | AL4 0NY | England | 521304 | 205438 | ELSTREE AIS 132KV | HATFIELD GRID 132/33kV | - | 33kV | Eastern Power Networks plc | Solar | Photovoltaic |  |  |  | 16 | [12 empty] | No | Accepted to Connect | - | - | - | - | - | - | 16 | 16 | 16.8421 | AUX | AUX | 2020-06-15 | To be confirmed | [6 empty] | 2020-11-13
Data not available |  | Regener8 Power Ltd | (ANM) Land on the South East side of Wilsons Road |  |  | Longstanton | Cambs | CB4 2EE | England | 545170 | 260066 | BURWELL MAIN GRID 132kV | HISTON GRID 132/33kV | LONGSTANTON PRIMARY 33/11kV | 33kV | Eastern Power Networks plc | Solar | Photovoltaic |  |  |  | 20 | [12 empty] | Yes | Accepted to Connect | - | - | - | - | - | - | 20 | 20 | 21.0526 | 10 | 10.5263 | 2020-06-16 | To be confirmed | [6 empty] | 2020-11-13
Data not available |  | Russell Denny | London Road |  |  | Purfleet | Essex | RM19 1SD | England | 556917 | 177364 | WARLEY GRID 132KV | PURFLEET GRID | PURFLEET PRIMARY | 33kV | Eastern Power Networks plc | Fossil Gas | Steam-gas turbine (CCGT) |  |  |  | 6.9 | [12 empty] | No | Accepted to Connect | - | - | - | - | - | - | 6.9 | 6.9 | 7.2632 | AUX | AUX | 2020-04-08 | To be confirmed | [6 empty] | 2020-11-13
Data not available |  | Solar Century | Land South of Tye Lane, |  |  | Bramford | Suffolk | IP8 4LB | England | 609883 | 247099 | BRAMFORD GRID 132kV | - | - | 132kV | Eastern Power Networks plc | Solar | Photovoltaic |  |  |  | 90 | Stored Energy (all stored energy irrespective of the original energy source) | Storage - Electrochemical (Batteries) | [10 empty] | Yes | Accepted to Connect | [6 empty] | 90 | 90 | 94.7368 | 90 | 94.7368 | 2020-06-26 | To be confirmed | [6 empty] | 2021-12-14
Data not available |  | Regener8 Power Ltd | (ANM) Sedgeford Hall Estate | Fring Road |  | Kings Lynn | NORFOLK | PE31 7NE | England | 570621 | 334187 | WALPOLE GIS 132KV | KINGS LYNN GRID 132/33kV | SNETTISHAM PRIMARY 33/11kV | 33kV | Eastern Power Networks plc | Solar | Photovoltaic |  |  |  | 16 | [12 empty] | Yes | Accepted to Connect | [6 empty] | 16 | 16 | 16.8421 | AUX | AUX | 2020-06-24 | To be confirmed | [6 empty] | 2020-12-14
Data not available |  | AMP Energy Services Ltd | Postley Road |  |  | Bedford | Beds | MK42 7AG | England | 503010 | 246660 | SUNDON 132kV | MARSTON RD GRID 132/33kV | WEST BEDFORD PRIMARY 33/11kV | 33kV | Eastern Power Networks plc | Gas | Engine (combustion / reciprocating) |  |  |  | 6.078 | [12 empty] | No | Accepted to Connect | [6 empty] | 6.078 | 6.078 | 6.3979 | 0.2 | 0.21053 | 2020-07-09 | To be confirmed | [6 empty] | 2021-12-14
Data not available |  | Troup Bywaters & Anders | Luton and Dunstable Hospital |  |  | LUTON | BEDS | LU4 0DZ | England | 505064 | 222792 | SUNDON 132kV | SUNDON 132/33kV | LEWSEY PRIMARY 33/11kV | 11kV | Eastern Power Networks plc | Fossil oil | Engine (combustion / reciprocating) |  |  |  | 2 | [12 empty] | No | Accepted to Connect | - | - | - | - | - | - | 2 | 2 | 2.1053 | 5 | 5.2632 |  | To be confirmed | No | To be confirmed |  |  |  |  | 2021-12-14
Data not available |  | Low Carbon Solar Investment Company | MAGGOTTS END | MAGGOTTS END |  | Bishops Stortford | Herts | CM23 1BJ | England | 545600 | 228400 | PELHAM GRID 132kV | - | - | 132kV | Eastern Power Networks plc | Solar | Photovoltaic |  |  |  | 49.9 | [12 empty] | No | Accepted to Connect | - | - | - | - | - | - | 49.9 | 49.9 | 52.5263 | 49.9 | 52.5263 |  | To be confirmed | No | To be confirmed |  |  |  |  | 2020-11-13
Data not available |  | CX Utilities | Estuary Farm, |  |  | Kings Lynn | Norfolk | PE30 2HY | England | 561943 | 320864 | WALPOLE GIS 132KV | KINGS LYNN GRID 132/33kV | - | 33kV | Eastern Power Networks plc | Photovoltaic | Photovoltaic |  |  |  | 49.999 | [12 empty] | Yes | Accepted to Connect | [6 empty] | 49.999 | 49.999 | 52.6305 | 0.2 | 0.21053 | 2020-07-16 | To be confirmed | [6 empty] | 2020-11-13
Data not available |  | Renewable Connections | Crabbs Green Farm |  |  | Stocking Pelham | HERTS | SG9 0JB | England | 545471 | 228666 | PELHAM GRID 132kV | - | - | 132kV | Eastern Power Networks plc | Solar | Photovoltaic |  |  |  | 60 | [12 empty] | No | Accepted to Connect | - | - | - | - | - | - | 60 | 60 | 63.1579 | 50 | 52.6316 | 2020-06-17 | To be confirmed | [6 empty] | 2020-11-13
Data not available |  | Energy & System Technical Ltd | Hatfield Road |  |  | ST ALBANS | HERTS | AL4 0HE | England | 519523 | 207360 | ELSTREE GIS 132KV | HATFIELD GRID 132/33kV | HATFIELD PRIMARY 33/11kV | 11 | Eastern Power Networks plc | Biofuel biogas from anaerobic digestion (excluding landfill & sewage) | Steam-gas turbine (CCGT) |  |  |  | 4 | [12 empty] | No | Accepted to Connect | - | - | - | - | - | - | 4 | 4 | 4.2105 | AUX | AUX | 2020-05-13 | To be confirmed | [6 empty] | 2021-09-14
Data not available |  | AMP Energy Services Ltd | EDISON ROAD |  |  | Bedford | Beds | MK41 0HR | England | 508373 | 251377 | SUNDON 132kV | EDISON RD GRID 132/11kV | - | 11kV | Eastern Power Networks plc | Gas | Engine (combustion / reciprocating) |  |  |  | 5.07 | [12 empty] | No | Accepted to Connect | [6 empty] | 5.07 | 5.07 | 5.3368 | AUX | AUX | 2020-07-09 | To be confirmed | [6 empty] | 2021-12-14
Data not available |  | Low Carbon | (ANM) Thorpe Park Farm |  |  | Thorpe-le-Soken | Essex | CO16 0HN | England | 618859 | 221083 | BRAMFORD GRID 132kV | CLACTON GRID 132/33kV | - | 33kV | Eastern Power Networks plc | Solar | Photovoltaic |  |  |  | 20 | [12 empty] | Yes | Accepted to Connect | - | - | - | - | - | - | 20 | 20 | 21.0526 | AUX | AUX | 2020-04-29 | To be confirmed | [6 empty] | 2020-11-13
Data not available |  | Midlands Power Networks Ltd | HOLWELL |  |  | HITCHIN | Herts | SG3 3RT | England |  |  | WYMONDLEY MAIN 132kV | WYMONDLEY GRID 132/33kV | NORTH HITCHIN PRIMARY 33/11kV | 11kV | Eastern Power Networks plc | Fosil gas | Engine (combustion / reciprocating) |  |  |  | 1.052 | [12 empty] | No | Connected | 1.052 | 1.052 | 1.1074 | 0.1 | 0.10526 | 2020-07-02 | - | - | - | - | - | - | - | [6 empty] | 2021-12-14
Data not available |  | Low Carbon | (ANM) LINKS RD |  |  | BRAINTREE | Essex | CM77 8DS | England | 580010 | 221238 | BRAINTREE 132kV | BRAINTREE LOCAL 132/33kV | - | 33kV | Eastern Power Networks plc | Solar | Photovoltaic |  |  |  | 35 | [12 empty] | No | Accepted to Connect | - | - | - | - | - | - | 35 | 35 | 36.8421 | 0.5 | 0.52632 |  | To be confirmed | No | To be confirmed |  |  |  |  | 2020-11-13
Data not available |  | DNOC | (ANM) FOXHOLES FARM |  |  | KETTERING | NORTHANTS | NN14 3DP | England | 504241 | 279068 | EATON SOCON GRID 132kV | - | - | 132kV | Eastern Power Networks plc | Solar | Photovoltaic |  |  |  | 40 | [12 empty] | Yes | Accepted to Connect | - | - | - | - | - | - | 40 | 40 | 42.1053 | AUX | AUX | 2020-06-03 | To be confirmed | [6 empty] | 2020-11-13
Data not available |  | RNA Projects Co Ltd | Land at Stonebury Farm |  |  | Buntingford | Herts | SG9 0EH | England | 538940 | 226970 | PELHAM GRID 132kV | - | - | 132 | Eastern Power Networks plc | Solar | Photovoltaic |  |  |  | 99.9 | [12 empty] | No | Accepted to Connect | - | - | - | - | - | - | 99.9 | 99.9 | 105.1579 | 50 | 52.6316 | 2020-08-18 | To be confirmed | [6 empty] | 2020-11-13
Data not available |  | EDF Energy Renewables | Kimpton Solar PV Farm |  | Kimpton | Hitchin | Herts | SG4 8SR | England | 520690 | 217784 | RYE HOUSE 132kV | WELWYN GRID 132/33kV | - | 33 | Eastern Power Networks plc | Solar | Photovoltaic |  |  |  | 41 | [12 empty] | No | Accepted to Connect | - | - | - | - | - | - | 41 | 41 | 43.1579 | AUX | AUX | 2020-08-25 | To be confirmed | [6 empty] | 2020-11-13
Data not available |  | PACE Pathfinder Clean Energy | (ANM) Land West of Station Road |  |  | Harleston | SUFFOLK | IP21 4QS | England | 620620 | 284638 | BRAMFORD GRID 132kV | DISS GRID 132/33KV | HARLESTON PRIMARY 33kV | 33kV | Eastern Power Networks plc | Solar | Photovoltaic |  |  |  | 15 | [12 empty] | Yes | Accepted to Connect | - | - | - | - | - | - | 15 | 15 | 15.7895 | 0.1 | 0.10526 | 2020-11-02 | To be confirmed | [6 empty] | 2021-02-12
Data not available |  | Low Carbon UK Solar Investment Company | (ANM) CHURCH ROAD |  |  | Chelmsford | Essex | CM2 8UN | England | 573945 | 200054 | RAYLEIGH MAIN 132KV | - | - | 132kV | Eastern Power Networks plc | Solar | Photovoltaic |  |  |  | 49.9 | Stored Energy (all stored energy irrespective of the original energy source) | Storage - Electrochemical (Batteries) | [10 empty] | Yes | Accepted to Connect | - | - | - | - | - | - | 49.9 | 49.9 | 52.5263 | 35 | 36.8421 | 2020-06-12 | To be confirmed | [6 empty] | 2021-12-14
Data not available |  | Low Carbon | WATLING LANE |  |  | DUNMOW | Essex | CM6 2QY | England | 560850 | 231170 | PELHAM GRID 132kV | THAXTED GRID 132kV | - | 132 | Eastern Power Networks plc | Solar | Photovoltaic |  |  |  | 20 | Stored Energy (all stored energy irrespective of the original energy source) | Storage - Electrochemical (Batteries) | [10 empty] | No | Accepted to Connect | - | - | - | - | - | - | 20 | 20 | 21.0526 | 35 | 36.8421 | 2020-09-18 | To be confirmed | [6 empty] | 2021-12-14
Data not available |  | Bluestone Energy Limited | LOWER DUNTON ROAD |  |  | Upminster | Essex | RM14 3TD | England | 566038 | 186760 | TILBURY 132KV TEE POINT | BASILDON GRID 132/33kV | - | 33kV | Eastern Power Networks plc | Energy Storage | Battery |  |  |  | 28 | [12 empty] | No | Accepted to Connect | - | - | - | - | - | - | 28 | 28 | 29.4737 | 28 | 29.4737 | 2020-06-29 | To be confirmed | [6 empty] | 2020-11-13
Data not available |  | Eclipse Power | DEREHAM ROAD |  |  | Norwich | Norfolk | NR10 4RH | England | 606301 | 322002 | NORWICH MAIN 132kV | SALL GRID 132kV | - | 132kV | Eastern Power Networks plc | Solar | Photovoltaic |  |  |  | 40 | Stored Energy (all stored energy irrespective of the original energy source) | Storage - Electrochemical (Batteries) | [10 empty] | Yes | Accepted to Connect | - | - | - | - | - | - | 40 | 40 | 42.1053 | 10 | 10.5263 | 2020-06-18 | To be confirmed | [6 empty] | 2021-12-14
Data not available |  | Roadnight Taylor | (ANM) Land near Ledburn |  |  | ALYESBURY | BUCKS | LU7 0RA | England | 488953 | 221144 | SUNDON 132kV | - | - | 132kV | Eastern Power Networks plc | Solar | Photovoltaic |  |  |  | 49.99 | [12 empty] | Yes | Accepted to Connect | - | - | - | - | - | - | 49.99 | 49.99 | 52.6211 | 1 | 1.0526 | 2020-06-10 | To be confirmed | [6 empty] | 2020-11-13
Data not available |  | Pathfinder Clean Energy (PACE) | (ANM) Land off Twinwood Road |  |  | BEDFORD | BEDS | MK41 6AB | England | 502559 | 254502 | EATON SOCON GRID 132kV | - | - | 132kV | Eastern Power Networks plc | Solar | Photovoltaic |  |  |  | 69 | Stored Energy (all stored energy irrespective of the original energy source) | Storage - Electrochemical (Batteries) | [10 empty] | Yes | Accepted to Connect | - | - | - | - | - | - | 69 | 69 | 72.6316 | 69 | 72.6316 | 2020-08-24 | to be confirmed | [6 empty] | 2021-12-14
Data not available |  | CoGen Ltd | LAND ON THAMES HAVEN ENTE STANFORD-LE-HOPE |  |  | STANFORD-LE-HOPE | Essex | SS17 9GN | England | 573947 | 182246 | TILBURY 132KV TEE POINT | CORYTON GRID | - | 132Kv | Eastern Power Networks plc | Waste | Steam-gas turbine (CCGT) |  |  |  | 29 | [12 empty] | No | Accepted to Connect | - | - | - | - | - | - | 29 | 29 | 30.5263 | 40 | 42.1053 | 2021-01-08 | To be confirmed | [6 empty] | 2021-02-12
Data not available |  | Low carbon | (ANM)Crabbes Farm |  |  | WOODBRIDGE | SUFFOLK | IP13 9AD | England | 631883 | 260524 | BRAMFORD GRID 132kV | WICKHAM MARKET GRID 132/33kV | - | 33Kv | Eastern Power Networks plc | Solar | Photovoltaic |  |  |  | 35 | [12 empty] | Yes | Accepted to Connect | - | - | - | - | - | - | 35 | 35 | 36.8421 | 0 | 0 | 2020-08-21 | to be confirmed | [6 empty] | 2021-02-12
Data not available |  | Pathfinder Clean Energy (PACE) | (ANM) Land East of Drayton Lane |  |  | Drayton | Norfolk | NR10 3AG | England | 619865 | 314959 | NORWICH MAIN 132kV | SALL GRID 132kV | - | 132 | Eastern Power Networks plc | Solar | Photovoltaic |  |  |  | 18 | Stored Energy (all stored energy irrespective of the original energy source) | Storage - Electrochemical (Batteries) | [10 empty] | Yes | Accepted to Connect | - | - | - | - | - | - | 18 | 18 | 18.9474 | 9 | 9.4737 | 2020-09-11 | To be confirmed | [6 empty] | 2021-12-14
Data not available |  | ANESCO | Stocking Pelham |  |  | Stocking Pelham | Herts | SG9 0JB | England | 545471 | 228666 | PELHAM GRID 132kV | - | - | 132 | Eastern Power Networks plc | Battery storage | Battery |  |  |  | 49.999 | [12 empty] | No | Accepted to Connect | - | - | - | - | - | - | 49.999 | 49.999 | 52.6305 | 49.999 | 52.6305 | 2020-07-07 | To be confirmed | [6 empty] | 2021-02-12
Data not available |  | Solar Century Holdings Ltd | (ANM) Childerley Hall |  | Cambourne | Cambridge | Cambs | CB23 8BB | England | 535606 | 261582 | BURWELL MAIN GRID 132kV | - | - | 132 | Eastern Power Networks plc | Solar | Photovoltaic |  |  |  | 90 | Stored Energy (all stored energy irrespective of the original energy source) | Storage - Electrochemical (Batteries) | [10 empty] | Yes | Accepted to Connect | - | - | - | - | - | - | 90 | 90 | 94.7368 | 40 | 42.1053 | 2020-09-15 | To be confirmed | [6 empty] | 2021-12-14
Data not available |  | FES GROUP | (ANM) Primrose Hall | Primrose Lane |  | Ramsey | ESSEX | C012 5NB | England | 618304 | 230445 | BRAMFORD GRID 132kV | LAWFORD GRID 132/33kV | - | 33Kv | Eastern Power Networks plc | Solar | Photovoltaic |  |  |  | 17.6 | [12 empty] | Yes | Accepted to Connect | - | - | - | - | - | - | 17.6 | 17.6 | 18.5263 | 0.1 | 0.10526 | 2020-11-10 | [7 empty] | 2020-12-14
Data not available |  | Anesco | Clayhill Farm (Clayhill 2) | Sampshill Road |  | Westoning | BEDS | MK45 5AD | England | 504222 | 232039 | SUNDON 132kV | - | - | 132 | Eastern Power Networks plc | Solar | Photovoltaic |  |  |  | 34.9 | [12 empty] | No | Accepted to Connect | - | - | - | - | - | - | 34.9 | 34.9 | 36.7368 | 0.1 | 0.10526 | 2020-09-17 | [7 empty] | 2020-11-13
Data not available |  | SSE | Marsh Lane |  |  | Tottenham | London | N17 0XB | England | 535042 | 190806 | TOTTENHAM 132kV | TOTTENHAM GRID 132/11kV | - | 11 | Eastern Power Networks plc | Battery storage | Battery |  |  |  | 1.12 | [12 empty] | No | Accepted to Connect | - | - | - | - | - | - | 1.12 | 1.12 | 1.1789 | 1.12 | 1.1789 | 2021-02-02 | To be confirmed | [6 empty] | 2021-03-12
Data not available |  | RNA Energy Limited | (ANM)THE COMMON |  |  | DISS | SUFFOLK | IP22 1LL | England | 604803 | 274622 | BRAMFORD GRID 132kV | DISS GRID 132/33KV | RICKINGHALL PRIMARY 33/11kV | 11 | Eastern Power Networks plc | Solar | Photovoltaic |  |  |  | 5 | [12 empty] | No | Accepted to Connect | - | - | - | - | - | - | 5 | 5 | 5.2632 | 0.1 | 0.10526 | 2020-10-20 | To be confirmed | [6 empty] | 2021-02-12
Data not available |  | Infraland | Land near Hadham Rd |  |  | LITTLE HADHAM | HERTS | CM23 1JH | England | 546301 | 222080 | PELHAM GRID 132kV | BISHOPS STORTFORD GRID 132/33kV | - | 33 | Eastern Power Networks plc | Solar | Photovoltaic |  |  |  | 40 | Stored Energy (all stored energy irrespective of the original energy source) | Storage - Electrochemical (Batteries) | [10 empty] | No | Accepted to Connect | - | - | - | - | - | - | 40 | 40 | 42.1053 | 10 | 10.5263 | 2020-10-15 | To be confirmed | [6 empty] | 2021-12-14
Data not available |  | Pathfinder Clean Energy (PACE) | (ANM) Land South of A47 |  |  | EASTON | NORFOLK | NR9 5DT | England | 612964 | 310190 | NORWICH MAIN 132kV | - | - | 132 | Eastern Power Networks plc | Solar | Photovoltaic |  |  |  | 49.5 | [12 empty] | Yes | Accepted to Connect | - | - | - | - | - | - | 49.5 | 49.5 | 52.1053 | 60 | 63.1579 | 2020-10-16 | To be confirmed | [6 empty] | 2021-02-12
Data not available |  | Pathfinder Clean Energy (PACE) | (ANM) ASHWELL ROAD |  |  | BALDOCK | Herts | SG7 5RH | England | 526705 | 237848 | WYMONDLEY MAIN 132kV | LETCHWORTH GRID 132/33kV | - | 33 | Eastern Power Networks plc | Solar | Photovoltaic |  |  |  | 40 | Stored Energy (all stored energy irrespective of the original energy source) | Storage - Electrochemical (Batteries) | [10 empty] | Yes | Accepted to Connect | - | - | - | - | - | - | 40 | 40 | 42.1053 | 8 | 8.4211 | 2020-09-11 | To be confirmed | [6 empty] | 2021-12-14
Data not available |  | Wessex Solar Energy | (ANM)LAND AT HADDON ROAD |  |  | PETERBOROUGH | Cambs | PE7 3TR | England | 513441 | 292700 | WALPOLE GIS 132KV | PETERBOROUGH CENTRAL 132/33kV | ORTON PRIMARY 33/11kV | 33 | Eastern Power Networks plc | Solar | Photovoltaic |  |  |  | 25 | [12 empty] | Yes | Accepted to Connect | - | - | - | - | - | - | 25 | 25 | 26.3158 | 0.82 | 0.86316 | 2020-10-08 | To be confirmed | [6 empty] | 2021-02-12
Data not available |  | Anesco Limited | BULLEN LANE |  |  | Ipswich | Suffolk | IP8 4JD | England | 612154 | 246630 | BRAMFORD GRID 132kV | - | - | 132 | Eastern Power Networks plc | Battery storage | Battery |  |  |  | 49.999 | [12 empty] | No | Accepted to Connect | - | - | - | - | - | - | 49.999 | 49.999 | 52.6305 | 49.999 | 52.6305 | 2020-09-02 | To be confirmed | [6 empty] | 2020-11-13
Data not available |  | Anesco Limited | (ANM) WEIRS DROVE 2 |  |  | Cambridge | Cambs | CB25 0BP | England | 558004 | 266555 | BURWELL MAIN GRID 132kV | - | - | 132kV | Eastern Power Networks plc | Battery storage | Battery |  |  |  | 30 | [12 empty] | Yes | Accepted to Connect | - | - | - | - | - | - | 30 | 30 | 31.5789 | 30 | 31.5789 | 2020-08-27 | To be confirmed | [6 empty] | 2020-11-13
Data not available |  | Grid Serve | (ANM) Bar Hill |  |  | Cambridge | Cambs | CB23 8DS | England | 538641 | 264479 | BURWELL MAIN GRID 132kV | HISTON GRID 132/33kV | LONGSTANTON PRIMARY 33/11kV | 11 | Eastern Power Networks plc | Battery storage | Battery |  |  |  | 6 | [12 empty] | Yes | Accepted to Connect | - | - | - | - | - | - | 6 | 6 | 6.3158 | 6 | 6.3158 | 2020-10-05 | To be confirmed | [6 empty] | 2021-03-12
Data not available |  | Low Carbon | Kingsey Solar Farm |  |  | Ilmer | BUCKS | HP27 9QX | England | 477839 | 207720 | AMERSHAM MAIN 132kV | ILMER GRID 132/33kV | - | 33 | Eastern Power Networks plc | Solar | Photovoltaic |  |  |  | 30 | [12 empty] | No | Accepted to Connect | - | - | - | - | - | - | 30 | 30 | 31.5789 | AUX | AUX | 2020-11-10 | To be confirmed | [6 empty] | 14/12/12020
Data not available |  | DNOC | (ANM) Gaynes Lodge Farm |  |  | St Neots | Cambs | PE19 5DB | England | 513372 | 264710 | EATON SOCON GRID 132kV | - | - | 132 | Eastern Power Networks plc | Solar | Photovoltaic |  |  |  | 40 | [12 empty] | Yes | Accepted to Connect | - | - | - | - | - | - | 40 | 40 | 42.1053 | AUX | AUX | 2020-11-03 | To be confirmed | [6 empty] | 2021-02-12
Data not available |  | HVSS | Rayleigh Site |  |  | Wickford | Essex | SS11 8TZ | England | 578288 | 192005 | RAYLEIGH MAIN 132KV | - | - | 132 | Eastern Power Networks plc | Battery storage | Battery |  |  |  | 99.8 | [12 empty] | No | Accepted to Connect | - | - | - | - | - | - | 99.8 | 99.8 | 105.0526 | 99.8 | 105.0526 | 2020-09-16 | To be confirmed | [6 empty] | 2020-11-13
Data not available |  | AMP | (ANM) Land at Dunhams Lane |  |  | Letchworth Garden City | Herts | SG6 1JH | England | 522975 | 233160 | WYMONDLEY MAIN 132kV | LETCHWORTH GRID 132/33kV | LETCHWORTH FACTORY 33/11kV | 11 | Eastern Power Networks plc | Battery storage | Battery |  |  |  | 5.058 | [12 empty] | Yes | Accepted to Connect | - | - | - | - | - | - | 5.058 | 5.058 | 5.3242 | 5.085 | 5.3526 | 2020-11-17 | To be confirmed | [6 empty] | 2021-10-14
Data not available |  | Low Carbon | BIRCH ROAD |  |  | COLCHESTER | Essex | CO2 0EJ | England | 596434 | 220163 | RAYLEIGH MAIN 132KV | - | - | 132 | Eastern Power Networks plc | Solar | Photovoltaic |  |  |  | 70 | Stored Energy (all stored energy irrespective of the original energy source) | Storage - Electrochemical (Batteries) | [10 empty] | No | Accepted to Connect | - | - | - | - | - | - | 70 | 70 | 73.6842 | 30 | 31.5789 | 2020-08-14 | To be confirmed | [6 empty] | 2021-12-14
Data not available |  | Voltalia UK ltd | (ANM) ABBOTSLEY ROAD |  |  | ST. NEOTS | Cambs | PE19 6SZ | England | 534431 | 259596 | BURWELL MAIN GRID 132kV | - | - | 132kV | Eastern Power Networks plc | Solar | Photovoltaic |  |  |  | 65 | Stored Energy (all stored energy irrespective of the original energy source) | Storage - Electrochemical (Batteries) | [10 empty] | Yes | Accepted to Connect | - | - | - | - | - | - | 65 | 65 | 68.4211 | 10.7 | 11.2632 | 2020-12-10 | To be confirmed | [6 empty] | 2021-12-14
Data not available |  | Infraland | (ANM) SOUTH WOODHAM FERRERS |  |  | CHELMSFORD | Essex | CM3 8RA | England | 579536 | 198013 | RAYLEIGH MAIN 132KV | MALDON GRID 132/33kV | SOUTH WOODHAM PRIMARY 33kV | 33kV | Eastern Power Networks plc | Solar | Photovoltaic |  |  |  | 20 | [12 empty] | Yes | Accepted to Connect | - | - | - | - | - | - | 20 | 20 | 21.0526 | 0.1 | 0.10526 | 2020-12-10 | To be confirmed | [6 empty] | 2021-02-12
Data not available |  | CONRAD ENERGY | Land West of B579 | LUTON ROAD |  | TODDINGTON | Beds | LU5 6HT | England | 502318 | 227492 | SUNDON 132kV | SUNDON 132/33kV | SUNDON 33/11kV | 11 | Eastern Power Networks plc | Fosil gas | Engine (combustion / reciprocating) |  |  |  | 6.078 | [12 empty] | No | Connected | 6.078 | 6.078 | 6.3979 | 0.2 | 0.21053 | 2021-10-01 | - | - | - | - | - | - | - | [6 empty] | 2021-12-14
Data not available |  | Weirdrove | (ANM) 68-70 Reach Road |  |  | CAMBRIDGE | Cambs | CB25 0AH | England | 558667 | 265768 | BURWELL MAIN GRID 132kV | - | - | 132kV | Eastern Power Networks plc | Solar | Photovoltaic |  |  |  | 99.8 | Stored Energy (all stored energy irrespective of the original energy source) | Storage - Electrochemical (Batteries) | [10 empty] | Yes | Accepted to Connect | - | - | - | - | - | - | 99.8 | 99.8 | 105.0526 | 49.9 | 52.5263 | 2020-12-11 | To be confirmed | [6 empty] | 2021-12-14
Data not available |  | NTL World | Laurels Farm |  |  | Beccles | SUFFOLK | NR34 8HD | England | 638998 | 289612 | BRAMFORD GRID 132kV | ILKETSHALL GRID 132/33kV | BARSHAM PRIMARY 33/11kV | 11 | Eastern Power Networks plc | Wind | Onshore wind turbines |  |  |  | 2 | [12 empty] | No | Accepted to Connect | - | - | - | - | - | - | 2 | 2 | 2.1053 | 0 | 0 | 2020-12-15 | To be confirmed | [6 empty] | 2021-04-16
Data not available |  | Anglo Renewables | (ANM) RECTORY ROAD |  |  | Clacton on Sea | Essex | CO16 9BN | England | 614532 | 218540 | BRAMFORD GRID 132kV | CLACTON GRID 132/33kV | - | 33 | Eastern Power Networks plc | Solar | Photovoltaic |  |  |  | 18 | [12 empty] | Yes | Accepted to Connect | - | - | - | - | - | - | 18 | 18 | 18.9474 | 1 | 1.0526 | 2020-12-16 | To be confirmed | [6 empty] | 2021-02-12
Data not available |  | Renewables | (ANM) Epping Road | Toot Hill |  | Ongar | Essex | CM5 9SQ | England | 551263 | 202276 | RYE HOUSE 132kV | EPPING GRID | - | 33 | Eastern Power Networks plc | Solar | Photovoltaic |  |  |  | 18 | [12 empty] | Yes | Accepted to Connect | - | - | - | - | - | - | 18 | 18 | 18.9474 | 1 | 1.0526 | 2021-02-02 | To be confirmed | [6 empty] | 2021-03-12
Data not available |  | Roadnight Taylor | (ANM) MARSHES BURNHAM-ON-CROUCH |  |  | BURNHAM-ON-CROUCH | Essex | CM0 8NE | England | 598484 | 196719 | RAYLEIGH MAIN 132KV | FLEETHALL GRID | BURNHAM PRIMARY 33kV | 33 | Eastern Power Networks plc | Solar | Photovoltaic |  |  |  | 17 | Stored Energy (all stored energy irrespective of the original energy source) | Storage - Electrochemical (Batteries) | [10 empty] | Yes | Accepted to Connect | - | - | - | - | - | - | 17 | 17 | 17.8947 | 5 | 5.2632 | 2021-12-23 | To be confirmed | [6 empty] | 2021-12-14
Data not available |  | Road Night Taylor | (ANM) Land at Sladburys Farm |  |  | Clacton on Sea | Essex | CO15 4SS | England | 619764 | 218018 | BRAMFORD GRID 132kV | CLACTON GRID 132/33kV | - | 33 | Eastern Power Networks plc | Solar | Photovoltaic |  |  |  | 21.85 | [12 empty] | Yes | Accepted to Connect | - | - | - | - | - | - | 21.85 | 21.85 | 23 | 0.15 | 0.15789 | 2020-12-18 | To be confirmed | [6 empty] | 2021-02-12
Data not available |  | Aura Power | (ANM)Old Bury Road | 3 FAIRWAYS | STUSTON | DISS | Suffolk | IP21 4AB | England | 613055 | 278259 | BRAMFORD GRID 132kV | DISS GRID 132/33KV | - | 33 | Eastern Power Networks plc | Solar | Photovoltaic |  |  |  | 30 | [12 empty] | Yes | Accepted to Connect | - | - | - | - | - | - | 30 | 30 | 31.5789 | 0.8 | 0.84211 | 2020-10-30 | To be confirmed | [6 empty] | 2021-02-12
Data not available |  | RNA ENERGY | Rush Green Farm |  | Langley | HITCHIN | HERTS | SG4 7PQ | England | 521101 | 223705 | WYMONDLEY MAIN 132kV | STEVENAGE GRID 132/33kV | - | 132 | Eastern Power Networks plc | Storage | Battery |  |  |  | 50 | [12 empty] | No | Accepted to Connect | - | - | - | - | - | - | 50 | 50 | 52.6316 | 50 | 52.6316 | 2021-01-21 | To be confirmed | [6 empty] | 2021-02-12
Data not available |  | FES Support Services | (ANM) CHELMSFORD CM2 7TD | Southend Road |  | CHELMSFORD | Essex | CM2 7TD | England | 574636 | 202173 | RAYLEIGH MAIN 132KV | CHELMSFORD EAST GRID 132/33kV | - | 33 | Eastern Power Networks plc | Solar | Photovoltaic |  |  |  | 41.8 | [12 empty] | Yes | Accepted to Connect | - | - | - | - | - | - | 41.8 | 41.8 | 44 | 0.1 | 0.10526 | 2021-02-10 | To be confirmed | [6 empty] | 2021-03-12
Data not available |  | GEMEC Limited | Kentishes Farm |  | Stisted | BRAINTREE | Essex | CM77 8BX | England | 579269 | 226163 | BRAINTREE 132kV | BRAINTREE LOCAL 132/33kV | KENTISHES SOLAR FARM | 33 | Eastern Power Networks plc | Solar | Photovoltaic |  |  |  | 6.52 | [12 empty] | No | Connected | 6.52 | 6.52 | 6.8632 | 0 | 0 | 2020-10-22 |  | - | - | - | - | - | - | [6 empty] | 2021-06-14
Data not available |  | Infraland | (ANM) Thetford Road |  |  | Northwold | SUFFOLK | IP26 5LQ | England | 574276 | 297475 | WALPOLE GIS 132KV | SWAFFHAM GRID 132/33kV | NORTHWOLD PRIMARY 33/11kV | 11 | Eastern Power Networks plc | Solar | Photovoltaic |  |  |  | 7.5 | Stored Energy (all stored energy irrespective of the original energy source) | Storage - Electrochemical (Batteries) | [10 empty] | Yes | Accepted to Connect | - | - | - | - | - | - | 7.5 | 7.5 | 7.8947 | 4.18 | 4.4 | 2020-12-18 | To be confirmed | [6 empty] | 2021-12-14
Data not available |  | RNA Energy | Graveley Hall Farm |  | Graveley | Hitchin | Herts | SG4 7LY | England | 523438 | 228080 | WYMONDLEY MAIN 132kV | - | - | 132 | Eastern Power Networks plc | Solar | Photovoltaic |  |  |  | 49.9 | Stored Energy (all stored energy irrespective of the original energy source) | Storage - Electrochemical (Batteries) | [10 empty] | No | Accepted to Connect | - | - | - | - | - | - | 49.9 | 49.9 | 52.5263 | 25 | 26.3158 | 2021-01-26 | To be confirmed | [6 empty] | 2021-12-14
Data not available |  | Evans Energy | ANM) Land at Cressing Farm |  |  | Braintree | Essex | CM77 8PD | England | 579757 | 218798 | BRAINTREE 132kV | BRAINTREE LOCAL 132/33kV | - | 33 | Eastern Power Networks plc | Solar | Photovoltaic |  |  |  | 13.8 | [12 empty] | Yes | Accepted to Connect | - | - | - | - | - | - | 13.8 | 13.8 | 14.5263 | 0.1 | 0.10526 | 2021-01-10 | To be confirmed | [6 empty] | 2021-02-12
Data not available |  | RNA Energy Limited | (ANM) NORWICH ROAD |  |  | HALESWORTH | SUFFOLK | IP19 8QJ | England | 639034 | 278720 | BRAMFORD GRID 132kV | HALESWORTH GRID 132kV | - | 132 | Eastern Power Networks plc | Storage | Battery |  |  |  | 50 | [12 empty] | Yes | Accepted to Connect | - | - | - | - | - | - | 50 | 50 | 52.6316 | 50 | 52.6316 | 2021-01-20 | To be confirmed | [6 empty] | 2021-02-12
Data not available |  | Anesco | (ANM - N/A) Red House Farm |  | Woodwalton | Huntingdon | Cambs | PE28 5YL | England | 521065 | 280761 | EATON SOCON GRID 132kV | HUNTINGDON GRID 132/33kV | WOODWALTON PRIMARY 33/11kV | 33 | Eastern Power Networks plc | Solar | Photovoltaic |  |  |  | 16.94 | [12 empty] | Yes | Accepted to Connect | - | - | - | - | - | - | 16.94 | 16.94 | 17.8316 | 0 | 0 | 2021-02-12 | To be confirmed | [6 empty] | 2021-03-12
Data not available |  | Chilterns Renewables Ltd | (ANM) Grounds Farm, Hockliffe |  | Hockliffe | Leighton Buzzard | BEDS | LU7 9NL | England | 495040 | 226988 | SUNDON 132kV | SUNDON 132/33kV | - | 33 | Eastern Power Networks plc | Solar | Photovoltaic |  |  |  | 20 | [12 empty] | Yes | Accepted to Connect | - | - | - | - | - | - | 20 | 20 | 21.0526 | 0.05 | 0.052632 | 2021-02-05 | To be confirmed | [6 empty] | 2021-04-16
Data not available |  | Road Night Taylor | (ANM) Land at Lawford | New Hall |  | Manningtree | Essex | CO11 2QA | England | 609233 | 228956 | BRAMFORD GRID 132kV | LAWFORD GRID 132/33kV | - | 33 | Eastern Power Networks plc | Solar | Photovoltaic |  |  |  | 20 | [12 empty] | Yes | Accepted to Connect | - | - | - | - | - | - | 20 | 20 | 21.0526 | 0.15 | 0.15789 | 2020-12-14 | To be confirmed | [6 empty] | 2021-02-12
Data not available |  | Anesco | (ANM) Bishopstone, Aylesbury Vale, HP17 8SL |  |  | Aylesbury Vale | Herts | HP17 8SL | England | 481828 | 210179 | AMERSHAM MAIN 132kV | ILMER GRID 132/33kV | BISHOPSTONE SW/STN 33kV | 33 | Eastern Power Networks plc | Solar | Photovoltaic |  |  |  | 19.96 | [12 empty] | Yes | Accepted to Connect | - | - | - | - | - | - | 19.96 | 19.96 | 21.0105 | 18.962 | 19.96 | 2021-01-22 | To be confirmed | [6 empty] | 2021-05-17
Data not available |  | Anglo Renewables Limited | (ANM) Stow Road |  |  | Kimbolton | Cambs | PE28 0LB | England | 510174 | 269178 | EATON SOCON GRID 132kV | LITTLE BARFORD 132/33kV | KIMBOLTON PRIMARY 33/11kV | 11 | Eastern Power Networks plc | Solar | Photovoltaic |  |  |  | 6 | [12 empty] | Yes | Accepted to Connect | - | - | - | - | - | - | 6 | 6 | 6.3158 | 0.2 | 0.21053 | 2021-02-14 | To be confirmed | [6 empty] | 2021-03-12
Data not available |  | AMP PLC | (ANM) Hatfield Grid, AL4 0QT | Dellsome Lane |  | Colney Heath | Herts | AL4 0QT | England | 521300 | 205754 | ELSTREE AIS 132KV | HATFIELD GRID 132/33kV | HATFIELD PRIMARY 33/11kV | 11 | Eastern Power Networks plc | Energy Storage | Battery |  |  |  | 5.058 | [12 empty] | Yes | Accepted to Connect | - | - | - | - | - | - | 5.058 | 5.058 | 5.3242 | 5.058 | 5.3242 | 2021-03-18 | To be confirmed | [6 empty] | 2021-05-17
Data not available |  | Pathfinder Clean Energy | (ANM) Land North of A143 |  | Palgrave | Diss | SUFFOLK | IP22 1AZ | England | 610840 | 277384 | BRAMFORD GRID 132kV | - | - | 132 | Eastern Power Networks plc | Solar | Photovoltaic |  |  |  | 48 | [12 empty] | Yes | Accepted to Connect | - | - | - | - | - |  | 48 | 48 | 50.5263 | 0.2 | 0.21053 | 2021-03-02 | To be confirmed | [6 empty] | 2021-04-16
Data not available |  | CRANSWICK COUNTRY FOODS PLC | (ANM) Potash Lane |  |  | Eye | SUFFOLK | IP23 8BW | England | 612907 | 274817 | BRAMFORD GRID 132kV | DISS GRID 132/33KV | EYE PRIMARY 33/11kV | 11 | Eastern Power Networks plc | Solar | Photovoltaic |  |  |  | 1.15 | [12 empty] | Yes | Accepted to Connect | - | - | - | - | - | - | 1.15 | 1.15 | 1.2105 | 0 | 0 | 2021-02-03 | To be confirmed | [6 empty] | 2021-03-12
Data not available |  | AMP Energy Services Limited | (ANM) PAYCOCKE ROAD |  |  | BASILDON | Essex | SS14 3HH | England | 572539 | 190682 | RAYLEIGH MAIN 132KV | NEVENDON GRID 132/33kV | GARDINERS LN PRIMARY | 33 | Eastern Power Networks plc | Gas | Engine (combustion / reciprocating) |  |  |  | 5.07 | [12 empty] | Yes | Accepted to Connect | - | - | - | - | - | - | 5.07 | 5.07 | 5.3368 | 0.2 | 0.21053 | 2021-02-10 | To be confirmed | [6 empty] | 2021-12-14
Data not available |  | Anglo Renewables Limited | (ANM) OLD LONDON ROAD |  |  | Maldon | Essex | CM9 6TP | England | 582667 | 206386 | RAYLEIGH MAIN 132KV | - | - | 132 | Eastern Power Networks plc | Solar | Photovoltaic |  |  |  | 49.999 | [12 empty] | Yes | Accepted to Connect | - | - | - | - | - | - | 49.999 | 49.999 | 52.6305 | 0 | 0 | 2021-02-03 | To be confirmed | [6 empty] | 2021-03-12
Data not available |  | Utility Connections | Tilbury Road |  |  | BRENTWOOD | Essex | CM13 3LR | England | 563506 | 189309 | TILBURY 132KV TEE POINT | BASILDON GRID 132/33kV | LANGDON PRIMARY | 11 | Eastern Power Networks plc | Solar | Photovoltaic |  |  |  | 2 | [12 empty] | No | Accepted to Connect | - | - | - | - | - | - | 2 | 2 | 2.1053 | 5.5 | 5.7895 | 2021-01-08 | To be confirmed | [6 empty] | 2021-02-12
Data not available |  | Certus Utility Consulting | (ANM) Bushmead Road |  |  | St Neots | Cambs | PE19 8JD | England | 515627 | 259211 | EATON SOCON GRID 132kV | - | - | 132 | Eastern Power Networks plc | Solar | Photovoltaic |  |  |  | 50 | Stored Energy (all stored energy irrespective of the original energy source) | Storage - Electrochemical (Batteries) | [10 empty] | No | Accepted to Connect | - | - | - | - | - | - | 50 | 50 | 52.6316 | 50 | 52.6316 | 2021-01-05 | To be confirmed | [6 empty] | 2021-12-14
Data not available |  | Renewable Connections Developments Ltd | MANOR ROAD/LONDON ROAD |  |  | Grays | ESSEX | RM20 4BA | England | 559102 | 177642 | WEST THURROCK GRID | Not Applicable | - | 33 | Eastern Power Networks plc | Energy Storage | Battery |  |  |  | 49.9 | [12 empty] | No | Accepted to Connect | - | - | - | - | - | - | 49.9 | 49.9 | 52.5263 | 49.9 | 52.5263 | 2021-04-06 | To be confirmed | [6 empty] | 2021-05-17
Data not available |  | Pathfinders Clean Energy | (ANM) Land to the North of Grey's Lane |  |  | Ipswich | SUFFOLK | IP19 0RJ | England | 636721 | 280897 | BRAMFORD GRID 132kV | HALESWORTH GRID 132/33kV | - | 33 | Eastern Power Networks plc | Solar | Photovoltaic |  |  |  | 27 | [12 empty] | Yes | Accepted to Connect | - | - | - | - | - | - | 27 | 27 | 28.4211 | 10 | 10.5263 | 2021-04-30 | To be confirmed | [6 empty] | 2021-06-14
Data not available |  | Energi Generation | Boxted Farm | Berkhamstead Road |  | HEMEL HEMPSTEAD | Herts | HP1 2SQ | England | 503039 | 208658 | ELSTREE GIS 132KV | PICCOTTS END GRID 132/33kV | - | 33 | Eastern Power Networks plc | Solar | Photovoltaic |  |  |  | 20.622 | [12 empty] | No | Accepted to Connect | - | - | - | - | - | - | 20.622 | 20.622 | 21.7074 | 0 | 0 | 2021-02-02 | To be confirmed | [6 empty] | 2021-03-12
Data not available |  | Light Source SPV 115 Ltd | Goosehall Farm, Little Fen Drove, Burwell, Cambridgeshire, CB25 0BN | Little Fen Drove |  | Burwell | Cambs | CB25 0BN | England | 557620 | 268622 | BURWELL MAIN GRID 132kV | BURWELL LOCAL GRID 132/33kV | - | 33 | Eastern Power Networks plc | Stored Energy (all stored energy irrespective of the original energy source) | Storage - Electrical |  |  |  | 5 | [12 empty] | No | Accepted to Connect | [6 empty] | 5 | 5 | 5.2632 | 5 | 5.2632 | 2021-06-23 | To be confirmed | [6 empty] | 2021-11-12
Data not available |  | Anglo Renewables Limited | (ANM) CROWS LANE |  |  | CHELMSFORD | ESSEX | CM3 8RS | England | 580458 | 200955 | RAYLEIGH MAIN 132KV | MALDON GRID 132/33kV | - | 33 | Eastern Power Networks plc | Solar | Photovoltaic |  |  |  | 20 | [12 empty] | Yes | Accepted to Connect | - | - | - | - | - | - | 20 | 20 | 21.0526 | 1 | 1.0526 | 2021-03-25 | To be confirmed | [6 empty] | 2021-04-16
Data not available |  | Conrad Energy | (ANM) 25 Rookwood Way |  |  | Haverhill | SUFFOLK | CB9 8PB | England | 567150 | 244715 | PELHAM GRID 132kV | - | HAVERHILL PRIMARY 33/11kV | 11 | Eastern Power Networks plc | Gas | Engine (combustion / reciprocating) |  |  |  | 5.07 | [12 empty] | Yes | Accepted to Connect | - | - | - | - | - | - | 5.07 | 5.07 | 5.3368 | 0 | 0 | 2021-04-08 | To be confirmed | [6 empty] | 2021-12-14
Data not available |  | Intelligent Alternatives Limited | (ANM) Land North of Bassmead Manor | Staploe |  | St Neots | Cambs | PE19 5JB | England | 515164 | 261631 | EATON SOCON GRID 132kV |  | - | 132 | Eastern Power Networks plc | Solar | Photovoltaic |  |  |  | 50 | [12 empty] | Yes | Accepted to Connect | - | - | - | - | - | - | 50 | 50 | 52.6316 | 0.2 | 0.21053 | 2021-02-17 | To be confirmed | [6 empty] | 2021-03-12
Data not available |  | Narec Distributed Energy Ltd | (ANM) Vicarage Lane |  |  | Diddington | Cambs | PE19 5YN | England | 518536 | 266166 | EATON SOCON GRID 132kV | LITTLE BARFORD 132/33kV | - | 33 | Eastern Power Networks plc | Solar | Photovoltaic |  |  |  | 18 | [12 empty] | Yes | Accepted to Connect | - | - | - | - | - | - | 18 | 18 | 18.9474 | 0 | 0 | 2021-02-09 | To be confirmed | [6 empty] | 2021-03-12
Data not available |  | Low Carbon | (ANM) Muntjac Solar Farm |  |  | Kings Lynn | Norfolk | PE32 2LW | England | 585776 | 314683 | WALPOLE GIS 132KV | SWAFFHAM GRID 132/33kV | - | 33 | Eastern Power Networks plc | Solar | Photovoltaic |  |  |  | 50 | Stored Energy (all stored energy irrespective of the original energy source) | Storage - Electrochemical (Batteries) | [10 empty] | Yes | Accepted to Connect | - | - | - | - | - | - | 50 | 50 | 52.6316 | 10 | 10.5263 | 2021-03-26 | To be confirmed | [6 empty] | 2021-12-14
Data not available |  | Certus Utility Consulting Ltd | (ANM)HIGH ROAD |  |  | Kings Lynn | Norfolk | PE34 3AW | England | 561003 | 316441 | WALPOLE GIS 132KV | KINGS LYNN PWR STN 132kV | - | 132 | Eastern Power Networks plc | Storage | Battery |  |  |  | 49.999 | [12 empty] | Yes | Accepted to Connect | - | - | - | - | - | - | 49.999 | 49.999 | 52.6305 | 49.999 | 52.6305 | 2021-02-08 | To be confirmed | [6 empty] | 2021-03-12
Data not available |  | Infraland | Land around Chiltern Green and West Hyde Road |  |  | Hyde | beds | LU2 9PW | England | 512048 | 217682 | SUNDON 132kV | LUTON SOUTH GRID 132/33kV | - | 33 | Eastern Power Networks plc | Solar | Photovoltaic |  |  |  | 22.99 | [12 empty] | No | Accepted to Connect | - | - | - | - | - | - | 22.99 | 22.99 | 24.2 | 0.15 | 0.15789 | 2021-03-25 | To be confirmed | [6 empty] | 2021-04-16
Data not available |  | Infraland | (ANM) Land North East of Woodwalton | Raveley Road |  | Huntingdon | Cambs | PE28 2QZ | England | 521927 | 282869 | EATON SOCON GRID 132kV | HUNTINGDON GRID 132/33kV | - | 33 | Eastern Power Networks plc | Solar | Photovoltaic |  |  |  | 16 | [12 empty] | Yes | Accepted to Connect | - | - | - | - | - |  | 16 | 16 | 16.8421 | 2.2 | 2.3158 | 2021-04-20 | To be confirmed | [6 empty] | 2021-06-14
Data not available |  | Infraland | (ANM) Land North of Station Road | Woodwalton |  | Huntingdon | Cambs | PE28 5YL | England | 520876 | 280258 | EATON SOCON GRID 132kV | HUNTINGDON GRID 132/33kV | - | 33 | Eastern Power Networks plc | Solar | Photovoltaic |  |  |  | 18.8 | [12 empty] | Yes | Accepted to Connect | - | - | - | - | - |  | 18.8 | 18.8 | 19.7895 | 4.3 | 4.5263 | 2021-04-23 | To be confirmed | [6 empty] | 2021-06-14
Data not available |  | Cambridge Power Ltd | (ANM)Third Drove |  |  | Peterborugh | Cambs | PE1 5QR | England | 521588 | 298428 | WALPOLE GIS 132KV | PETERBOROUGH POWER STN 132kV | - | 132 | Eastern Power Networks plc | Storage | Battery |  |  |  | 49.99 | [12 empty] | Yes | Accepted to Connect | - | - | - | - | - | - | 49.99 | 49.99 | 52.6211 | 49.99 | 52.6211 | 2021-02-08 | To be confirmed | [6 empty] | 2021-03-12
Data not available |  | Certus Utility Consulting Limted | (ANM - N/A) Bullen Lane (Phase 2) |  |  | Ipswich | SUFFOLK | IP8 4JL | England | 610250 | 246100 | BRAMFORD GRID 132kV | - | - | 132 | Eastern Power Networks plc | Storage battery | Battery |  |  |  | 99.99 | [12 empty] | Yes | Accepted to Connect | - | - | - | - | - |  | 99.99 | 99.99 | 105.2526 | 99.99 | 105.2526 | 2021-04-29 | To be confirmed | [6 empty] | 2021-06-14
Data not available |  | Low Carbon | PURTON END |  |  | SAFFRON WALDEN | Essex | CB11 3JT | England | 555104 | 234826 | PELHAM GRID 132kV | THAXTED GRID 132/33kV | - | 33 | Eastern Power Networks plc | Solar | Photovoltaic |  |  |  | 12 | [12 empty] | No | Accepted to Connect | - | - | - | - | - | - | 12 | 12 | 12.6316 | 0 | 0 | 2021-03-11 | To be confirmed | [6 empty] | 2021-05-17
Data not available |  | DNO Consulting Limited | DOUBLEGATE LANE |  |  | WICKFORD | ESSEX | SS11 8UA | England | 578049 | 192134 | RAYLEIGH MAIN 132KV | - | - | 132 | Eastern Power Networks plc | Energy Storage | Battery |  |  |  | 99.8 | [12 empty] | No | Accepted to Connect | - | - | - | - | - | - | 99.8 | 99.8 | 105.0526 | 99.8 | 105.0526 | 2021-02-11 | To be confirmed | [6 empty] | 2021-04-16
Data not available |  | Roadnight Taylor Ltd | (ANM - N/A) Bucklesham, |  |  | Loughton | ESSEX | IP10 1PW | England | 625444 | 242678 | BRAMFORD GRID 132kV | FELIXSTOWE GRID | - | 33 | Eastern Power Networks plc | Solar | Photovoltaic |  |  |  | 22.5 | [12 empty] | Yes | Accepted to Connect | - | - | - | - | - | - | 22.5 | 22.5 | 23.6842 | 0.2 | 0.21053 | 2021-03-15 | To be confirmed | [6 empty] | 2021-04-16
Data not available |  | Loco Gen | ANM) Green Farm | Oakley Road | Wix | Colchester | Essex | CO11 2SE | England | 617086 | 228437 | BRAMFORD GRID 132kV | LAWFORD GRID 132/33kV | - | 33 | Eastern Power Networks plc | Solar | Photovoltaic |  |  |  | 11 | [12 empty] | Yes | Accepted to Connect | - | - | - | - | - | - | 11 | 11 | 11.5789 | 4 | 4.2105 | 2021-05-21 | To be confirmed | [6 empty] | 2021-07-14
Data not available |  | BasePower | (ANM) Unit 1 Symmetry Park |  |  | Biggleswade | Herts | SG18 8YY | England | 521414 | 243243 | WYMONDLEY MAIN 132kV | LETCHWORTH GRID 132/33kV | BIGGLESWADE PRIMARY 33/11kV | 11 | Eastern Power Networks plc | Solar | Photovoltaic |  |  |  | 1.3 | [12 empty] | Yes | Accepted to Connect | - | - | - | - | - | - | 1.3 | 1.3 | 1.3684 | 2.375 | 2.5 | 2021-02-23 | To be confirmed | [6 empty] | 2021-04-16
Data not available |  | CONRAD ENERGY | Earlham Rise |  |  | Norwich | Norfolk | NR3 2AT | England |  |  | NORWICH MAIN 132kV | EARLHAM 132kV | BOUNDARY PARK PRIMARY 33/11kV | 11kV | Eastern Power Networks plc | Fossil Gas | Steam turbine (thermal power plant) |  |  |  | 8 | [12 empty] | No | Accepted to Connect | - | - | - | - | - | - | 8 | 8 | 8.4211 | 0 | 0 | 2021-07-20 | To be confirmed | [6 empty] | 2021-10-14
Data not available |  | eSmart Networks | (ANM) Water Hall Farm | Water Hall Road |  | Wixoe | Suffolk | CO10 8UA | England | 570984 | 243840 | PELHAM GRID 132kV | BELCHAMP GRID 132/33kV | - | 33 | Eastern Power Networks plc | Solar | Photovoltaic |  |  |  | 25 | [12 empty] | Yes | Accepted to Connect | - | - | - | - | - | - | 25 | 25 | 26.3158 | 0.25 | 0.26316 | 2021-03-17 | To be confirmed | [6 empty] | 2021-05-17
Data not available |  | TAG UK | (ANM) Walpole Substation |  |  | Wisbech | Cambs | PE14 7JE | England | 548699 | 316612 | WALPOLE GIS 132KV | - | - | 132 | Eastern Power Networks plc | Solar | Photovoltaic |  |  |  | 50 | [12 empty] | Yes | Accepted to Connect | - | - | - | - | - | - | 50 | 50 | 52.6316 | 0 | 0 | 2021-04-27 | To be confirmed | [6 empty] | 2021-05-17
Data not available |  | Econ Energy Tech | (ANM) Stirtloe Solar Farm |  |  | St Neots | Cambs | PE19 5XW | England | 521292 | 266854 | EATON SOCON GRID 132kV | LITTLE BARFORD 132/33kV | - | 33 | Eastern Power Networks plc | Solar | Photovoltaic |  |  |  | 20 | [12 empty] | Yes | Accepted to Connect | - | - | - | - | - | - | 20 | 20 | 21.0526 | 0.1 | 0.10526 | 2021-05-20 | To be confirmed | [6 empty] | 2021-06-14
Data not available |  | Renewable Energy Systems | (ANM) Ringsfield Common |  |  | Beccles | SUFFOLK | NR34 8NY | England | 633644 | 286620 | BRAMFORD GRID 132kV | ILKETSHALL GRID 132/33kV | - | 33 | Eastern Power Networks plc | Solar | Photovoltaic |  |  |  | 40 | [12 empty] | Yes | Accepted to Connect | - | - | - | - | - | - | 40 | 40 | 42.1053 | 0 | 0 | 2021-08-12 | To be confirmed | [6 empty] | 2021-10-14
Data not available |  | Infraland | (ANM - N/A) Land South of Sawtry Way |  |  | Huntingdon | Cambs | PE28 2DX | England | 527800 | 273256 | EATON SOCON GRID 132kV | HUNTINGDON GRID 132/33kV | - | 33 | Eastern Power Networks plc | Solar | Photovoltaic |  |  |  | 15 | [12 empty] | Yes | Accepted to Connect | - | - | - | - | - | - | 15 | 15 | 15.7895 | 2.2 | 2.3158 | 2021-05-11 | To be confirmed | [6 empty] | 2021-06-14
Data not available |  | Stark Energy | (ANM) Whirlbush Farm, | Risborough Road |  | Kingsey | Herts | HP17 8NE | England | 476560 | 200670 | AMERSHAM MAIN 132kV | ILMER GRID 132/33kV | - | 132 | Eastern Power Networks plc | Solar | Photovoltaic |  |  |  | 36 | [12 empty] | Yes | Accepted to Connect | - | - | - | - | - | - | 36 | 36 | 37.8947 | 0 | 0 | 2021-03-17 | To be confirmed | [6 empty] | 2021-04-16
Data not available |  | Stark Energy Limited | (ANM) Clay Lane |  |  | Clacton on Sea | Essex | CO16 8HG | England | 613582 | 217363 | BRAMFORD GRID 132kV | CLACTON GRID 132/33kV | - | 33 | Eastern Power Networks plc | Solar | Photovoltaic |  |  |  | 20 | [12 empty] | Yes | Accepted to Connect | - | - | - | - | - | - | 20 | 20 | 21.0526 | 19 | 20 | 2021-05-26 | To be confirmed | [6 empty] | 2021-07-14
Data not available |  | MVV Umwelt GmbH | (ANM) Algores Way |  |  | Wisbech | Cambs | PE13 2TQ | England | 545865 | 308248 | WALPOLE GIS 132KV | WALSOKEN GRID 132/33kV | - | 132 | Eastern Power Networks plc | Fossil Gas | Steam turbine (thermal power plant) |  |  |  | 62 | [12 empty] | Yes | Accepted to Connect | - | - | - | - | - | - | 62 | 62 | 65.2632 | 26 | 27.3684 | 2021-05-21 | To be confirmed | [6 empty] | 2021-07-14
Data not available |  | Low Carbon UK Solar Investment | (ANM) Kestrel Solar Farm |  |  | Royston | Herts | SG8 9NJ | England | 532544 | 240646 | WYMONDLEY MAIN 132kV | LETCHWORTH GRID 132/33kV | - | 33 | Eastern Power Networks plc | Solar | Photovoltaic |  |  |  | 20 | [12 empty] | Yes | Accepted to Connect | - | - | - | - | - | - | 20 | 20 | 21.0526 | 0.1 | 0.10526 | 2021-06-01 | To be confirmed | [6 empty] | 2021-07-14
Data not available |  | Anglo Renewables | (ANM - N/A) Potton Road |  |  | Sandy | Cambs | SG19 2DH | England | 518869 | 248925 | EATON SOCON GRID 132kV | LITTLE BARFORD 132/33kV | SANDY PRIMARY 33/11kV | 11 | Eastern Power Networks plc | Solar | Photovoltaic |  |  |  | 6 | [12 empty] | Yes | Accepted to Connect | - | - | - | - | - | - | 6 | 6 | 6.3158 | 0.2 | 0.21053 | 2021-05-17 | To be confirmed | [6 empty] | 2021-06-14
Data not available |  | EcoDev Group | (ANM - N/A) Crown Hills | Clapham |  | BEDFORD | BEDS | MK41 6ET | England | 504481 | 254059 | EATON SOCON GRID 132kV | AUSTIN CANONS GRID 132/33kV | MANTON LN PRIMARY 33/11kV | 11 | Eastern Power Networks plc | Solar | Photovoltaic |  |  |  | 4 | [12 empty] | Yes | Accepted to Connect | - | - | - | - | - | - | 4 | 4 | 4.2105 | 0.1 | 0.10526 | 2021-08-08 | To be confirmed | [6 empty] | 2022-01-17
Data not available |  | Gridserve | (ANM) Land off the A132 |  |  | Nevendon | Essex | SS12 0PZ | England | 574182 | 191933 | RAYLEIGH MAIN 132KV | NEVENDON GRID 132/33kV | - | 33 | Eastern Power Networks plc | Solar | Photovoltaic |  |  |  | 6 | Stored Energy (all stored energy irrespective of the original energy source) | Storage - Electrochemical (Batteries) | [10 empty] | Yes | Accepted to Connect | - | - | - | - | - | - | 6 | 6 | 6.3158 | 6 | 6.3158 | 2021-03-26 | To be confirmed | [6 empty] | 2021-12-14
Data not available |  | C X-Group | (ANM) Little Bromley Road |  |  | Ardleigh | Essex | CO7 7NF | England | 607169 | 228959 | BRAMFORD GRID 132kV | LAWFORD GRID 132kV | - | 132 | Eastern Power Networks plc | Energy Storage | Battery |  |  |  | 49.999 | [12 empty] | Yes | Accepted to Connect | - | - | - | - | - | - | 49.999 | 49.999 | 52.6305 | 49.999 | 52.6305 | 2021-02-24 | To be confirmed | [6 empty] | 2021-04-16
Data not available |  | FES Support Services | (ANM)THIEFGATE LANE |  |  | Kings Lynn | Norfolk | PE34 3AP | England | 561336 | 315607 | WALPOLE GIS 132KV | KINGS LYNN PWR STN 132kV | - | 132 | Eastern Power Networks plc | Solar | Photovoltaic |  |  |  | 46.3 | [12 empty] | Yes | Accepted to Connect | - | - | - | - | - | - | 46.3 | 46.3 | 48.7368 | 0 | 0 | 2021-06-30 | To be confirmed | [6 empty] | 2021-07-14
Data not available |  | RNA Energy | (ANM)Buttermilk Farm | Baldock Road |  | Buntingford | HERTS | SG9 9RH | England | 534231 | 229427 | WYMONDLEY MAIN 132kV | LETCHWORTH GRID 132/33kV | - | 132 | Eastern Power Networks plc | Solar | Photovoltaic |  |  |  | 75 | Stored Energy (all stored energy irrespective of the original energy source) | Storage - Electrochemical (Batteries) | [10 empty] | Yes | Accepted to Connect | - | - | - | - | - | - | 75 | 75 | 78.9474 | 20 | 21.0526 | 2021-02-16 | To be confirmed | [6 empty] | 2021-12-14
Data not available |  | Econergy Tech | (ANM) Leighton Road | Leighton Road |  | Leighton Buzzard | BEDS | LU7 9PQ | England | 495630 | 225208 | SUNDON 132kV | SUNDON 132/33kV | - | 33 | Eastern Power Networks plc | Solar | Photovoltaic |  |  |  | 20 | [12 empty] | Yes | Accepted to Connect | - | - | - | - | - | - | 20 | 20 | 21.0526 | AUX | AUX | 2021-07-01 | To be confirmed | [6 empty] | 2021-09-14
Data not available |  | KNM ECO Innovations | Peterborough Energy Park | Storeys Bar Road |  | Peterborough | Cambs | PE1 5YS | England | 521611 | 299282 | WALPOLE GIS 132KV | PETERBOROUGH POWER STN 132kV | - | 132 | Eastern Power Networks plc | biomass | Steam-gas turbine (CCGT) |  |  |  | 52 | [12 empty] | No | Accepted to Connect | - | - | - | - | - | - | 52 | 52 | 54.7368 | 2 | 2.1053 | 2010-02-18 | To be confirmed | [6 empty] | 2021-02-12
Data not available |  | CX Group | (ANM) Scolding Drove |  |  | Thorney | Cambs | PE6 0TP | England | 532606 | 307038 | WALPOLE GIS 132KV | WRYDE CROFT WIND FARM | - | 33 | Eastern Power Networks plc | Solar | Photovoltaic |  |  |  | 50 | [12 empty] | Yes | Accepted to Connect | - | - | - | - | - | - | 50 | 50 | 52.6316 | 50 | 52.6316 | 2021-04-07 | To be confirmed | [6 empty] | 2021-07-14
Data not available |  | Chiltern Renewables Ltd | (ANM - N/A) Coxfield Farm West | Honeydon Road |  | BEDFORD | BEDS | MK44 2NB | England | 510210 | 259480 | EATON SOCON GRID 132kV | - | - | 132 | Eastern Power Networks plc | Solar | Photovoltaic |  |  |  | 100 | [12 empty] | Yes | Accepted to Connect | - | - | - | - | - | - | 100 | 100 | 105.2632 | 0.1 | 0.10526 | 2021-07-19 | To be confirmed | [6 empty] | 2021-09-14
Data not available |  | Electrical Mechanical Projects Ltd | CHEQUERS WAY |  |  | Palmers Green | LONDON | N13 6BU | England | 532050 | 192387 | TOTTENHAM 132kV | PALMERS GRN GRID 132/11kV | - | 11 | Eastern Power Networks plc | Fossil Gas | Steam-gas turbine (CCGT) |  |  |  | 1.999 | [12 empty] | No | Connected | 1.999 | 1.999 | 2.1042 | 1 | 1.0526 | 2021-11-09 | - | - | - | - | - | - | - | [6 empty] | 2022-01-17
Data not available |  | Low Carbon UK | Stort Solar Farm |  |  | Roydon | Essex | CM19 5HE | England | 541441 | 210077 | RYE HOUSE 132kV | HARLOW WEST GRID 132/33kV | - | 33 | Eastern Power Networks plc | Solar | Photovoltaic |  |  |  | 35 | [12 empty] | No | Accepted to Connect | - | - | - | - | - | - | 35 | 35 | 36.8421 | 0 | 0 | 2021-06-30 | To be confirmed | [6 empty] | 2021-07-14
Data not available |  | Anglo Renewables | (ANM) Barleylands Road |  |  | BASILDON | Essex | SS15 4BG | England | 569727 | 191351 | TILBURY 132KV TEE POINT | Not Applicable | - | 132 | Eastern Power Networks plc | Storage battery | Battery |  |  |  | 49.9 | [12 empty] | Yes | Accepted to Connect | - | - | - | - | - | - | 49.9 | 49.9 | 52.5263 | 49.9 | 52.5263 | 2021-05-17 | To be confirmed | [6 empty] | 2021-07-14
Data not available |  | Low Carbon | Hobbs Cross Solar Farm |  |  | Epping | Essex | CM16 7QQ | England | 548903 | 199484 | RYE HOUSE 132kV | EPPING GRID | - | 33 | Eastern Power Networks plc | Solar | Photovoltaic |  |  |  | 25 | [12 empty] | No | Accepted to Connect | - | - | - | - | - | - | 25 | 25 | 26.3158 | 0 | 0 | 2021-05-25 | To be confirmed | [6 empty] | 2021-07-14
Data not available |  | CX Group | (ANM) Land at Warmans Farm | Burton End |  | Stansted | Essex | CM24 8UQ | England | 553335 | 223703 | PELHAM GRID 132kV | BISHOPS STORTFORD GRID 132/33kV | STANSTED AIRPORT MAIN PR 33/11kV | 11 | Eastern Power Networks plc | Solar | Photovoltaic |  |  |  | 6 | [12 empty] | Yes | Accepted to Connect | - | - | - | - | - | - | 6 | 6 | 6.3158 | AUX | AUX | 2021-07-08 | To be confirmed | [6 empty] | 2021-09-14
Data not available |  | Low Carbon | (ANM) Snipe Solar Farm | Fambridge Road |  | Rochford | Essex | SS4 3LT | England | 586129 | 195355 | RAYLEIGH MAIN 132KV | - | - | 132 | Eastern Power Networks plc | Solar | Photovoltaic |  |  |  | 40 | [12 empty] | Yes | Accepted to Connect | - | - | - | - | - | - | 40 | 40 | 42.1053 | 0.1 | 0.10526 | 2021-07-26 | To be confirmed | [6 empty] | 2021-09-14
Data not available |  | Conrad Energy | (ANM) Bramford Road |  |  | Great Blakenham | SUFFOLK | IP8 4JU | England | 611780 | 248720 | BRAMFORD GRID 132kV | STOWMARKET GRID 132/33kV | CLAYDON CEMENT PRIMARY 33/11kV | 11 | Eastern Power Networks plc | Fossil Gas | Steam-gas turbine (CCGT) |  |  |  | 7.2 | [12 empty] | Yes | Accepted to Connect | - | - | - | - | - | - | 7.2 | 7.2 | 7.5789 | 0.3 | 0.31579 | 2021-06-16 | To be confirmed | [6 empty] | 2021-10-14
Data not available |  | Avon Utilities and Generation | Land at Raynham Estate, Hall Farm |  |  | Fakenham | Norfolk | NR21 7EE | England |  |  | WALPOLE GIS 132KV | HEMPTON GRID 132kV | - | 132 | Eastern Power Networks plc | Solar | Photovoltaic |  |  |  | 90 | Storage battery | Battery | [10 empty] | No | Accepted to Connect | - | - | - | - | - | - | 90 | 90 | 94.7368 | 10 | 10.5263 | 2021-08-23 | To be confirmed | [6 empty] | 2021-10-14
Data not available |  | Biogas Technology | (ANM)Land East of B1256 |  |  | Great Dunmow | Essex | CM6 1EW | England | 563363 | 221292 | PELHAM GRID 132kV | THAXTED GRID 132/33kV | DUNMOW PRIMARY 33/11kV | 11 | Eastern Power Networks plc | Fossil Gas | Steam-gas turbine (CCGT) |  |  |  | 7.5 | [12 empty] | Yes | Accepted to Connect | - | - | - | - | - | - | 7.5 | 7.5 | 7.8947 | 0 | 0 | 2021-06-03 | To be confirmed | [6 empty] | 2021-07-14
Data not available |  | RNA Energy | (ANM) Moorland Stud Farm |  |  | Kenford | Cambs | CB8 7QS | England | 570915 | 267099 | BURWELL MAIN GRID 132kV | - | - | 132 | Eastern Power Networks plc | Solar | Photovoltaic |  |  |  | 100 | [12 empty] | Yes | Accepted to Connect | - | - | - | - | - | - | 100 | 100 | 105.2632 | 50 | 52.6316 | 2021-06-15 | To be confirmed | [6 empty] | 2021-07-14
Data not available |  | Low Carbon | (ANM) Minos Solar Farm |  |  | Stowmarket | SUFFOLK | IP14 5BL | England | 608150 | 259930 | BRAMFORD GRID 132kV | STOWMARKET GRID 132/33kV | - | 33 | Eastern Power Networks plc | Solar | Photovoltaic |  |  |  | 20 | [12 empty] | Yes | Accepted to Connect | - | - | - | - | - | - | 20 | 20 | 21.0526 | 0.1 | 0.10526 | 2021-06-30 | To be confirmed | [6 empty] | 2021-07-14
Data not available |  | Low Carbon | (ANM) Poppy Solar Farm | Gt Bromley Road, |  | Ardleigh | Essex | CO7 7SN | England | 605860 | 227181 | BRAMFORD GRID 132kV | LAWFORD GRID 132kV | - | 132 | Eastern Power Networks plc | Solar | Photovoltaic |  |  |  | 35 | [12 empty] | Yes | Accepted to Connect | - | - | - | - | - | - | 35 | 35 | 36.8421 | 20 | 21.0526 | 2021-06-07 | To be confirmed | [6 empty] | 2021-09-14
Data not available |  | Infinis Energy Services Limited | (ANM) Mill Lane | Mill lane |  | High Ongar | ESSEX | CM5 9RN | England | 556525 | 203593 | RYE HOUSE 132kV | EPPING GRID | - | 33 | Eastern Power Networks plc | Solar | Photovoltaic |  |  |  | 7.5 | [12 empty] | Yes | Accepted to Connect | - | - | - | - | - | - | 7.5 | 7.5 | 7.8947 | AUX | AUX | 2021-07-26 | To be confirmed | [6 empty] | 2021-09-14
Data not available |  | Stark Energy | (ANM) North West of Kimblewick Road |  |  | Kimblewick | Herts | HP17 8SX | England | 473723 | 207969 | AMERSHAM MAIN 132kV | ILMER GRID 132/33kV | - | 33 | Eastern Power Networks plc | Solar | Photovoltaic |  |  |  | 25 | [12 empty] | Yes | Accepted to Connect | - | - | - | - | - | - | 25 | 25 | 26.3158 | 0 | 0 | 2021-08-16 | To be confirmed | [6 empty] | 2021-10-14
Data not available |  | Boom Power Limited | (ANM) Firsfield Farm aka Euston Estate |  |  | Theftford | Norfolk | IP24 2QP | England | 592980 | 277120 | BRAMFORD GRID 132kV | THETFORD GRID 132/33kV | - | 132 | Eastern Power Networks plc | Solar | Photovoltaic |  |  |  | 46.99 | [12 empty] | Yes | Accepted to Connect | - | - | - | - | - | - | 46.99 | 46.99 | 49.4632 | 1 | 1.0526 | 2021-09-03 | To be confirmed | [6 empty] | 2021-10-14
Data not available |  | RNA-Energy Ltd | (ANM - N/A) Coles Green Farm | Chattisham Road |  | washbrook | SUFFOLK | IP8 3HB | England | 610520 | 242790 | BRAMFORD GRID 132kV | - | - | 132 | Eastern Power Networks plc | Solar | Photovoltaic |  |  |  | 38 | [12 empty] | Yes | Accepted to Connect | - | - | - | - | - | - | 38 | 38 | 40 | 20 | 21.0526 | 2021-06-30 | To be confirmed | [6 empty] | 2021-07-14
Data not available |  | Infraland Ltd | (ANM) Rowley Hill Road |  |  | Haverhill | Essex | CB9 7JU | England | 569921 | 243773 | PELHAM GRID 132kV | BELCHAMP GRID 132/33kV | HAVERHILL PRIMARY 33/11kV | 33 | Eastern Power Networks plc | Solar | Photovoltaic |  |  |  | 16 | Storage battery | Battery | [10 empty] | Yes | Accepted to Connect | - | - | - | - | - | - | 16 | 16 | 16.8421 | 4 | 4.2105 | 2021-08-06 | To be confirmed | [6 empty] | 2021-10-14
Data not available |  | CX Group | (ANM)A41 |  |  | Waddesdon | Herts | HP18 0JR | England | 473570 | 217706 | SUNDON 132kV | AYLESBURY EAST GRID 132/33kV | WADDESDON PRIMARY 33/11kV | 33 | Eastern Power Networks plc | Solar | Photovoltaic |  |  |  | 12 | [12 empty] | Yes | Accepted to Connect | - | - | - | - | - | - | 12 | 12 | 12.6316 | 0 | 0 | 2021-06-30 | To be confirmed | [6 empty] | 2021-07-14
Data not available |  | Eden Renewables | KIRBY ROAD |  |  | Norwich | Norfolk | NR14 7DU | England |  |  | NORWICH MAIN 132kV | TROWSE GRID 132kV | - | 33 | Eastern Power Networks plc | Solar | Photovoltaic |  |  |  | 40 | Storage battery | Battery | [10 empty] | No | Accepted to Connect | - | - | - | - | - | - | 40 | 40 | 42.1053 | 40 | 42.1053 | 2021-08-20 | To be confirmed | [6 empty] | 2021-10-14
Data not available |  | CX Group | (ANM - N/A) Cobholden Farm | Bushmead Road |  | St Neots | Cambs | PE19 8JD | England | 515957 | 259000 | EATON SOCON GRID 132kV | - | - | 132 | Eastern Power Networks plc | Storage battery | Battery |  |  |  | 99.99 | [12 empty] | Yes | Accepted to Connect | - | - | - | - | - | - | 99.99 | 99.99 | 105.2526 | 99.99 | 105.2526 | 2021-06-14 | To be confirmed | [6 empty] | 2021-08-14
Data not available |  | AMP | (ANM) Land on West Side of Progress Road |  |  | Leigh on Sea | Essex | SS9 5PR | England | 583298 | 188988 | RAYLEIGH MAIN 132KV | RAYLEIGH LOCAL 132/33kV | BELLHOUSE LN PRIMARY | 11 | Eastern Power Networks plc | Fossil Gas | Steam-gas turbine (CCGT) |  |  |  | 3.588 | [12 empty] | Yes | Accepted to Connect | - | - | - | - | - | - | 3.588 | 3.588 | 3.7768 | 0.2 | 0.21053 | 2021-07-28 | To be confirmed | [6 empty] | 2021-10-14
Data not available |  | Low Carbon | (ANM) Fallow Solar Farm |  | Bassinbourn | Royston | Herts | SG8 5JP | England | 535058 | 244025 | WYMONDLEY MAIN 132kV | MELBOURN GRID 132/33kV | - | 132 | Eastern Power Networks plc | Solar | Photovoltaic |  |  |  | 70 | [12 empty] | Yes | Accepted to Connect | - | - | - | - | - | - | 70 | 70 | 73.6842 | AUX | AUX | 2021-06-14 | To be confirmed | [6 empty] | 2021-09-14
Data not available |  | Low Carbon | Makaira Solar Farm | Northchurch Lane |  | Ashley Green | Herts | HP5 3PD | England | 496564 | 206688 | ELSTREE GIS 132KV | LYE GRN GRID 132/33kV | - | 33 | Eastern Power Networks plc | Solar | Photovoltaic |  |  |  | 20 | [12 empty] | No | Accepted to Connect | - | - | - | - | - | - | 20 | 20 | 21.0526 | 0 | 0 | 2021-07-19 | To be confirmed | [6 empty] | 2021-08-14
Data not available |  | TNEI Services | (ANM)LAND NEAR HENHAM |  |  | Bishops Stortford | Herts | CM22 6AT | England | 554724 | 228435 | PELHAM GRID 132kV | BR UGLEY 132/25kV | - | 132 | Eastern Power Networks plc | Solar | Photovoltaic |  |  |  | 40 | [12 empty] | Yes | Accepted to Connect | - | - | - | - | - | - | 40 | 40 | 42.1053 | 0.25 | 0.26316 | 2021-08-20 | To be confirmed | [6 empty] | 2021-10-14
Data not available |  | Peters Energy Storage Facility | (ANM)Walnut Road | Walpole St Peter |  | Wisbech | Cambs | PE14 7PF | England | 550109 | 316137 | WALPOLE GIS 132KV | - | - | 132 | Eastern Power Networks plc | Stored Energy (all stored energy irrespective of the original energy source) | Storage - Electrochemical (Batteries) |  |  |  | 49.9 | [12 empty] | Yes | Accepted to Connect | - | - | - | - | - | - | 49.9 | 49.9 | 52.5263 | 49.9 | 52.5263 | 2021-10-29 | To be confirmed | [6 empty] | 2022-02-14
Data not available |  | Peters Energy Storage Facility | (ANM)Walnut Road | Walpole St Peter |  | Wisbech | Cambs | PE14 7PF | England | 550048 | 315920 | WALPOLE GIS 132KV | - | - | 132 | Eastern Power Networks plc | Stored Energy (all stored energy irrespective of the original energy source) | Storage - Electrochemical (Batteries) |  |  |  | 49.9 | [12 empty] | Yes | Accepted to Connect | - | - | - | - | - | - | 49.9 | 49.9 | 52.5263 | 49.9 | 52.5263 | 2021-10-29 | To be confirmed | [6 empty] | 2022-02-14
Data not available |  | Roadnight Taylor | (ANM) Low Fen Drove Way | Fen Ditton |  | Horningsea | Cambs | CB25 9AT | England | 550456 | 260927 | BURWELL MAIN GRID 132kV | FULBOURN GRID 132/33kV | - | 132 | Eastern Power Networks plc | Solar | Photovoltaic |  |  |  | 49.9 | Storage battery | Battery | [10 empty] | Yes | Accepted to Connect | - | - | - | - | - | - | 49.9 | 49.9 | 52.5263 | 10 | 10.5263 | 2021-08-26 | To be confirmed | [6 empty] | 2021-10-14
Data not available |  | Anglian Water | Cambridge Sewage Treat Works | Cowley Road |  | Cambridge | Cambs | CB4 0AP | England | 547234 | 261773 | BURWELL MAIN GRID 132kV | ARBURY GRID 132/33kV | ARBURY GRID 33/11kV | 11 | Eastern Power Networks plc | Fossil Gas | Steam-gas turbine (CCGT) |  |  |  | 1.34 | [12 empty] | No | Accepted to Connect | - | - | - | - | - | - | 1.34 | 1.34 | 1.4105 | 0 | 0 | 2021-07-02 | To be confirmed | [6 empty] | 2021-08-14
Data not available |  | Low Carbon | (ANM) St Cleres Solar Farm |  |  | Chelmsford | Essex | CM2 7RY | England | 575971 | 205282 | RAYLEIGH MAIN 132KV | CHELMSFORD EAST GRID 132/33kV | - | 33 | Eastern Power Networks plc | Storage battery | Battery |  |  |  | 5 | [12 empty] | Yes | Accepted to Connect | - | - | - | - | - | - | 5 | 5 | 5.2632 | 5 | 5.2632 | 2021-08-12 | To be confirmed | [6 empty] | 2021-10-14
Data not available |  | Pathfinder CE | (ANM) Land west of B1066 | Boxted |  | Bury St Edmunds | Suffolk | IP29 4LE | England |  |  | PELHAM GRID 132kV | BELCHAMP GRID 132/33kV | BOXTED PRIMARY 33/11kV | 33 | Eastern Power Networks plc | Solar | Photovoltaic |  |  |  | 27 | [12 empty] | Yes | Accepted to Connect | - | - | - | - | - | - | 27 | 27 | 28.4211 | 0 | 0 | 2021-09-20 | To be confirmed | [6 empty] | 2021-12-14
Data not available |  | Pathfinder Clean Energy (PACE) UKDev Ltd | (ANM - N/A) Land South of A14 | Grafham Road |  | Huntingdon | Cambs | PE28 0AW | England | 515932 | 270847 | EATON SOCON GRID 132kV | - | - | 132 | Eastern Power Networks plc | Solar | Photovoltaic |  |  |  | 49.8 | Stored Energy (all stored energy irrespective of the original energy source) | Storage - Electrical | [10 empty] | Yes | Accepted to Connect | - | - | - | - | - | - | 49.8 | 49.8 | 52.4211 | 30 | 31.5789 | 2021-08-31 | To be confirmed | [6 empty] | 2021-11-12
Data not available |  | FPC Electric Land Limtied | (ANM - N/A) LAND AT WOOD FARM |  | Dunston | Norwich | Norfolk | NR14 8QD | England |  |  | NORWICH MAIN 132kV | - | - | 132 | Eastern Power Networks plc | Stored Energy (all stored energy irrespective of the original energy source) | Storage - Electrochemical (Batteries) |  |  |  | 100 | [12 empty] | Yes | Accepted to Connect | - | - | - | - | - | - | 100 | 100 | 105.2632 | 100 | 105.2632 | 2021-10-21 | To be confirmed | [6 empty] | 2021-12-14
Data not available |  | Elgin Energy | (ANM - N/A) Long Lane |  |  | Gamlingay | Cambs | SG19 3BP | England | 525530 | 253211 | EATON SOCON GRID 132kV | LITTLE BARFORD 132/33kV | - | 33 | Eastern Power Networks plc | Solar | Photovoltaic |  |  |  | 25 | Stored Energy (all stored energy irrespective of the original energy source) | Storage - Electrochemical (Batteries) | [10 empty] | Yes | Accepted to Connect | - | - | - | - | - | - | 25 | 25 | 26.3158 | 25 | 26.3158 | 2021-11-11 | To be confirmed | [6 empty] | 2021-12-14
Data not available |  | Renewable Energy Systems | ANM Boxted Hall | New Road | Boxted | Bury St Edmunds | Suffolk | IP29 4JT | England | 582768 | 250570 | PELHAM GRID 132kV | BELCHAMP GRID 132/33kV | BOXTED PRIMARY 33/11kV | 33 | Eastern Power Networks plc | Solar | Photovoltaic |  |  |  | 20 | [12 empty] | Yes | Accepted to Connect | - | - | - | - | - | - | 20 | 20 | 21.0526 | 0.1 | 0.10526 | 2021-09-28 | To be confirmed | [6 empty] | 2021-11-12
Data not available |  | Serruys Property Company Ltd | (ANM - N/A) THE OLD PUMPHOUSE |  |  | Norwich | Norfolk | NR14 8SZ | England |  |  | NORWICH MAIN 132kV | TROWSE GRID 132kV | - | 132 | Eastern Power Networks plc | Stored Energy (all stored energy irrespective of the original energy source) | Storage - Electrochemical (Batteries) |  |  |  | 150 | [12 empty] | Yes | Accepted to Connect | - | - | - | - | - | - | 150 | 150 | 157.8947 | 150 | 157.8947 | 2021-11-09 | To be confirmed | [6 empty] | 2021-12-14
Data not available |  | UCP Choice | (ANM) Lovelands Farm | Bakers Road |  | Sudbury | Suffolk | CO10 7DF | England | 578720 | 243031 | PELHAM GRID 132kV | BELCHAMP GRID 132/33kV | - | 33 | Eastern Power Networks plc | Solar | Photovoltaic |  |  |  | 29.7 | [12 empty] | Yes | Accepted to Connect | - | - | - | - | - | - | 29.7 | 29.7 | 31.2632 | 0 | 0 | 2021-10-05 | To be confirmed | [6 empty] | 2021-11-12
Data not available |  | Boom Power | (ANM) Crays Hall Farm | Crays Hill |  | Basildon | Essex | CM11 2UN | England |  |  | WARLEY GRID 132KV | SHENFIELD GRID 132/33kV | - | 33 | Eastern Power Networks plc | Solar | Photovoltaic |  |  |  | 29.915 | [12 empty] | Yes | Accepted to Connect | - | - | - | - | - | - | 29.915 | 29.915 | 31.4895 | 0 | 0 | 2021-11-16 | To be confirmed | [6 empty] | 2021-12-14
Data not available |  | Path Finder CE | (ANM) Land North of Whittlesey Road, |  |  | March | Cambs | PE15 0AP | England |  |  | WALPOLE GIS 132KV | WEST MARCH 132kV | - | 132 | Eastern Power Networks plc | Solar | Photovoltaic |  |  |  | 49.8 | Stored Energy (all stored energy irrespective of the original energy source) | Storage - Electrochemical (Batteries) | [10 empty] | Yes | Accepted to Connect | - | - | - | - | - | - | 49.8 | 49.8 | 52.4211 | 30 | 31.5789 | 2022-01-17 | To be confirmed | [6 empty] | 2022-02-14
Data not available |  | Eclipse Power | (ANM) SS17 9LL The Manorway | The Manor Way |  | STANFORD-LE-HOPE | Essex | SS17 9LL | England |  |  | TILBURY 132KV TEE POINT | CORYTON GRID | - | 33 | Eastern Power Networks plc | Fossil - Gas | Engine (combustion / reciprocating) |  |  |  | 20 | Stored Energy (all stored energy irrespective of the original energy source) | Storage - Electrochemical (Batteries) | [10 empty] | Yes | Accepted to Connect | - | - | - | - | - | - | 20 | 20 | 21.0526 | 0 | 0 | 2021-09-28 | To be confirmed | [6 empty] | 2021-12-14
Data not available |  | GS Capital | (ANM) Land off Drybread Road |  |  | Peterborough | Cambs | PE7 2AT | England | 528943 | 297513 | WALPOLE GIS 132KV | PETERBOROUGH CENTRAL 132/33kV | WHITTLESEY PRIMARY 33kV | 33 | Eastern Power Networks plc | Solar | Photovoltaic |  |  |  | 25.25 | [12 empty] | Yes | Accepted to Connect | - | - | - | - | - | - | 25.25 | 25.25 | 26.5789 | 0 | 0 | 2021-09-06 | To be confirmed | [6 empty] | 2021-12-14
Data not available |  | Green Frog | Rivenhall CHP | Church Road | Bradwell | Braintree | Essex | CM77 8EP | England | 580851 | 222500 | BRAINTREE 132kV | - | - | 132 | Eastern Power Networks plc | Solar | Photovoltaic |  |  |  | 55 | [12 empty] | No | Accepted to Connect | - | - | - | - | - | - | 55 | 55 | 57.8947 | 26 | 27.3684 | 2020-12-17 | To be confirmed | [6 empty] | 2021-05-17
Data not available |  | Energy People | (ANM - N/A) Bullen Lane |  |  | Ipswich | SUFFOLK | IP8 4JJ | England | 611262 | 246383 | BRAMFORD GRID 132kV | - | - | 132 | Eastern Power Networks plc | Storage battery | Battery |  |  |  | 50 | [12 empty] | Yes | Accepted to Connect | - | - | - | - | - |  | 50 | 50 | 52.6316 | 50 | 52.6316 | 2021-08-12 | To be confirmed | [6 empty] | 2021-09-14
Data not available |  | Anesco Ltd | (ANM - N/A) Wilstead Road |  |  | BEDFORD | Beds | MK42 9YU | England | 504683 | 245844 | SUNDON 132kV | AUSTIN CANONS GRID 132/33kV | HARROWDEN PRIMARY 33/11kV | 11 | Eastern Power Networks plc | Solar | Photovoltaic |  |  |  | 3.48 | [12 empty] | Yes | Accepted to Connect | - | - | - | - | - | - | 3.48 | 3.48 | 3.6632 | 0 | 0 | 2021-08-04 | To be confirmed | [6 empty] | 2021-10-14
Data not available |  | RNA-Energy Ltd | Land at Redcoats Farm |  |  | Hitchin | Herts | SG4 7UW | England |  |  | WYMONDLEY MAIN 132kV | WYMONDLEY GRID 132/33kV | - | 33 | Eastern Power Networks plc | Solar | Photovoltaic |  |  |  | 25 | Storage battery | Battery | [10 empty] | No | Accepted to Connect | - | - | - | - | - | - | 25 | 25 | 26.3158 | 12.5 | 13.1579 | 2021-07-19 | To be confirmed | [6 empty] | 2021-10-14
Data not available |  | Low Carbon | (ANM - N/A) St. Neots |  |  | St Neots | Cambs | PE19 6XJ | England | 518928 | 258002 | EATON SOCON GRID 132kV | LITTLE BARFORD 132/33kV | - | 33 | Eastern Power Networks plc | Solar | Photovoltaic |  |  |  | 20 | Stored Energy (all stored energy irrespective of the original energy source) | Storage - Electrochemical (Batteries) | [10 empty] | Yes | Accepted to Connect | - | - | - | - | - | - | 20 | 20 | 21.0526 | 6 | 6.3158 | 2021-11-25 | To be confirmed | [6 empty] | 2022-01-17
Data not available |  | RNA-Energy Ltd | (ANM) Land at Stanton Park Farm, |  |  | Diss | SUFFOLK | IP22 1HN | England | 602440 | 274200 | BRAMFORD GRID 132kV | DISS GRID 132/33KV | - | 33 | Eastern Power Networks plc | Solar | Photovoltaic |  |  |  | 18 | [12 empty] | Yes | Accepted to Connect | - | - | - | - | - | - | 18 | 18 | 18.9474 | AUX | AUX | 2021-08-05 | To be confirmed | [6 empty] | 2021-09-14
Data not available |  | Aura Power | (ANM) Land at Great Wheatley Farm |  |  | Rayleigh | Essex | SS6 9TU | England | 579728 | 190948 | RAYLEIGH MAIN 132KV | RAYLEIGH LOCAL 132/33kV | - | 33 | Eastern Power Networks plc | Solar | Photovoltaic |  |  |  | 10 | [12 empty] | Yes | Accepted to Connect | - | - | - | - | - | - | 10 | 10 | 10.5263 | 0 | 0 | 2021-08-02 | To be confirmed | [6 empty] | 2021-10-14
Data not available |  | eSmart Networks | (ANM) Land at Rookery Farm | The Lane | Stow Longa | Huntingdon | Cambs | PE28 0TP | England | 511643 | 272255 | EATON SOCON GRID 132kV | - | - | 132 | Eastern Power Networks plc | Solar | Photovoltaic |  |  |  | 49.99 | Stored Energy (all stored energy irrespective of the original energy source) | Storage - Electrical | [10 empty] | Yes | Accepted to Connect | - | - | - | - | - | - | 49.99 | 49.99 | 52.6211 | 40 | 42.1053 | 2021-11-02 | To be confirmed | [6 empty] | 2021-11-12
Data not available |  | Evans Energy | (ANM) Chestnuts Farm | New Cut Road |  | Thorney | Cambs | PE6 0TW | England |  |  | WALPOLE GIS 132KV | PETERBOROUGH EAST GRID 132/11kV | - | 132 | Eastern Power Networks plc | Solar | Photovoltaic |  |  |  | 49.9 | [12 empty] | Yes | Accepted to Connect | - | - | - | - | - | - | 49.9 | 49.9 | 52.5263 | 0.1 | 0.10526 | 2022-01-31 | To be confirmed | [6 empty] | 2022-03-14
Data not available |  | Blue Stone Energy | (ANM) Land at Bannister Green |  |  | Dunmow | Essex | CM6 3NJ | England |  |  | BRAINTREE 132kV | - | - | 132 | Eastern Power Networks plc | Solar | Photovoltaic |  |  |  | 98 | [12 empty] | Yes | Accepted to Connect | - | - | - | - | - | - | 98 | 98 | 103.1579 | 0.98 | 1.0316 | 2021-11-10 | To be confirmed | [6 empty] | 2021-12-14
Data not available |  | Renewable Connections | (ANM - N/A) Lowfield Farm | Brickhill Road |  | Sandy | Cambs | SG19 2DQ | England |  |  | EATON SOCON GRID 132kV | LITTLE BARFORD 132/11kV | SANDY PRIMARY 33kV | 33 | Eastern Power Networks plc | Solar | Photovoltaic |  |  |  | 21 | [12 empty] | Yes | Accepted to Connect | - | - | - | - | - | - | 21 | 21 | 22.1053 | 0 | 0 | 2021-11-16 | To be confirmed | [6 empty] | 2021-12-14
Data not available |  | AMP Energy Services | (ANM) ANGEL DROVE |  |  | Ely | Cambs | CB7 4DT | England |  |  | BURWELL MAIN GRID 132kV | BURWELL LOCAL GRID 132/33kV | ELY PRIMARY 33/11kV | 11 | Eastern Power Networks plc | Fossil - Gas | Engine (combustion / reciprocating) |  |  |  | 5.07 | [12 empty] | Yes | Accepted to Connect | - | - | - | - | - | - | 5.07 | 5.07 | 5.3368 | 0 | 0 | 2021-12-14 | To be confirmed | [6 empty] | 2022-02-14
Data not available |  | Blue Stone Energy | Lebanon Farm | Lower Dunton Road | Bulphan | Upminster | Essex | RM14 3JD | England |  |  | TILBURY 132KV TEE POINT | - | - | 132 | Eastern Power Networks plc | Stored Energy (all stored energy irrespective of the original energy source) | Storage - Electrochemical (Batteries) |  |  |  | 40 | [12 empty] | No | Accepted to Connect | - | - | - | - | - | - | 40 | 40 | 42.1053 | 40 | 42.1053 | 2021-10-14 | To be confirmed | [6 empty] | 2022-04-14
Data not available |  | Renewable Power Systems | Church Lane |  |  | Colchester | Essex | CO3 8LS | England | 594184 | 223116 | RAYLEIGH MAIN 132KV | ABBERTON GRID 132/33kV | SHRUB END PRIMARY 33/11kV | 11 | Eastern Power Networks plc | Fossil Gas | Steam-gas turbine (CCGT) |  |  |  | 2.5 | [12 empty] | No | Connected | 2.5 | 2.5 | 2.6316 | 0.063 | 0.066316 | 2021-09-24 | - | - | - | - | - | - | [7 empty] | 2021-12-14
Data not available |  | AMP Clean Energy | (ANM) CPS House | Stephenson Road |  | Colchester | Essex | CO4 9QR | England |  |  | BRAMFORD GRID 132kV | LAWFORD GRID 132/33kV | SEVERALLS LN PRIMARY 33/11kV | 33 | Eastern Power Networks plc | Fossil - Gas | Engine (combustion / reciprocating) |  |  |  | 6.078 | [12 empty] | Yes | Accepted to Connect | - | - | - | - | - | - | 6 | 6 | 6.3158 | 0.2 | 0.21053 | 2021-12-14 | To be confirmed | [6 empty] | 2022-01-17
Data not available |  | Abbey Developments Cambs Limited | WALPOLE BANK EAST |  |  | WISBECH | Cambs | PE14 7HW | England |  |  | WALPOLE GIS 132KV | - | - | 132 | Eastern Power Networks plc | Stored Energy (all stored energy irrespective of the original energy source) | Storage - Electrochemical (Batteries) |  |  |  | 99.9 | [12 empty] | No | Accepted to Connect | - | - | - | - | - | - | 99.9 | 99.9 | 105.1579 | 99.9 | 105.1579 | 2021-10-25 | To be confirmed | [6 empty] | 2021-12-14
Data not available |  | INFINIS | (ANM) Dogsthorpe Landfill Site | Welland Road |  | Peterborough | Cambs | PE1 3TD | England |  |  | WALPOLE GIS 132KV | PETERBOROUGH EAST GRID 132/11kV | - | 33 | Eastern Power Networks plc | Solar | Photovoltaic |  |  |  | 7 | [12 empty] | Yes | Accepted to Connect | - | - | - | - | - | - | 7 | 7 | 7.3684 | 0.15 | 0.15789 | 2022-01-24 | To be confirmed | [6 empty] | 2022-02-14
Data not available |  | RNA Energy | (ANM) Land at Brickhill Pastures Farm | Limbersey Lane |  | Maulden | Beds | MK45 2EB | England |  |  | SUNDON 132kV | WESTONING GRID 132/33kV | AMPTHILL PRIMARY 33/11kV | 33 | Eastern Power Networks plc | Solar | Photovoltaic |  |  |  | 40 | [12 empty] | Yes | Accepted to Connect | - | - | - | - | - | - | 40 | 40 | 42.1053 | 0 | 0 | 2022-01-04 | To be confirmed | [6 empty] | 2022-02-14
Data not available |  | RES Group | (ANM) Land at Grange Farm | Little Common | Ringsfield | Beccles | Suffolk | NR34 8NY | England | 638762 | 288455 | BRAMFORD GRID 132kV | ILKETSHALL GRID 132/33kV | - | 33 | Eastern Power Networks plc | Solar | Photovoltaic |  |  |  | 40 | [12 empty] | Yes | Accepted to Connect | - | - | - | - | - | - | 40 | 40 | 42.1053 | - | - | 2021-12-23 | To be confirmed | [6 empty] | 2022-01-17
Data not available |  | Powerfuel Development and Finance Limited | (ANM - N/A) Darley Road | Wandon End |  | Luton | Beds | LU2 8NX | England |  |  | SUNDON 132kV | LUTON SOUTH GRID 132/33kV | LUTON AIRPORT PRIMARY 33/11kV | 33 | Eastern Power Networks plc | Solar | Photovoltaic |  |  |  | 35 | Stored Energy (all stored energy irrespective of the original energy source) | Storage - Electrochemical (Batteries) | [10 empty] | Yes | Accepted to Connect | - | - | - | - | - | - | 35 | 35 | 36.8421 | 1 | 1.0526 | 2022-01-14 | To be confirmed | [6 empty] | 2022-02-14
Data not available |  | Low Carbon | (ANM) Aylesbury Solar Farm | The Green | Hulcott | Aylesbury | Beds | HP22 5AX | England |  |  | SUNDON 132kV | AYLESBURY EAST GRID 132/33kV | - | 33 | Eastern Power Networks plc | Solar | Photovoltaic |  |  |  | 30 | [12 empty] | Yes | Accepted to Connect | - | - | - | - | - | - | 30 | 30 | 31.5789 | 0 | 0 | 2022-01-12 | To be confirmed | [6 empty] | 2022-02-14
Data not available |  | Certus Utility | (ANM) Checkley Wood | Hockliffe |  | Leighton Buzzard | Beds | LU7 9LG | England |  |  | SUNDON 132kV | SUNDON 132/33kV | LEIGHTON BUZZARD PRIMARY 33/11kV | 11 | Eastern Power Networks plc | Wind | Onshore wind turbines |  |  |  | 4.1 | [12 empty] | Yes | Accepted to Connect | - | - | - | - | - | - | 4.1 | 4.1 | 4.3158 | 0.9 | 0.94737 | 2021-10-22 | To be confirmed | [6 empty] | 2022-01-17
Data not available |  | Pathfinder Clean Energy (PACE) UKDev Ltd | (ANM) East of Guanockgate Road | Gorefield |  | Wisbech | Cambs | PE13 4PL | England |  |  | WALPOLE GIS 132KV | - | - | 132 | Eastern Power Networks plc | Solar | Photovoltaic |  |  |  | 78 | Stored Energy (all stored energy irrespective of the original energy source) | Storage - Electrochemical (Batteries) | [10 empty] | Yes | Accepted to Connect | - | - | - | - | - | - | 78 | 78 | 82.1053 | 30 | 31.5789 | 2022-01-17 | To be confirmed | [6 empty] | 2022-02-14
Data not available |  | Green Switch Capital Limited | (ANM) Lark Hill |  |  | Rochford | ESSEX | SS4 3SA | England |  |  | RAYLEIGH MAIN 132KV | - | - | 132 | Eastern Power Networks plc | Solar | Photovoltaic |  |  |  | 49.9 | [12 empty] | Yes | Accepted to Connect | - | - | - | - | - | - | 49.9 | 49.9 | 52.5263 | 0.1 | 0.10526 | 2022-01-20 | To be confirmed | [6 empty] | 2022-02-14
Data not available |  | Road Night Taylor | (ANM) Coventry Farm, | Six Mile Bottom |  | Newmarket | Suffolk | CB8 0UW | England |  |  | BURWELL MAIN GRID 132kV | FULBOURN GRID 132/33kV | - | 33 | Eastern Power Networks plc | Solar | Photovoltaic |  |  |  | 35 | [12 empty] | Yes | Accepted to Connect | - | - | - | - | - | - | 35 | 35 | 36.8421 | 0.1 | 0.10526 | 2022-01-26 | To be confirmed | [6 empty] | 2022-02-14
Data not available |  | Green Switch Capital Limited | (ANM) Straws Hadley's | Wingrave |  | Aylesbury | Bucks | HP22 4LN | England |  |  | SUNDON 132kV | AYLESBURY EAST GRID 132/33kV | - | 33 | Eastern Power Networks plc | Solar | Photovoltaic |  |  |  | 39.5 | [12 empty] | Yes | Accepted to Connect | - | - | - | - | - | - | 39.5 | 39.5 | 41.5789 | 0.1 | 0.10526 | 2022-02-21 | To be confirmed | [6 empty] | 2022-04-14
Data not available |  | Low Carbon | (ANM) Kingsey Solar Farm |  |  | Ilmer | Bucks | HP27 9QX | England |  |  | AMERSHAM MAIN 132kV | ILMER GRID 132/33kV | - | 33 | Eastern Power Networks plc | Solar | Photovoltaic |  |  |  | 37 | [12 empty] | Yes | Accepted to Connect | - | - | - | - | - | - | 37 | 37 | 38.9474 | 0.1 | 0.10526 | 2022-02-23 | To be confirmed | [6 empty] | 2022-03-14
Data not available |  | Green Switch Capital Limited | (ANM)Land off Potash Lane |  |  | Ipswich | Suffolk | IP9 2BZ | England | 611460 | 237880 | BRAMFORD GRID 132kV | IPSWICH GRID 132/33kV | - | 132 | Eastern Power Networks plc | Solar | Photovoltaic |  |  |  | 39.5 | [12 empty] | Yes | Accepted to Connect | - | - | - | - | - | - | 39.5 | 39.5 | 41.5789 | 0.1 | 0.10526 | 2022-02-28 | To be confirmed | [6 empty] | 2022-04-14
Data not available |  | Low Carbon | SILVERLACE GREEN |  |  | WOODBRIDGE | Suffolk | IP13 9AD | England | 632360 | 260790 | BRAMFORD GRID 132kV | WICKHAM MARKET GRID 132/33kV | - | 33 | Eastern Power Networks plc | Solar | Photovoltaic |  |  |  | 10 | [12 empty] | No | Accepted to Connect | - | - | - | - | - | - | 10 | 10 | 10.5263 | 0 | 0 | 2022-02-28 | To be confirmed | [6 empty] | 2022-04-14
Data not available |  | RNA Energy Ltd | (ANM) WEST HANNINGFIELD ROAD |  |  | Chelmsford | Essex | CM2 7TA | England |  |  | RAYLEIGH MAIN 132KV | CHELMSFORD EAST GRID 132kV | - | 132 | Eastern Power Networks plc | Solar | Photovoltaic |  |  |  | 99.9 | [12 empty] | Yes | Accepted to Connect | - | - | - | - | - | - | 99.9 | 99.9 | 105.1579 | 0.5 | 0.52632 | 2022-02-28 | To be confirmed | [6 empty] | 2022-03-14
Data not available |  | Consultus International Group | (ANM) CHELMSFORD | Moulsham Hall Lane | Great Leighs | Chelmsford | Essex | CM3 1QP | England |  |  | BRAINTREE 132kV | BRAINTREE LOCAL 132/33kV | WEST BRAINTREE PRIMARY 33/11kV | 11 | Eastern Power Networks plc | Fossil - Gas | Engine (combustion / reciprocating) |  |  |  | 1.5 | [12 empty] | Yes | Accepted to Connect | - | - | - | - | - | - | 1.5 | 1.5 | 1.5789 | 1 | 1.0526 | 2022-01-18 | To be confirmed | [6 empty] | 2022-02-14
Data not available |  | The Abbey Group Cambridgeshire Ltd | Land East of Walpole Bank | Walpole St Andrews |  | WISBECH | Cambs | PE14 7JE | England |  |  | WALPOLE GIS 132KV | - | - | 132 | Eastern Power Networks plc | Stored Energy (all stored energy irrespective of the original energy source) | Storage - Electrochemical (Batteries) |  |  |  | 99.9 | [12 empty] | No | Accepted to Connect | - | - | - | - | - | - | 99.9 | 99.9 | 105.1579 | 99.9 | 105.1579 | 2022-02-23 | To be confirmed | [6 empty] | 2022-04-14
Data not available |  | Millbrook Proving Ground Ltd | (ANM - N/A) Millbrook Proving Ground | Station Lane |  | BEDFORD | Beds | MK45 2JQ | England |  |  | SUNDON 132kV | MARSTON RD GRID 132/33kV | - | 33 | Eastern Power Networks plc | Stored Energy (all stored energy irrespective of the original energy source) | Storage - Electrochemical (Batteries) |  |  |  | 9 | [12 empty] | Yes | Accepted to Connect | - | - | - | - | - | - | 9 | 9 | 9.4737 | 10 | 10.5263 | 2022-02-17 | To be confirmed | [6 empty] | 2022-03-14
1200010261380 |  | Millbrook Proving Ground Ltd | FACTORY RD |  |  | ROYAL DOCKS | LONDON | E16 2HL | England | 542502 | 179984 | West Ham 132kV | - | Silvertown | 6.6 | London Power Networks plc | Fossil Gas | Steam-gas turbine (CCGT) |  |  |  | 23.3936 | [12 empty] | No | Connected | 23.3936 | 23.3936 | 29.242 | - | - | 1998-04-01 | - | - | - | - | - | - | - | [6 empty] | 2020-11-13
1200051007316 |  | Erith Oil Works, Albion Wharf |  | CHURCH MANORWAY |  | Erith | KENT | DA8 1DL | England | 550528 | 179356 | LittleBrook 132kV | - | Erith | 11 | London Power Networks plc | Fossil Gas | Steam-gas turbine (CCGT) |  |  |  | 14.81 | [12 empty] | No | Connected | 14.81 | 14.81 | 18.505 | - | - | 1999-01-01 | - | - | - | - | - | - | - | [6 empty] | 2020-11-13
1200010039150 |  | Royal Free Hospital |  | POND STREET |  | Hampstead | LONDON | NW3 2QG | England | 527249 | 185404 | Lodge Road 66kV | - | Lithos | 11 | London Power Networks plc | Fossil Gas | Steam-gas turbine (CCGT) |  |  |  | 4.87 | [12 empty] | No | Connected | 4.87 | 4.87 | 5.413 | - | - | 1998-01-01 | - | - | - | - | - | - | - | [6 empty] | 2020-11-13
1200010258304 |  | Veolia ES SELCHP Ltd | Kennels Site | LANDMANN WAY | Deptford Business Centre | Deptford | LONDON | SE14 5RS | England | 535818 | 177990 | New Cross to Wimbledon 1 and 2 132kV | - | Lanmann Way | 11 | London Power Networks plc | Fossil Gas | Steam-gas turbine (CCGT) |  |  |  | 31.6 | [12 empty] | No | Connected | 31.6 | 31.6 | 39.5 | - | - | 1996-01-01 | - | - | - | - | - | - | - | [6 empty] | 2020-11-13
1200010260136 |  | London Borough of Southwark | Coniston House {Boiler Room) | Wyndham Housing Estate | WYNDHAM ROAD | Camberwell | LONDON | SE5 0UF | England | 532205 | 177251 | New Cross 66kV | - | Bengeworth Road | 0.415 | London Power Networks plc | Fossil Gas | Steam-gas turbine (CCGT) |  |  |  | 1 | [12 empty] | No | Connected | 1 | 1 | 1.1275 | - | - | 2005-01-01 | - | - | - | - | - | - | - | [6 empty] | 2020-11-13
1200051842260 |  | ASDA | M-Real Belvedere | NORMAN ROAD |  | Belvedere | KENT | DA17 6JY | England | 549749 | 180166 | Barking West 33KV | - | Sewell Road | 0.415 | London Power Networks plc | Fossil oil | Engine (combustion / reciprocating) |  |  |  | 2.4 | [12 empty] | No | Connected | 2.4 | 2.4 | 3 | - | - | 2006-01-01 | - | - | - | - | - | - | - | [6 empty] | 2021-12-14
Data not available |  | University College London | University College London | GOWER STREET |  | Bloomsbury | LONDON | WC1H 0XG | England | 529899 | 182042 | St Johns Wood 132kV | - | Longford St B | 0.415 | London Power Networks plc | Fossil Gas | Steam-gas turbine (CCGT) |  |  |  | 2.92 | [12 empty] | No | Connected | 2.92 | 2.92 | 3.65 | - | - | 2002-10-01 | - | - | - | - | - | - | - | [6 empty] | 2020-11-13
1200052312539 |  | Pimlico District Heating, The Pump House | Pimlico District Heating, The Pump House | CHURCHILL GARDENS ROAD |  | Pimlico | LONDON | SW1V 3JF | England | 529232 | 177938 | St Johns Wood 132kV | - | Ebury Bridge Road | 0.415 | London Power Networks plc | Fossil Gas | Steam-gas turbine (CCGT) |  |  |  | 2.48 | [12 empty] | No | Connected | 2.48 | 2.48 | 3.1 | - | - | 2006-06-30 | - | - | - | - | - | - | - | [6 empty] | 2020-11-13
1200010136100 |  | North east London Mental Health NHS Trust | Goodmayes Hospital | 157 BARLEY LANE |  | Ilford | ESSEX | IG3 8XJ | England | 546172 | 188760 | Perth Road B 33kV | - | Ley St B | 11 | London Power Networks plc | Fossil oil | Engine (combustion / reciprocating) |  |  |  | 1.0224 | [12 empty] | No | Connected | 1.0224 | 1.0224 | 1.278 | - | - | 2004-07-02 | - | - | - | - | - | - | - | [6 empty] | 2021-12-14
1200062039636 |  | Moorhouse management Services Ltd BNP Paribas, Moorhouse |  | 120 LONDON WALL |  | London Wall | LONDON | EC2Y 5ET | England | 532645 | 181626 | City Road 132kV | - | Beech St B | 11 | London Power Networks plc | Fossil oil | Engine (combustion / reciprocating) |  |  |  | 3.2 | [12 empty] | No | Connected | 3.2 | 3.2 | 4 | - | - | 2015-09-19 | - | - | - | - | - | - | - | [6 empty] | 2021-12-14
Data not available |  | Thames Water Utilities Ltd | Abbey Mills Pumping Station | ABBEY LANE |  | STRATFORD | LONDON | E15 2RW | England | 538761 | 183180 | West Ham 132kV | - | West Ham Grid 11kV | 0.7 | London Power Networks plc | Fossil oil | Engine (combustion / reciprocating) |  |  |  | 4 | [12 empty] | No | Connected | 4 | 4 | 5 | - | - | 2006-01-01 | - | - | - | - | - | - | - | [6 empty] | 2021-12-14
1200050805718 |  | London Electricity Services | Barkantine CHP | BARKANTINE ESTATE | TILLER ROAD | Isle of Dogs | LONDON | E14 8PX | England | 537226 | 179313 | West Ham 132kV | - | West Ferry Circus | 11 | London Power Networks plc | Fossil Gas | Engine (combustion / reciprocating) |  |  |  | 1.3448 | [12 empty] | No | Connected | 1.3448 | 1.3448 | 1.681 | - | - | 2001-09-01 | - | - | - | - | - | - | - | [6 empty] | 2020-11-13
1200010185997 |  | Lloyds Computer Centre, IBM UK Ltd | Lloyds Computer Centre, IBM UK Ltd | HOPTON STREET |  | LAMBETH | LONDON | SE1 9JQ | England | 531791 | 180428 | City Road 132kV | - | Bankside C | 11 | London Power Networks plc | Fossil oil | Engine (combustion / reciprocating) |  |  |  | 2.2 | [12 empty] | No | Connected | 2.2 | 2.2 | 2.75 | - | - | 2008-06-17 | - | - | - | - | - | - | - | [6 empty] | 2021-12-14
1200060711243 |  | Kings College Hospital | Kings College Hospital | DENMARK HILL |  | Brixton | LONDON | SE5 9RS | England | 532582 | 175995 | New Cross 66kV | - | Bengeworth Raod | 11 | London Power Networks plc | Fossil Gas | Engine (combustion / reciprocating) |  |  |  | 4.2 | [12 empty] | No | Connected | 4.2 | 4.2 | 5.25 | - | - | 2009-12-12 | - | - | - | - | - | - | - | [6 empty] | 2020-11-13
Data not available |  | St Thomas' Hospital | St Thomas' Hospital | LAMBETH PALACE ROAD |  | LAMBETH | LONDON | SE1 7EH | England | 531814 | 179442 | City Road 132kV | - | Bankside D | 11 | London Power Networks plc | Fossil Gas | Engine (combustion / reciprocating) |  |  |  | 3.2 | [12 empty] | No | Connected | 3.2 | 3.2 | 4 | - | - | 2008-01-01 | - | - | - | - | - | - | - | [6 empty] | 2020-11-13
Data not available |  | Guys Hospital | Guys Hospital | TOWER BLOCK |  | Southwark | LONDON | SE1 9RT | England | 532730 | 180143 | New Cross 66kV | - | Tooley St | 11 | London Power Networks plc | Fossil Gas | Engine (combustion / reciprocating) |  |  |  | 3.2 | [12 empty] | No | Connected | 3.2 | 3.2 | 4 | - | - | 2007-12-01 | - | - | - | - | - | - | - | [6 empty] | 2020-11-13
1200060351914 |  | Canary Wharf DS3 | Canary Wharf DS3 | 15 CANADA SQUARE |  | Canary Wharf | LONDON | E14 5NL | England | 537763 | 180366 | New Cross to Wimbledon 1 and 2 132kV | - | Deptford Grid 11kV | 11 | London Power Networks plc | Fossil Gas | Engine (combustion / reciprocating) |  |  |  | 0.976 | [12 empty] | No | Connected | 0.976 | 0.976 | 1.22 | - | - | 2008-06-17 | - | - | - | - | - | - | - | [6 empty] | 2020-11-13
1200001071622 |  | St. Mary's Hospital | St. Mary's Hospital | PRAED STREET |  | Paddington | LONDON | W2 1NY | England | 526777 | 181376 | Lodge Road 66kV | - | Hyde Park A | 0.415 | London Power Networks plc | Fossil oil | Engine (combustion / reciprocating) |  |  |  | 1.6 | [12 empty] | No | Connected | 1.6 | 1.6 | 2 | - | - | 2007-10-12 | - | - | - | - | - | - | - | [6 empty] | 2021-12-14
1200010174745 |  | Thames Barrier- South Side Supply (Non-postal) | Thames Barrier- South Side Supply (Non-postal) | EASTMOOR STREET |  | Charlton | LONDON | SE7 8LX | England | 541627 | 178999 | West Ham 132kV | - | Farjeon Road | 11 | London Power Networks plc | Fossil oil | Engine (combustion / reciprocating) |  |  |  | 1.5 | [12 empty] | No | Connected | 1.5 | 1.5 | 1.875 | - | - | 1990-01-07 | - | - | - | - | - | - | - | [6 empty] | 2021-12-14
Data not available |  | LUL Greenwich Power Station | LUL Greenwich Power Station | LOTS ROAD |  | Chelsea | LONDON | SW10 0SS | England | 526339 | 177090 | Wimbledon Grid South 3/4 | - | Lots Road | 22 | London Power Networks plc | Fossil gas | Gas turbine (OCGT) |  |  |  | 37.14 | [12 empty] | No | Connected | 37.14 | 37.14 | 46.425 | - | - | 2008-01-01 | - | - | - | - | - | - | - | [6 empty] | 2020-11-13
Data not available |  | LUL Greenwich Power Station | LUL Greenwich Power Station | MANSELL STREET |  | ALGATE | LONDON | E1 8AA | England | 533798 | 181204 | City Road 132kV | - | Mansell St | 22 | London Power Networks plc | Fossil gas | Gas turbine (OCGT) |  |  |  | 24.76 | [12 empty] | No | Connected | 24.76 | 24.76 | 30.95 | - | - | 2008-01-01 | - | - | - | - | - | - | - | [6 empty] | 2020-11-13
1200010157225 |  | LUL Greenwich Power Station | LUL Greenwich Power Station | STEPHENSON STREET |  | CANNING TOWN | LONDON | E16 4SA | England | 539128 | 181932 | West Ham 132kV | - | Stephenson St | 11 | London Power Networks plc | Fossil gas | Gas turbine (OCGT) |  |  |  | 37.14 | [12 empty] | No | Connected | 37.14 | 37.14 | 46.425 | - | - | 2008-01-01 | - | - | - | - | - | - | - | [6 empty] | 2020-11-13
1200010155431 |  | Waitrose | Waitrose | 41 THOMAS MORE STREET |  | St Katharine's & Wapping | LONDON | E1W 1YY | England | 534228 | 180429 | West Ham 132kV | - | Osborn st | 11 | London Power Networks plc | Fossil oil | Engine (combustion / reciprocating) |  |  |  | 1.2 | [12 empty] | No | Connected | 1.2 | 1.2 | 1.5 | - | - | 1991-04-15 | - | - | - | - | - | - | - | [6 empty] | 2021-12-14
1298000000644 |  | Beckton Sewage Works (33kV) | Beckton Sewage Works (33kV) | JENKINS LANE |  | Barking | ESSEX | IG11 0AD | England | 544385 | 182979 | Barking West 33kV | - | Barking West | 0.415 | London Power Networks plc | Biofuel landfill gas | Engine (combustion / reciprocating) |  |  |  | 20.5 | [12 empty] | No | Connected | 20.5 | 20.5 | 25.625 | - | - | 2008-06-01 | - | - | - | - | - | - | - | [6 empty] | 2020-11-13
1200061171324 |  | Crossness Sewage Treatment Works | Crossness Sewage Treatment Works | BELVEDERE ROAD |  | Thamesmead | LONDON | SE2 9AQ | England | 548516 | 180926 | Barking West 33kV | - | Barking D | 6.6 | London Power Networks plc | Fossil oil | Engine (combustion / reciprocating) |  |  |  | 16.952 | [12 empty] | No | Connected | 16.952 | 16.952 | 21.19 | - | - | 2000-09-10 | - | - | - | - | - | - | - | [6 empty] | 2021-12-14
Data not available |  | Natural History Museum | Natural History Museum | CROMWELL ROAD |  | SOUTH KENNSINGTON | LONDON | SW7 5BD | England | 526729 | 179051 | West Ham 132kV | - | Imperial College | 0.415 | London Power Networks plc | Fossil Gas | Engine (combustion / reciprocating) |  |  |  | 1.824 | [12 empty] | No | Connected | 1.824 | 1.824 | 2.28 | - | - | 2017-01-12 | - | - | - | - | - | - | - | [6 empty] | 2020-11-13
1200010034523 |  | Great Ormond Street Hospital | Great Ormond Street Hospital | GREAT ORMOND STREET |  | Holborn | LONDON | WC1N 3JH | England | 530477 | 182005 | Hackney Supergrid 132kV | - | King Henry's Walk | 11 | London Power Networks plc | Fossil Gas | Engine (combustion / reciprocating) |  |  |  | 1.4 | [12 empty] | No | Connected | 1.4 | 1.4 | 1.75 | - | - | 2011-08-31 | - | - | - | - | - | - | - | [6 empty] | 2020-11-13
1200010064582 |  | Mayfair Telephone Exchange | Mayfair Telephone Exchange | 41 FARM STREET |  | Mayfair | LONDON | W1J 5RR | England | 528519 | 180547 | St Johns Wood 132kV | - | Duke St | 0.415 | London Power Networks plc | Fossil Gas | Engine (combustion / reciprocating) |  |  |  | 1.2 | [12 empty] | No | Connected | 1.2 | 1.2 | 1.5 | - | - | 1992-06-01 | - | - | - | - | - | - | - | [6 empty] | 2020-11-13
Data not available |  | Taylor Lane Power Station | Taylor Lane Power Station |  |  | Church End & Roundwood | LONDON | NW10 9BU | England | 521024 | 184396 | Willesden Grid 132kV | - | Wisdon Grid | 11 | London Power Networks plc | Fossil gas | Engine (combustion / reciprocating) |  |  |  | 140 | [12 empty] | No | Connected | 140 | 140 | 175 | - | - | Not Known | - | - | - | - | - | - | - | [6 empty] | 2020-11-13
1200060787118 |  | Riverside Resource Recovery Limited | Riverside Resource Recovery Limited | NORMAN ROAD | BELVEDERE | Belverdere | KENT | DA17 6JY | England | 549679 | 180619 | Barking C 132kV | - | Barking | 11 | London Power Networks plc | Waste | Engine (combustion / reciprocating) |  |  |  | 72 | [12 empty] | No | Connected | 72 | 72 | 90 | - | - | 2011-06-01 | - | - | - | - | - | - | - | [6 empty] | 2020-11-13
1200010127053 |  | Royal Mail group | Mount Pleasant Sorting Office | FARRINGDON ROAD |  | CITY OF LONDON | LONDON | EC1A 1BB | England | 531056 | 182345 | St Johns Wood 132kV | - | Backhill A | 11 | London Power Networks plc | Fossil Gas | Engine (combustion / reciprocating) |  |  |  | 2.24 | [12 empty] | No | Connected | 2.24 | 2.24 | 2.8 | - | - | 2014-01-12 | - | - | - | - | - | - | - | [6 empty] | 2020-11-13
Data not available |  | THE SHARD | STAINER STREET | ST THOMAS STREET |  | Southwark | LONDON | SE1 9RY | England | 532775 | 180194 | West Ham 132kV | - | Bankside D | 0.415 | London Power Networks plc | Fossil Gas | Engine (combustion / reciprocating) |  |  |  | 1.121 | [12 empty] | No | Connected | 1.121 | 1.121 | 1.4 | - | - | 2012-03-15 | - | - | - | - | - | - | - | [6 empty] | 2020-11-13
1200010116725 |  | CITY UNIVERSITY LONDON | CITY UNIVERSITY LONDON | NORTHAMPTON SQUARE |  | Clerkenwell | LONDON | EC1V 0HB | England | 531714 | 182717 | City Road 132kV | - | City Road B | 0.4 | London Power Networks plc | Fossil Gas | Engine (combustion / reciprocating) |  |  |  | 1.24 | [12 empty] | No | Connected | 1.24 | 1.24 | 1.55 | - | - | 2012-05-29 | - | - | - | - | - | - | - | [6 empty] | 2020-11-13
1200010112066 |  | 60 Victoria Embankment | 60 Victoria Embankment | 60 VICTORIA EMBANKMENT |  | Victoria Embankment | LONDON | EC4Y 0JP | England | 531526 | 180860 | City Road/New Cross 132kV via Bankside F | - | Bankside B3 | 0.4 | London Power Networks plc | Fossil oil | Engine (combustion / reciprocating) |  |  |  | 6 | [12 empty] | No | Connected | 6 | 6 | 7.5 | - | - | 2014-07-19 | - | - | - | - | - | - | - | [6 empty] | 2021-12-14
1200010108690 |  | St Bartholomews Hospital | St Bartholomews Hospital | ST BARTHOLOMEWS HOSPITAL | LITTLE BRITAIN | CITY OF LONDON | LONDON | EC1A 7BE | England | 531927 | 181561 | City Road 132kV | - | City Road B | 0.4 | London Power Networks plc | Fossil Gas | Engine (combustion / reciprocating) |  |  |  | 1.44 | [12 empty] | No | Connected | 1.44 | 1.44 | 1.8 | - | - | 2016-02-19 | - | - | - | - | - | - | - | [6 empty] | 2020-11-13
1200050573996 |  | Thames Water Coppermills | Thames Water Coppermills | COPPERMILLS LANE |  | WALTHAMSTOW | LONDON | E17 7HG | England | 535419 | 188418 | Hackney Sgrid 66 kV | - | Exeter Road | 3.3 | London Power Networks plc | Fossil oil | Engine (combustion / reciprocating) |  |  |  | 7.2 | [12 empty] | No | Connected | 7.2 | 7.2 | 9 | - | - | 2015-02-23 | - | - | - | - | - | - | - | [6 empty] | 2021-12-14
1200061707744 |  | Sainsburys Distribution Depot | Sainsburys Distribution Depot | 50 LOMBARD WALL |  | Greenwich Peninsula | LONDON | SE7 7SW | England | 540817 | 179002 | Eltham Grid 33 kV | - | Farjeon Road | 11 | London Power Networks plc | Solar | Engine (combustion / reciprocating) |  |  |  | 1.36 | [12 empty] | No | Connected | 1.36 | 1.36 | 1.7 | - | - | 2015-03-30 | - | - | - | - | - | - | - | [6 empty] | 2020-11-13
1200061461830 |  | Heart of Greenwich | Heart of Greenwich | WOOLWICH ROAD IDNO |  | Greenwich Peninsula | LONDON | SE10 9EF | England | 539495 | 178253 | Eltham Grid 33 kV | - | Farjeon Road | 11 | London Power Networks plc | Fossil Gas | Engine (combustion / reciprocating) |  |  |  | 0.844 | [12 empty] | No | Connected | 0.844 | 0.844 | 1.005 | - | - | 2015-04-07 | - | - | - | - | - | - | - | [6 empty] | 2020-11-13
1200050981431 |  | Citibank Data Centre | Citibank Data Centre | 66 MOLESWORTH STREET |  | Lewisham | LONDON | SE13 7EX | England | 538129 | 175383 | Deptford Grid 132 kV | - | Deptford Grid 11kV | 11 | London Power Networks plc | Fossil Gas | Engine (combustion / reciprocating) |  |  |  | 1.4656 | [12 empty] | No | Connected | 1.4656 | 1.4656 | 1.832 | - | - | 2015-08-22 | - | - | - | - | - | - | - | [6 empty] | 2020-11-13
1200050981431 |  | Citibank Data Centre | Citibank Data Centre | 66 MOLESWORTH STREET |  | Lewisham / London | LONDON | SE13 7EX | England | 538129 | 175383 | Sydenham Park 33 KV | - | Forest hill | 11 | London Power Networks plc | Fossil Gas | Engine (combustion / reciprocating) |  |  |  | 1.4656 | [12 empty] | No | Connected | 1.4656 | 1.4656 | 1.832 | - | - | 2015-08-22 | - | - | - | - | - | - | - | [6 empty] | 2020-11-13
1200010261399 |  | Citigen | Citigen | 47-53 CHARTERHOUSE STREET |  | Barbican | LONDON | EC1M 6AH | England | 531930 | 181969 | City Road 132kV | - | Beech St A | 11 | London Power Networks plc | Fossil Gas | Engine (combustion / reciprocating) |  |  |  | 8.692 | [12 empty] | No | Connected | 8.692 | 8.692 | 10.864 | - | - | 2015-10-01 | - | - | - | - | - | - | - | [6 empty] | 2020-11-13
1200010257160 |  | Darent Valley Hospital | Darent Valley Hospital | DARENTH WOOD ROAD |  | Dartford / London | KENT | DA2 8AB | England | 557114 | 173141 | LittleBrook 132kV | - | Dartford Grid B | 0.4 | London Power Networks plc | Fossil Gas | Engine (combustion / reciprocating) |  |  |  | 1.36 | [12 empty] | No | Connected | 1.36 | 1.36 | 1.7 | - | - | 2015-10-06 | - | - | - | - | - | - | - | [6 empty] | 2020-11-13
1200010095010 |  | Whittington Hospital | Whittington Hospital | MAGDALA AVENUE |  | Highgate Hill | LONDON | N19 5NF | England | 529061 | 186940 | West Ham 132kV | - | Hatchards Road | 0.4 | London Power Networks plc | Fossil oil | Engine (combustion / reciprocating) |  |  |  | 2.4 | [12 empty] | No | Connected | 2.4 | 2.4 | 2.5263 | - | - | 2015-11-22 | - | - | - | - | - | - | - | [6 empty] | 2021-12-14
1200061768125 |  | Viacom International | Viacom International | 17-29 HAWLEY CRESCENT |  | CAMDEN | LONDON | NW1 8TT | England | 528845 | 184099 | Lodge Rd B 66kV | - | St Pancras B | 0.4 | London Power Networks plc | Fossil oil | Engine (combustion / reciprocating) |  |  |  | 1 | [12 empty] | No | Connected | 1 | 1 | 1.25 | - | - | 2015-09-28 | - | - | - | - | - | - | - | [6 empty] | 2021-12-14
Data not available |  | Francis Crick Institute | Francis Crick Institute | BRILL PLACE |  | Somers Town / London | LONDON | NW1 1HG | England | 529912 | 183079 | Lodge Rd B 66kV | - | St Pancras A | 11 | London Power Networks plc | Fossil oil | Engine (combustion / reciprocating) |  |  |  | 9.68 | [12 empty] | No | Connected | 9.68 | 9.68 | 12.1 | - | - | 2016-01-11 | - | - | - | - | - | - | - | [6 empty] | 2021-12-14
Data not available |  | Kingsgate House | Kingsgate House | 70 VICTORIA STREET |  | Westminster | LONDON | SW1E 6SH | England | 529323 | 179231 | Wimbledon Grid 132kV | - | Victoria Gardens | 11 | London Power Networks plc | Fossil oil | Engine (combustion / reciprocating) |  |  |  | 2.92 | [12 empty] | No | Connected | 2.92 | 2.92 | 3.65 | - | - | 2016-06-04 | - | - | - | - | - | - | - | [6 empty] | 2021-12-14
Data not available |  | Nova Victoria | Nova Victoria | BRESSENDEN PLACE |  | Westminster | LONDON | SW1E 5DR | England | 529044 | 179315 | Wimbledon Grid 132kV | - | Victoria Gardens | 11 | London Power Networks plc | Fossil Gas | Engine (combustion / reciprocating) |  |  |  | 2.9376 | [12 empty] | No | Connected | 2.9376 | 2.9376 | 3.672 | - | - | 2016-06-08 | - | - | - | - | - | - | - | [6 empty] | 2020-11-13
Data not available |  | Nova Victoria | Nova Victoria | BRESSENDEN PLACE |  | Westminster | LONDON | SW1E 5DR | England | 529044 | 179315 | Wimbledon Grid 132kV | - | Victoria Gardens | 11 | London Power Networks plc | Fossil oil | Engine (combustion / reciprocating) |  |  |  | 10 | [12 empty] | No | Connected | 10 | 10 | 12.5 | - | - |  | - | - | - | - | - | - | - | [6 empty] | 2021-12-14
Data not available |  | New Street Square | New Street Square | 1 NEW STREET SQUARE |  | Holborn | LONDON | EC4A 3BN | England | 531341 | 181367 | City Road 132kV | - | Beech st B | 0.415 | London Power Networks plc | Fossil oil | Engine (combustion / reciprocating) |  |  |  | 3.52 | [12 empty] | No | Connected | 3.52 | 3.52 | 4.4 | - | - | 2016-08-04 | - | - | - | - | - | - | - | [6 empty] | 2021-12-14
1200061792865 |  | SANDPIT RD MAXMOR HSE | SANDPIT RD MAXMOR HSE | SANDPIT ROAD |  | Dartford | KENT | DA1 5BU | England | 553400 | 175353 | LittleBrook 132kV | - | Dartford Grid B | 0.4 | London Power Networks plc | Solar | Photovoltaic |  |  |  | 1.08 | [12 empty] | No | Connected | 1.08 | 1.08 | 1.08 | - | - | 2015-12-24 | - | - | - | - | - | - | - | [6 empty] | 2020-11-13
1200061837995 |  | Bywaters | Bywaters | TWELVETREES CRESCENT |  | BOW | LONDON | E3 3JG | England | 538587 | 182160 | West Ham Grid 132kV | - | West Ham Grid 11kV | 0.4 | London Power Networks plc | Solar | Photovoltaic |  |  |  | 1 | [12 empty] | No | Connected | 1 | 1 | 1 | - | - | 2015-12-22 | - | - | - | - | - | - | - | [6 empty] | 2020-11-13
1200010117923 |  | McClaren | McClaren | 1 KING WILLIAM STREET |  | CITY OF LONDON | LONDON | EC4N 7AR | England | 532745 | 181021 | City Road/New Cross 132kV via Bankside F | - | Bankside C | 0.4 | London Power Networks plc | Fossil oil | Engine (combustion / reciprocating) |  |  |  | 1.2 | [12 empty] | No | Connected | 1.2 | 1.2 | 1.5 | - | - | 2016-10-18 | - | - | - | - | - | - | - | [6 empty] | 2021-12-14
Data not available |  | Warren Energy Centre | Warren Energy Centre | ARSENAL WAY |  | Royal Arsenal | LONDON | SE18 6TE | England | 544006 | 179281 | Barking West 33kV | - | Barking D | 11 | London Power Networks plc | Fossil Gas | Engine (combustion / reciprocating) |  |  |  | 2.64 | [12 empty] | No | Connected | 2.64 | 2.64 | 3.3 | - | - | 2016-10-19 | - | - | - | - | - | - | - | [6 empty] | 2020-11-13
1200061747792 |  | Greenwich Peninsula Energy Centre | Greenwich Peninsula Energy Centre | MILLENIUM WAY |  | Greenwich Peninsula | LONDON | SE10 0PL | England | 539634 | 178818 | West Ham Grid 132kV | - | West Ham Grid 11kV | 11 | London Power Networks plc | Fossil Gas | Engine (combustion / reciprocating) |  |  |  | 1.9856 | [12 empty] | No | Connected | 1.9856 | 1.9856 | 2.482 | - | - | 2017-09-19 | - | - | - | - | - | - | - | [6 empty] | 2020-11-13
1200051494192 |  | Imperial College | Imperial College | EXHIBITION ROAD |  | South Kensington | LONDON | SW7 2AZ | England | 526787 | 179346 | St Johns Wood 132kV | - | Duke St | 6.6 | London Power Networks plc | Fossil Gas | Engine (combustion / reciprocating) |  |  |  | 8.7488 | [12 empty] | No | Connected | 8.7488 | 8.7488 | 10.936 | - | - | 2016-12-23 | - | - | - | - | - | - | - | [6 empty] | 2020-11-13
1200062237367 |  | Marks & Spencers | Marks & Spencers | WATERSIDE HOUSE | 35 NORTH WHARF ROAD | Paddington | LONDON | W2 1NW | England | 526715 | 181542 | St Johns Wood 132kV | - | Duke St | 0.4 | London Power Networks plc | Fossil oil | Engine (combustion / reciprocating) |  |  |  | 1.6 | [12 empty] | No | Connected | 1.6 | 1.6 | 2 | - | - | 2017-01-19 | - | - | - | - | - | - | - | [6 empty] | 2021-12-14
1200010261584 |  | Ocado | Ocado | CHURCH MANORWAY |  | Erith | KENT | DA8 1DE | England | 550510 | 179646 | Barking West 33kV | - | Barking D | 0.4 | London Power Networks plc | Fossil oil | Engine (combustion / reciprocating) |  |  |  | 6.8 | [12 empty] | No | Connected | 6.8 | 6.8 | 8.5 | - | - | 2017-01-18 | - | - | - | - | - | - | - | [6 empty] | 2021-12-14
1200062262061 |  | Royal Marsden Hospital | Royal Marsden Hospital | 203 FULHAM ROAD |  | Chelsea | LONDON | SW3 6JJ | England | 526932 | 178475 | St Johns Wood 132kV | - | Old Brompton Road | 0.4 | London Power Networks plc | Fossil Gas | Engine (combustion / reciprocating) |  |  |  | 1.2 | [12 empty] | No | Connected | 1.2 | 1.2 | 1.5 | - | - | 2017-11-05 | - | - | - | - | - | - | - | [6 empty] | 2020-11-13
1200060654729 |  | St. George's Hospital | St. George's Hospital | BLACKSHAW ROAD |  | Tooting | LONDON | SW17 0QT | England | 526925 | 171325 | Wimbledon Grid 132kV | - | Durnsford Road | 11 | London Power Networks plc | Fossil Gas | Engine (combustion / reciprocating) |  |  |  | 5.3248 | [12 empty] | No | Connected | 5.3248 | 5.3248 | 6.656 | - | - | 2017-05-30 | - | - | - | - | - | - | - | [6 empty] | 2020-11-13
1200062073850 |  | Level 3 Communications | Level 3 Communications | 6 BRAHAM STREET |  | ALGATE | LONDON | E1 8EE | England | 533844 | 181205 | Finsbury Market B 33kV | - | Osborn St | 0.4 | London Power Networks plc | Fossil oil | Engine (combustion / reciprocating) |  |  |  | 3.2 | [12 empty] | No | Connected | 3.2 | 3.2 | 4 | - | - | 2017-06-25 | - | - | - | - | - | - | - | [6 empty] | 2021-12-14
1200062074107 |  | Bio Collectors | Bio Collectors | 43 WILLOW LANE |  | Mitcham | LONDON | CR4 4NA | England | 527587 | 167527 | Wimbledon Grid 132kV | - | Gorringe Park | 0.4 | London Power Networks plc | Fossil Gas | Engine (combustion / reciprocating) |  |  |  | 1.1872 | [12 empty] | No | Connected | 1.1872 | 1.1872 | 1.484 | - | - | 2017-05-24 | - | - | - | - | - | - | - | [6 empty] | 2020-11-13
Data not available |  | Bloomberg Building | Bloomberg Building | 3 QUEEN VICTORIA STREET |  | CITY OF LONDON | LONDON | EC4N 4TQ | England | 532570 | 181040 | Backhill 132kV | - | Back Hill | 11 | London Power Networks plc | Fossil oil | Engine (combustion / reciprocating) |  |  |  | 2.4 | [12 empty] | No | Connected | 2.4 | 2.4 | 3 | - | - | 2017-07-27 | - | - | - | - | - | - | - | [6 empty] | 2021-12-14
1200010257778 |  | British American Tobacco | British American Tobacco | GLOBE HOUSE | 4 TEMPLE PLACE | Temple | LONDON | WC2R 2PG | England | 531048 | 180877 | St Johns Wood 132kV | - | Kingsway | 0.4 | London Power Networks plc | Fossil Gas | Engine (combustion / reciprocating) |  |  |  | 1.6 | [12 empty] | No | Connected | 1.6 | 1.6 | 2 | - | - | 2018-09-23 | - | - | - | - | - | - | - | [6 empty] | 2020-11-13
1200010034523 |  | Great Ormond Street Hospital | Great Ormond Street Hospital | GREAT ORMOND STREET |  | Hilborn | LONDON | WC1N 3JH | England | 530533 | 182042 | Hackney Supergrid 132kV | - | King Henry's walk | 0.4 | London Power Networks plc | Fossil Gas | Engine (combustion / reciprocating) |  |  |  | 1.4 | [12 empty] | No | Connected | 1.4 | 1.4 | 1.75 | - | - | 2019-03-20 | - | - | - | - | - | - | - | [6 empty] | 2020-11-13
Data not available |  | Coca Cola | Coca Cola | CRAY ROAD |  | Ruxley | KENT | DA14 5DF | England | 547386 | 170706 | Hurst 275kV | - | Chislehurst | 0.4 | London Power Networks plc | Fossil Gas | Engine (combustion / reciprocating) |  |  |  | 1.28 | [12 empty] | No | Connected | 1.28 | 1.28 | 1.6 | - | - | 2019-04-18 | - | - | - | - | - | - | - | [6 empty] | 2020-11-13
1200062369027 |  | Phoenix Court | Phoenix Court | PURCHESE STREET |  | Somers Town | LONDON | NW1 1EL | England | 529734 | 183142 | Lodge Road B 66kV | - | St Pancras A | 0.4 | London Power Networks plc | Fossil Gas | Engine (combustion / reciprocating) |  |  |  | 0.72 | [12 empty] | No | Connected | 0.72 | 0.72 | 1.268 | - | - | 2019-03-28 | - | - | - | - | - | - | - | [6 empty] | 2020-11-13
Data not available |  | Jaguar Building Services | ONE ANGEL COURT | ONE ANGEL COURT |  | CITY OF LONDON | LONDON | EC2R 7HJ | England | 532810 | 181301 | - | - | - |  | London Power Networks plc | Fossil oil | Engine (combustion / reciprocating) |  |  |  | 6.08 | [12 empty] | No | Accepted to Connect | [6 empty] | 6.08 | 6.08 | 6.4 | 0 | 0 | 2019-11-18 | - | [6 empty] | 2021-12-14
Data not available |  | Hurley Palmer Flatt Ltd | RIVERSIDE SOUTH | RIVERSIDE SOUTH | WEST FERRY ROAD | POPULAR | LONDON | E14 8PR | England | 536974 | 180448 | - | - | - |  | London Power Networks plc | Fossil Gas | Engine (combustion / reciprocating) |  |  |  | 5.7 | [12 empty] | No | Accepted to Connect | [6 empty] | 5.7 | 5.7 | 6 | 9.5 | 10 | 2016-09-12 | - | [6 empty] | 2021-01-15
Data not available |  | Thornton Reynolds Ltd | 111-119 CHARING CROSS ROAD | 111-119 CHARING CROSS ROAD |  | Westminster | LONDON | W1D 4AY | England | 529813 | 181146 | - | - | - |  | London Power Networks plc | Fossil Gas | Engine (combustion / reciprocating) |  |  |  | 3.135 | [12 empty] | No | Accepted to Connect | [6 empty] | 3.135 | 3.135 | 3.3 | 0 | 0 | 2017-03-14 | - | [6 empty] | 2020-11-13
1200062401665 |  | IMPACT POWER LIMITED | EMIRATES STADIUM | EMIRATES STADIUM | HORNSEY ROAD | HORNSEY | LONDON | N7 7AJ | England | 531235 | 185629 | West Ham 132kV | - | - |  | London Power Networks plc | Battery storage | Engine (combustion / reciprocating) |  |  |  | 2.85 | [12 empty] | No | Connected | 2.85 | 2.85 | 3 | 0.00095 | 0.001 | 2018-11-21 |  | - | - | - | - | - | - | [6 empty] | 2021-12-14
Data not available |  | Vital Energi Utilities Ltd | PHOENIX COURT | PHOENIX COURT | PURCHESE ST | CAMDEN | LONDON | NW1 1EL | England | 529803 | 183097 | - | - | - |  | London Power Networks plc | Fossil Gas | Engine (combustion / reciprocating) |  |  |  | 1.2046 | [12 empty] | No | Accepted to Connect | [6 empty] | 1.2046 | 1.2046 | 1.268 | 0.19 | 0.2 | 2018-03-07 | - | [6 empty] | 2020-11-13
Data not available |  | Merlin Developments | ASDA | NORMAN ROAD | BELVEDERE | ERITH | KENT | DA17 6JY | England | 549932 | 180611 | Barking West 33kV | - | - |  | London Power Networks plc | Fossil - Oil | Engine (combustion / reciprocating) |  |  |  | 2.907 | [12 empty] | No | Connected | [6 empty] | 3.06 | 3.06 | 0 | 0.00095 | 0.001 | 22/10/2018 | - | [6 empty] | 2021-01-15
Data not available |  | Power On Connections | PEARTREE WAY LONDON | PEARTREE WAY |  | GREENWICH | LONDON | SE10 0GU | England | 540263 | 179097 | Beddington 132kV | - | - |  | London Power Networks plc | Gas | Engine (combustion / reciprocating) |  |  |  | 1.52 | [12 empty] | No | Accepted to Connect | [6 empty] | 1.52 | 1.52 | 1.6 | 1.52 | 1.6 | 2018-08-06 | - | [6 empty] | 2021-01-15
Data not available |  | WSP | HALSVILLE QUARTER | HALSVILLE ROAD | RATHBONE ST | CANNING TOWN | LONDON | E16 1EA | England | 539633 | 181228 | West Ham 132kV | - | - |  | London Power Networks plc | Fossil Gas | Engine (combustion / reciprocating) |  |  |  | 1.14 | [12 empty] | No | Accepted to Connect | [6 empty] | 1.14 | 1.14 | 1.2 | 0.00095 | 0.001 | 2019-09-10 | - | [6 empty] | 2020-11-13
1200062610723 |  | NHS | HAMMERSMITH HOSPITAL | HAMMERSMITH HOSPITAL | DU CANE ROAD | HAMMERSMITH | LONDON | W12 0HS | England | 522450 | 181207 | Willesden Grid 66kV | - | - |  | London Power Networks plc | Fossil Gas | Engine (combustion / reciprocating) |  |  |  | 2 | [12 empty] | No | Connected | 2 | 2 | 2.1053 | 0.00095 | 0.001 | 2019-07-25 | - | - | - | - | - | - | - | [6 empty] | 2020-11-13
Data not available |  | ENER-G Combined Power Ltd | LEWISHAM UNIVERSITY HOSPITAL | LEWISHAM UNIVERSITY HOSPITAL | LEWISHAM HIGH ST | LEWISHAM | LONDON | SE13 6LH | England | 537874 | 174681 | Hurst 275kV | - | - |  | London Power Networks plc | Fossil Gas | Engine (combustion / reciprocating) |  |  |  | 1.28 | [12 empty] | No | Accepted to Connect | [6 empty] | 1.28 | 1.28 | 1.344 | 0.00095 | 0.001 | 2019-01-23 | - | [6 empty] | 2021-01-15
Data not available |  | AMP Energy Services Ltd | GALLIONS POWER | UNIT 3 RIMA HOUSE | UNIT 3 RIMA HOUSE RIPPLE ROAD | BARKING | ESSEX | IG11 0RH | England | 547319 | 183506 | Barking West 33kV | - | - | 11 | London Power Networks plc | Fossil Gas | Engine (combustion / reciprocating) |  |  |  | 5 | [12 empty] | No | Connected | 5 | 5 | 5.26 | 0 |  | 2021-07-17 | [6 empty] | - | [6 empty] | 2021-11-12
Data not available |  | AMERESCO | ROYAL MARSDEN HOSPITAL | FULHAM ROAD |  | CHELSEA | LONDON | SW3 6JJ | England | 526951 | 178463 | To be confirmed | - | - |  | London Power Networks plc | Fossil Gas | Engine (combustion / reciprocating) |  |  |  | 0.999 | [12 empty] | No | Accepted to Connect | - | - | - | - | - | - | 0.999 | 0.999 | 1.77 | AUX | AUX | 2020-05-04 | To be confirmed | No | To be confirmed |  |  |  |  | 2020-11-13
1200062201858 |  | James Lane EC | WHIPPS CROSS HOSPITAL | JAMES LANE |  | LEYTONSTONE | LONDON | E11 1NR | England | 538880 | 188505 | HACKNEY SUPERGRID 66kV | - | WATERLOO ROAD | 0.4 | London Power Networks plc | Fossil Gas | Engine (combustion / reciprocating) |  |  |  | 1.6 | [12 empty] | No | Connected | 1.6 | 1.6 | 1.6842 |  |  | 2019-11-06 | [13 empty] | 2020-11-13
Data not available |  | HARRODS | HARRODS KNIGHTSBRIDGE | BROMPTON ROAD |  | KNIGHTSBRIDGE | LONDON | SW1X 7XL | England | 527605 | 179450 | St Johns Wood 132kV | - | EBURY BRIDGE | 6.6 | London Power Networks plc | Fossil oil | Engine (combustion / reciprocating) |  |  |  | 1.3 | [12 empty] | No | Connected | 1.3 | 1.3 | 1.714 |  |  | To be confirmed | [13 empty] | 2021-12-14
Data not available |  | Minoco Royal Wharf Energy Centre | NORTH WOOLWICH ROAD | NORTH WOOLWICH ROAD |  | ROYAL DOCKS | LONDON | E16 2BG | England | 540820 | 180037 | WEST HAM SUPERGRID | - | TO BE CONFIRMED | 0.4 | London Power Networks plc | Fossil Gas | Engine (combustion / reciprocating) |  |  |  | 1.4 | [12 empty] | No | Connected | 1.4 | 1.4 | 1.77 |  |  | 2020-09-30 | [13 empty] | 2020-11-13
Data not available |  | Engie | Kings yard Energy Centre | White Post Lane |  | STRATFORD | LONDON | E15 2GY | England |  |  | To be confirmed | - | - | to be confirmed | London Power Networks plc | Storage | Engine (combustion / reciprocating) |  |  |  | 1.114 | [12 empty] | No | Accepted to Connect | - | - | - | - | - | - | 1.114 | 1.114 | 1.2 | 1.114 | 1.2 | 2020-07-18 | [7 empty] | 2020-01-15
Data not available |  | ICW Powermode | LANGSTON ROAD |  |  | LOUGHTON | ESSEX | IG10 3TN | England | 544668 | 196450 | To be confirmed | - | - | to be confirmed | London Power Networks plc | Fossil oil | Engine (combustion / reciprocating) |  |  |  | 1.257 | [12 empty] | No | Accepted to Connect | - | - | - | - | - | - | 1.257 | 1.257 | 1.324 | AUX | AUX | 2020-11-13 | [7 empty] | 2021-12-14
Data not available |  | Thorton Reynolds | 111-119 CHARING CROSS W1D 4AY | CHARING CROSS |  | Charing Cross | LONDON | W1D 4AY | England |  |  | Shorts Garden | - | - | to be confirmed | London Power Networks plc | Fossil Gas | Engine (combustion / reciprocating) |  |  |  | 1.263 | [12 empty] | No | Accepted to Connect | [6 empty] | 1.263 | 1.263 | 1.33 | 0.95 | 1 | 2021-03-10 | To be confirmed | [6 empty] | 2021-05-17
Data not available |  | Shenton Group | 5-6 MARBLE ARCH W1H 7EJ-W1H 7BZ | Marble Arch |  | Marble Arch | LONDON | W1H 7BZ | England |  |  | Hype Park B | - | - | to be confirmed | London Power Networks plc | Fossil oil | Engine (combustion / reciprocating) |  |  |  | 2.09 | [12 empty] | No | Accepted to Connect | [6 empty] | 2.09 | 2.09 | 2.2 | AUX | AUX | 2021-02-25 | To be confirmed | [6 empty] | 2021-12-14
Data not available |  | Barclays Capital | 5 North Colonnade |  |  | Poplar | London | E14 4BB | England | 537395 | 180408 | West Ham S Grid 132kVG | - | - | 11 | London Power Networks plc | Fossil oil | Engine (combustion / reciprocating) |  |  |  | 4.4 | [12 empty] | No | Connected | 4.4 | 4.4 | 4.6316 | - | - | 2015-08-18 | - | - | - | - | - | [8 empty] | 2021-12-14
Data not available |  | Walworth Garage | 301 Camberwell New Road |  |  | Camberwell | LONDON | SE5 0TF | England | 532320 | 176886 | New Cross 66Kv | - | - | 0.4 | London Power Networks plc | Storage battery | Engine (combustion / reciprocating) |  |  |  | 1 | [12 empty] | No | Connected | 1 | 1 | 1.0526 | - | - | 2020-09-16 | - | - | - | - | - | [8 empty] | 2021-07-14
Data not available |  | Battersea Main Energy Centre | Battersea Development | Cringle Street |  | Battersea | LONDON | SW11 8BX | England | 529273 | 177527 | Wimbledon 132kV SEC 3&4 | - | - | 11 | London Power Networks plc | Fossil Gas | Engine (combustion / reciprocating) |  |  |  | 4 | [12 empty] | No | Connected | 4 | 4 | 4.2 | - | - | 2020-09-17 | - | - | - | - | - | [8 empty] | 2021-11-12
Data not available |  | Bunhill Energy | Central Street/ Mitchel St |  |  | CITY OF LONDON | LONDON | EC1V 3QB | England | 5322249 | 182424 | City Road 132kV | - | - | 0.4 | London Power Networks plc | Fossil Gas | Engine (combustion / reciprocating) |  |  |  | 2 | [12 empty] | No | Connected | 2 | 2 | 2.1053 | - | - | 2014-05-07 | - | - | - | - | - | [8 empty] | 2021-07-14
Data not available |  | Blackwall Reach Phase 1 | Ditchburn St, London |  |  | Poplar | LONDON | E14 9QE | England | 538366 | 180748 | West Ham S Grid 132kV | - | - | 0.4 | London Power Networks plc | Fossil Gas | Engine (combustion / reciprocating) |  |  |  | 0.95 | [12 empty] | No | Connected | 0.95 | 0.95 | 1 | - | - | 2021-03-04 | - | - | - | - | - | [8 empty] | 2021-07-14
Data not available |  | The London Project | Plumtree Court |  |  | CITY OF LONDON | LONDON | EC4A 4HT | England |  |  | City Road 132kV | - | - | 11 | London Power Networks plc | Fossil oil | Engine (combustion / reciprocating) |  |  |  | 1.6 | [12 empty] | No | Connected | 1.6 | 1.6 | 2 | - | - | 2019-01-11 | [13 empty] | 2021-12-14
1200051119424 |  | UCL | Gordon Street |  |  | CITY OF LONDON | LONDON | WC1H 0AJ | England | 529673 | 182376 | St Johns Wood B 132kV | - | - | 0.4 | London Power Networks plc | Fossil - Gas | Steam-gas turbine (CCGT) |  |  |  | 2.4 | [12 empty] | No | Connected | 2.4 | 2.4 | 2.5263 | - | - | 2018-01-01 | [13 empty] | 2021-12-14
Data not available |  | R&A Consulting Engineers | 2 HANNAH CLOSE | Great Central Way |  | Neasden | LONDON | NW10 0UX | England |  |  | To be confirmed |  |  | to be confirmed | London Power Networks plc | Biomass | Steam turbine (thermal power plant) |  |  |  | 4.8 | [12 empty] | No | Accepted to Connect | - | - | - | - | - | - | 4.8 | 4.8 | 5.0526 | 5.2 | 5.4737 | 2015-07-09 | To be confirmed | [6 empty] | 2021-12-14
Data not available |  | Shenton Group | Pladis Harlesden CHP | Waxlow Road |  | Harlesden | LONDON | NW10 7NY | England |  |  | To be confirmed |  |  | to be confirmed | London Power Networks plc | Fossil - Gas | Engine (combustion / reciprocating) |  |  |  | 2.286 | [12 empty] | No | Accepted to Connect | [6 empty] | 2.286 | 2.286 | 2.4063 | 0.01 | 0.010526 | 2021-07-26 | To be confirmed | [6 empty] | 2021-12-14
1900091718322 |  | ENERGIEPARK UK NR GMBH & CO. KG | NEW RIDES WIND FARM | ISLE OF SHEPPEY |  | EASTCHURCH | KENT | ME12 4DD | England | 599284 | 169890 | KEMSLEY | SHEERNESS GRID | GRID | 33 | South Eastern Power Networks plc | Wind | Onshore wind turbines |  |  |  | 9.5 | [12 empty] | No | Connected | 9.5 | 9.5 | 10 | 5 | 5.2632 | 2018-11-21 | - | - | - | - | - | - | - | [6 empty] | 2020-11-13
1900091812275 |  | Worsted Farm PV | WORSTEAD FARM | WORSTEAD LANE |  | EAST GRINSTEAD | WEST SUSSEX | RH19 3UF | England | 540905 | 137884 | BOLNEY - NORTHFLEET | DORMANSLAND GRID | EAST GRINSTEAD 33/11KV | 11 | South Eastern Power Networks plc | Solar | Photovoltaic |  |  |  | 5 | [12 empty] | No | Connected | 5 | 5 | 5.2632 | AUX | AUX | 2019-04-16 | - | - | - | - | - | - | - | [6 empty] | 2021-01-15
1900091523125 |  | UK Capacity Reserve Ltd | THAMESTEEL | THAMESTEEL |  | SHEERNESS | KENT | ME12 1TH | England | 591181 | 174420 | KEMSLEY | SHEERNESS GRID | GRID | 33 | South Eastern Power Networks plc | Fossil oil | Engine (combustion / reciprocating) |  |  |  | 16 | [12 empty] | No | Connected | 16 | 16 | 16.8421 | - | - | 2018-09-22 | - | - | - | - | - | - | - | Yes |  | 1900091523125 |  |  |  | 2021-08-13
1900090876979 |  | Thames Water Utilities | MOGDEN STW | MOGDEN STW |  | ISLEWORTH | SURREY | TW7 7LR | England | 515458 | 174858 | LALEHAM | TWICKENHAM GRID | MOGDEN STW 33/11KV | 11 | South Eastern Power Networks plc | Fossil oil | Engine (combustion / reciprocating) |  |  |  | 18 | [12 empty] | No | Connected | 18 | 18 | 18.9474 | - | - | 2012-07-12 | - | - | - | - | - | - | - | [6 empty] | 2020-11-13
1900060442147 |  | Viridor Waste Management Ltd | HORTON QUARRY 1 | HENFIELD ROAD | SMALL DOLE | HENFIELD | WEST SUSSEX | BN5 9XH | England | 520581 | 112350 | BOLNEY | STEYNING GRID | STEYNING 33/11KV | 11 | South Eastern Power Networks plc | Biofuel landfill gas | Gas turbine (OCGT) |  |  |  | 1.85 | [12 empty] | No | Connected | 1.85 | 1.85 | 1.9474 | - | - | 1997-04-01 | - | - | - | - | - | - | - | [6 empty] | 2020-11-13
1900091199147 |  | MVV ENVIRONMENT RIDHAM LTD | EVONIK SITE | RIDHAM DOCK |  | SITTINGBOURNE | KENT | ME9 8FQ | England | 592255 | 168206 | KEMSLEY SGT3a | GSP | GSP | 132 | South Eastern Power Networks plc | biomass | Steam-gas turbine (CCGT) |  |  |  | 25 | [12 empty] | No | Connected | 25 | 25 | 26.3158 | - | - | 2015-02-24 | - | - | - | - | - | - | - | [6 empty] | 2021-01-15
1900060749851 |  | Biffa Waste Management | BROOKHURST WOOD LANDFILL | LANGHURSTWOOD ROAD | BROOKHURST WOOD | HORSHAM | WEST SUSSEX | RH12 4QD | England | 517239 | 134275 | BOLNEY | LEIGH GRID | GRID | 33 | South Eastern Power Networks plc | Waste | Steam-gas turbine (CCGT) |  |  |  | 20.5 | [12 empty] | No | Connected | 20.5 | 20.5 | 21.5789 | - | - | 2012-07-27 | - | - | - | - | - | - | - | [6 empty] | 2021-06-14
1900090834472 |  | SCOTIA GAS NETWORKS LIMITED | SEGAS HOUSE | 2 LEESONS HILL | ST PAUL'S CRAY | ORPINGTON | KENT | BR5 2TN | England | 547011 | 168510 | LITTLEBROOK | DARTFORD GRID | RUXLEY 33/11KV | 11 | South Eastern Power Networks plc | Fossil Gas | Gas turbine (OCGT) |  |  |  | 7.5 | [12 empty] | No | Connected | 7.5 | 7.5 | 7.8947 | - | - | 2012-11-05 | - | - | - | - | - | - | - | [6 empty] | 2021-06-14
1900091482597 |  | Viridor Waste Manatement Ltd | BEDDINGTON LANE ERF | BEDDINGTON LANE |  | CROYDON |  | CR0 4TT | England | 530179 | 166043 | BEDDINGTON | CROYDON B GRID | GRID | 33 | South Eastern Power Networks plc | Biofuel landfill gas | Gas turbine (OCGT) |  |  |  | 27 | [12 empty] | No | Connected | 27 | 27 | 28.4211 | - | - | 2017-09-02 | - | - | - | - | - | - | - | [6 empty] | 2020-11-13
Data not available |  | Avinny Consulting Engineers | RUGBY FOOTBALL UNION | 200 WHITTON ROAD |  | TWICKENHAM | MIDDLESEX | TW2 7BA | England | 515423 | 173377 | LALEHAM | TWICKENHAM GRID | TWICKENHAM 33/11KV | 11 | South Eastern Power Networks plc | Fossil oil | Engine (combustion / reciprocating) |  |  |  | 3.15 | [12 empty] | No | Connected | 3.15 | 3.15 | 3.3158 | - | - | 2013-12-30 | - | - | - | - | - | - | - | [6 empty] | 2020-11-13
1900060831708 |  | Spicers Electrical Services Ltd | CROYDON ENERGY LTD | FACTORY LANE |  | CROYDON | SURREY | CR0 3RL | England | 531448 | 165932 | BEDDINGTON | CROYDON GRID | GRID | 132 | South Eastern Power Networks plc | Fossil gas | Gas turbine (OCGT) |  |  |  | 8 | [12 empty] | No | Connected | 8 | 8 | 8.4211 | - | - | 2014-03-01 | - | - | - | - | - | - | - | [6 empty] | 2020-11-13
1900091081570 |  | KS SPV 7 LIMITED | LENHAM SOLAR FARM | LAND AT A&A BARR FARM | LENHAM HEATH ROAD | LENHAM | KENT | ME17 2DP | England | 589521 | 151146 | NINFIELD - SELLINDGE | ASHFORD GRID | GRID | 33 | South Eastern Power Networks plc | solar | Photovoltaic |  |  |  | 7 | [12 empty] | No | Connected | 7 | 7 | 7.3684 | - | - | 2014-03-30 | - | - | - | - | - | - | - | [6 empty] | 2020-11-13
1900090979958 |  | Beba Energy | MANSTON SOLAR FARM | MANSTON COURT ROAD |  | MANSTON | KENT | CT9 4LG | England | 634389 | 166825 | CANTERBURY NORTH | RICHBOROUGH GRID | MANSTON 33/11KV | 11 | South Eastern Power Networks plc | solar | Photovoltaic |  |  |  | 7.6 | [12 empty] | No | Connected | 7.6 | 7.6 | 8 | - | - | 2013-03-22 | - | - | - | - | - | - | - | [6 empty] | 2020-11-13
1900090978875 |  | Dragon Infrastructure Solutions Ltd | OFF WEDDINGTON LANE |  | ASH | CANTERBURY | KENT | CT3 2AP | England | 629955 | 158895 | CANTERBURY NORTH | BETTESHANGER GRID | GRID | 33 | South Eastern Power Networks plc | Fossil gas | Gas turbine (OCGT) |  |  |  | 15 | [12 empty] | No | Connected | 15 | 15 | 15.7895 | 0.5 | 0.52632 | 2013-02-05 | - | - | - | - | - | - | - | [6 empty] | 2020-11-13
1900091024526 |  | Beba Energy C/O GW Finn & Sons | LEYSDOWN RD |  |  | EASTCHURCH | KENT | ME12 4BD | England | 600308 | 170691 | KEMSLEY | SITTINGBOURNE GRID | GRID | 33 | South Eastern Power Networks plc | solar | Photovoltaic |  |  |  | 6 | [12 empty] | No | Connected | 6 | 6 | 6.3158 | - | - | 2014-01-18 | - | - | - | - | - | - | - | [6 empty] | 2020-11-13
1900091173770 |  | UK Power Reserve Ltd | LONG BARROW | ORBITAL PARK |  | ASHFORD | KENT | TN24 0GP | England | 602412 | 140633 | NINFIELD - SELLINDGE | ASHFORD GRID | SEVINGTON 33/11KV | 11 | South Eastern Power Networks plc | Fossil gas | Gas turbine (OCGT) |  |  |  | 4.6 | [12 empty] | No | Connected | 4.6 | 4.6 | 4.8421 | - | - | 2015-01-12 | - | - | - | - | - | - | - | [6 empty] | 2020-11-13
1900060379140 |  | Southern Water Services Ltd | BEXHILL & HASTINGS WTW | OFF BEXHILL ROAD |  | HASTINGS | EAST SUSSEX | TN38 8AY | England | 576990 | 108630 | NINFIELD | NINFIELD GRID | BEXHILL TOWN 33/11KV | 11 | South Eastern Power Networks plc | Biofuel sewage gas | Gas turbine (OCGT) |  |  |  | 1.372 | [12 empty] | No | Connected | 1.372 | 1.372 | 1.4442 | - | - | 2012-11-15 | - | - | - | - | - | - | - | [6 empty] | 2021-06-14
1900090898077 |  | Mitie Infrastructure Limited | 15 COLTSWORLD ROAD |  |  | SUTTON | SURREY | SM2 5NG | England | 525835 | 162331 | BEDDINGTON | SUTTON GRID | NORK 33/11KV | 11 | South Eastern Power Networks plc | Fossil Gas | Engine (combustion / reciprocating) |  |  |  | 1.982 | [12 empty] | No | Connected | 1.982 | 1.982 | 2.0863 | - | - | 2013-06-20 | - | - | - | - | - | - | - | [6 empty] | 2021-06-14
1900060436835 |  | Dover Harbour Board | DOVER HARBOUR DOCKS | EASTERN DOCKS | CAMBER WAY | DOVER | KENT | CT17 9BU | England | 631954 | 140968 | SELLINDGE | T3/T4 - BETTESHANGER GRID T1/T1 - FOLKESTONE GRID | DOVER PRIMARY 33/11KV | 11 | South Eastern Power Networks plc | Fossil oil | Engine (combustion / reciprocating) |  |  |  | 8 | [12 empty] | No | Connected | 8 | 8 | 8.4211 | - | - | 2013-10-01 | - | - | - | - | - | - | - | [6 empty] | 2021-06-14
1900091086540 |  | GW Finn & Sons | WESTWOOD FARM | HAINE ROAD |  | RAMSGATE | KENT | CT12 5AE | England | 635906 | 167066 | CANTERBURY NORTH | RICHBOROUGH GRID | GRID | 33 | South Eastern Power Networks plc | solar | Photovoltaic |  |  |  | 10 | [12 empty] | No | Connected | 10 | 10 | 10.5263 | - | - | 2014-03-27 | - | - | - | - | - | - | - | [6 empty] | 2020-11-13
1900091090101 |  | Electricity Solutions Ltd | SYCAMORE FARM |  |  | OLD ROMNEY | KENT | TN29 9SY | England | 601906 | 125984 | NINFIELD - SELLINDGE | RUCKINGE GRID | GRID | 33 | South Eastern Power Networks plc | solar | Photovoltaic |  |  |  | 18 | [12 empty] | No | Connected | 18 | 18 | 18.9474 | - | - | 2014-03-29 | - | - | - | - | - | - | - | [6 empty] | 2020-11-13
1900091091940 |  | Vogt Solar | KNOWLTON |  |  | CANTERBURY | KENT | CT13 0ER | England | 628879 | 153905 | CANTERBURY NORTH | CANTERBURY SOUTH GRID | GRID | 33 | South Eastern Power Networks plc | solar | Photovoltaic |  |  |  | 9.45 | [12 empty] | No | Connected | 9.45 | 9.45 | 9.9474 | - | - | 2014-03-27 | - | - | - | - | - | - | - | [6 empty] | 2020-11-13
1900091171373 |  | Solar Inc Ltd | THORNE FARM | THORNE HILL |  | RAMSGATE | KENT | CT12 5DS | England | 633391 | 164915 | CANTERBURY NORTH | RICHBOROUGH GRID | GRID | 33 | South Eastern Power Networks plc | solar | Photovoltaic |  |  |  | 5.2 | [12 empty] | No | Connected | 5.2 | 5.2 | 5.4737 | - | - | 2014-10-30 | - | - | - | - | - | - | - | [6 empty] | 2020-11-13
1900091017955 |  | Wm Morrison Plc | FLEETEND WAY | KEMSLEY |  | SITTINGBOURNE | KENT | ME10 2FD | England | 591195 | 167172 | KEMSLEY | GROVEHURST ENERGY GRID | GROVEHURST LOCAL 33KV | 11 | South Eastern Power Networks plc | solar | Photovoltaic |  |  |  | 2 | [12 empty] | No | Connected | 2 | 2 | 2.1053 | - | - | 2013-11-05 | - | - | - | - | - | - | - | [6 empty] | 2020-11-13
1900091200147 |  | WSE Laughton Level Ltd | LAUGHTON LEVEL | DARP LANE |  | LEWES | EAST SUSSEX | BN8 6AY | England | 549753 | 109295 | BOLNEY - NINFIELD | LEWES GRID | GRID | 33 | South Eastern Power Networks plc | solar | Photovoltaic |  |  |  | 7 | [12 empty] | No | Connected | 7 | 7 | 7.3684 | - | - | 2015-03-25 | - | - | - | - | - | - | - | [6 empty] | 2020-11-13
1900091207133 |  | Solar Inc Ltd | WOODLANDS FARM | CALCOTT |  | CANTERBURY | KENT | CT3 4NB | England | 617438 | 162987 | CANTERBURY NORTH | CANTERBURY SOUTH GRID | GRID | 33 | South Eastern Power Networks plc | solar | Photovoltaic |  |  |  | 12 | [12 empty] | No | Connected | 12 | 12 | 12.6316 | - | - | 2015-03-30 | - | - | - | - | - | - | - | [6 empty] | 2020-11-13
1900091310601 |  | Vogt Solar | MARSHBOROUGH PV 8618 | WOODNESBOROUGH |  | SANDWICH | KENT | CT13 0PJ | England | 630605 | 157511 | CANTERBURY NORTH | BETTESHANGER GRID | GRID | 33 | South Eastern Power Networks plc | solar | Photovoltaic |  |  |  | 5 | [12 empty] | No | Connected | 5 | 5 | 5.2632 | - | - | 2015-12-08 | - | - | - | - | - | - | - | [6 empty] | 2020-11-13
1900091197423 |  | Inazin Power Ltd | OAKLANDS FARM 8572 | HOTHFIELD |  | ASHFORD | KENT | TN26 1ER | England | 595179 | 143789 | NINFIELD - SELLINDGE | ASHFORD GRID | GRID | 33 | South Eastern Power Networks plc | solar | Photovoltaic |  |  |  | 5.5 | [12 empty] | No | Connected | 5.5 | 5.5 | 5.7895 | - | - | 2015-03-26 | - | - | - | - | - | - | - | [6 empty] | 2020-11-13
1900091217052 |  | British Solar Ltd | HADLOW SOLAR PARK LILLEY FARM | SHERENDEN ROAD | TUDELEY | TONBRIDGE | KENT | TN11 0PD | England | 562878 | 145735 | NORTHFLEET | PEMBURY GRID | GRID | 33 | South Eastern Power Networks plc | solar | Photovoltaic |  |  |  | 16.5 | [12 empty] | No | Connected | 16.5 | 16.5 | 17.3684 | - | - | 2015-03-10 | - | - | - | - | - | - | - | [6 empty] | 2020-11-13
1900091315229 |  | Wilbees | WILBEES FARM | ARLINGTON |  | POLEGATE | EAST SUSSEX | BN26 6RU | England | 554917 | 107060 | BOLNEY - NINFIELD | LEWES GRID | GRID | 33 | South Eastern Power Networks plc | solar | Photovoltaic |  |  |  | 5 | [12 empty] | No | Connected | 5 | 5 | 5.2632 | - | - | 2016-10-17 | - | - | - | - | - | - | - | [6 empty] | 2020-11-13
1900091199379 |  | G2 Energy | BATBROOKS FARM ARLINGTON | LOWER WICK ST | BERWICK | POLEGATE | EAST SUSSEX | BN26 6TH | England | 553320 | 108492 | BOLNEY - NINFIELD | LEWES GRID | GRID | 33 | South Eastern Power Networks plc | solar | Photovoltaic |  |  |  | 10 | [12 empty] | No | Connected | 10 | 10 | 10.5263 | - | - | 2015-03-25 | - | - | - | - | - | - | - | [6 empty] | 2020-11-13
1900091171276 |  | Vogt Solar | HOLDSTOCK FISHPOOL BOTTOM | LITTLEBOURNE ROAD | LITTLEBOURNE | CANTERBURY | KENT | CT3 1TL | England | 619218 | 157479 | CANTERBURY NORTH | CANTERBURY SOUTH GRID | GRID | 33 | South Eastern Power Networks plc | solar | Photovoltaic |  |  |  | 15 | [12 empty] | No | Connected | 15 | 15 | 15.7895 | - | - | 2014-10-14 | - | - | - | - | - | - | - | [6 empty] | 2020-11-13
1900091395517 |  | Solar Securities Limited | SOLAR FARM WEST OF BOBBING | BOBBING HILL | BOBBING | SITTINGBOURNE | KENT | ME9 8NY | England | 588029 | 164489 | KEMSLEY | SITTINGBOURNE GRID | GRID | 33 | South Eastern Power Networks plc | solar | Photovoltaic |  |  |  | 10 | [12 empty] | No | Connected | 10 | 10 | 10.5263 | - | - | 2016-03-30 | - | - | - | - | - | - | - | [6 empty] | 2020-11-13
1900091217080 |  | British Solar Ltd | HOLLAMBY ESTATES |  |  | HERNE BAY | KENT | CT6 7NU | England | 615378 | 165525 | CANTERBURY NORTH | HERNE BAY GRID | GRID | 132 | South Eastern Power Networks plc | solar | Photovoltaic |  |  |  | 39 | [12 empty] | No | Connected | 39 | 39 | 41.0526 | - | - | 2015-03-29 | - | - | - | - | - | - | - | [6 empty] | 2020-11-13
1900091183411 |  | GW Finn & Sons | MOLEHILL ROAD |  | CHESTFIELD | WHITSTABLE | KENT | CT6 7PA | England | 615185 | 166291 | CANTERBURY NORTH | HERNE BAY GRID | GRID | 33 | South Eastern Power Networks plc | solar | Photovoltaic |  |  |  | 15 | [12 empty] | No | Connected | 15 | 15 | 15.7895 | - | - | 2015-03-24 | - | - | - | - | - | - | - | [6 empty] | 2020-11-13
1900091363019 |  | GW Finn & Sons | TONGE SOLAR FARM | TONGE CORNER |  | SITTINGBOURNE | KENT | ME9 9BA | England | 593852 | 165165 | KEMSLEY | SITTINGBOURNE GRID | GRID | 33 | South Eastern Power Networks plc | solar | Photovoltaic |  |  |  | 7 | [12 empty] | No | Connected | 7 | 7 | 7.3684 | - | - | 2016-03-27 | - | - | - | - | - | - | - | [6 empty] | 2020-11-13
1900091178963 |  | Sunsave 26 (Pashley) Ltd | PASHLEY FARM 8519 | NINFIELD ROAD | NINFIELD | BEXHILL-ON-SEA | EAST SUSSEX | TN39 5JS | England | 571014 | 111111 | NINFIELD | NINFIELD GRID | GRID | 33 | South Eastern Power Networks plc | solar | Photovoltaic |  |  |  | 10.125 | [12 empty] | No | Connected | 10.125 | 10.125 | 10.6579 | - | - | 2015-02-13 | - | - | - | - | - | - | - | [6 empty] | 2020-11-13
1900091121266 |  | Solarcentury | NEW HOOK EASTCHURCH | SOUTH LEES FARM | LOWER ROAD | EASTCHURCH | KENT | ME12 3SW | England | 595231 | 170957 | KEMSLEY | SITTINGBOURNE GRID | GRID | 33 | South Eastern Power Networks plc | solar | Photovoltaic |  |  |  | 4.2 | [12 empty] | No | Connected | 4.2 | 4.2 | 4.4211 | - | - | 2014-06-21 | - | - | - | - | - | - | - | [6 empty] | 2020-11-13
1900091343769 |  | G2 Energy | HILL FARM | UPPER CLAY | RINGMER | LEWES | EAST SUSSEX | BN8 5RR | England | 544671 | 114967 | BOLNEY - NINFIELD | LEWES GRID | GRID | 33 | South Eastern Power Networks plc | solar | Photovoltaic |  |  |  | 8 | [12 empty] | No | Connected | 8 | 8 | 8.4211 | - | - | 2015-12-18 | - | - | - | - | - | - | - | [6 empty] | 2020-11-13
1900091320006 |  | Cooper Energy Engineering Ltd | PRIORS BYNE FARM | PARTRIDGE GREEN |  | STEYNING | WEST SUSSEX | RH13 8NX | England | 515794 | 118065 | BOLNEY | BOLNEY GRID | GRID | 33 | South Eastern Power Networks plc | solar | Photovoltaic |  |  |  | 7.52 | [12 empty] | No | Connected | 7.52 | 7.52 | 7.9158 | - | - | 2015-12-23 | - | - | - | - | - | - | - | [6 empty] | 2020-11-13
1900091353303 |  | West Coast Energy | CAPEL GRANGE SOLAR FARM | BADSELL ROAD | FIVE OAKS GREEN | TONBRIDGE | KENT | TN12 6QX | England | 565244 | 144831 | NORTHFLEET | PEMBURY GRID | GRID | 33 | South Eastern Power Networks plc | solar | Photovoltaic |  |  |  | 4.08 | [12 empty] | No | Connected | 4.08 | 4.08 | 4.2947 | - | - | 2016-03-21 | - | - | - | - | - | - | - | [6 empty] | 2020-11-13
1900091338059 |  | Wirsol Solar UK Limited | GUSTON COURT A SOLAR FARM | EAST LANGDON ROAD | GUSTON | DOVER | KENT | CT15 5EX | England | 632370 | 144945 | CANTERBURY NORTH | BETTESHANGER GRID | GRID | 33 | South Eastern Power Networks plc | solar | Photovoltaic |  |  |  | 8 | [12 empty] | No | Connected | 8 | 8 | 8.4211 | - | - | 2015-12-18 | - | - | - | - | - | - | - | [6 empty] | 2020-11-13
1900091341887 |  | Beba Energy UK Ltd | OLD COLLIERY | STAPLE ROAD | WINGHAM | CANTERBURY | KENT | CT3 1LS | England | 625509 | 156914 | CANTERBURY NORTH | CANTERBURY SOUTH GRID | WINGHAM 33/11KV | 11 | South Eastern Power Networks plc | solar | Photovoltaic |  |  |  | 1 | [12 empty] | No | Connected | 1 | 1 | 1.0526 | - | - | 2015-12-02 | - | - | - | - | - | - | - | [6 empty] | 2020-11-13
1900091057559 |  | Park Energy Ltd | ALKANE SITE | RAMSGATE ROAD |  | SANDWICH | KENT | CT13 9ND | England | 633425 | 159472 | CANTERBURY NORTH | RICHBOROUGH GRID | GRID | 33 | South Eastern Power Networks plc | Fossil gas | Steam-gas turbine (CCGT) |  |  |  | 15.4 | [12 empty] | No | Connected | 15.4 | 15.4 | 16.2105 | - | - | 2014-02-17 | - | - | - | - | - | - | - | [6 empty] | 2021-07-14
1900091343787 |  | Lightsource | BENTLEY ESTATE | BENTLEY ESTATE | LITTLE HORSTED | UCKFIELD | EAST SUSSEX | TN22 5QP | England | 548387 | 117567 | BOLNEY - NINFIELD | LEWES GRID | GRID | 33 | South Eastern Power Networks plc | solar | Photovoltaic |  |  |  | 8.4 | [12 empty] | No | Connected | 8.4 | 8.4 | 8.8421 | - | - | 2015-12-18 | - | - | - | - | - | - | - | [6 empty] | 2020-11-13
1900091200397 |  | Lightsource Renewable Energy Ltd | FRANCIS WOOD | POTMANS LANE | NINFIELD | BEXHILL-ON-SEA | EAST SUSSEX | TN39 5JL | England | 572084 | 110938 | NINFIELD | NINFIELD GRID | GRID | 33 | South Eastern Power Networks plc | solar | Photovoltaic |  |  |  | 4.4 | [12 empty] | No | Connected | 4.4 | 4.4 | 4.6316 | - | - | 2015-03-18 | - | - | - | - | - | - | - | [6 empty] | 2020-11-13
1900091361971 |  | Lumicity Limited | FORD FARM | FORD LANE |  | ARUNDEL | WEST SUSSEX | BN44 3AT | England | 517744 | 117195 | BOLNEY | BOLNEY GRID | GRID | 33 | South Eastern Power Networks plc | solar | Photovoltaic |  |  |  | 10 | [12 empty] | No | Connected | 10 | 10 | 10.5263 | - | - | 2016-02-29 | - | - | - | - | - | - | - | [6 empty] | 2020-11-13
1900091074216 |  | Cogenco Ltd | CROYDON UNIVERSITY HOSPITAL | 530 LONDON ROAD |  | THORNTON HEATH |  | CR7 7YE | England | 531456 | 167400 | BEDDINGTON | CROYDON B GRID | NORBURY 33/6.6KV | 6.6 | South Eastern Power Networks plc | Fossil Gas | Steam-gas turbine (CCGT) |  |  |  | 1 | [12 empty] | No | Connected | 1 | 1 | 1.0526 | - | - | 2013-10-28 | - | - | - | - | - | - | - | [6 empty] | 2021-07-14
1900091079232 |  | Wessex Solar Energy Developments Ltd | MALMAYNES HALL SOLAR PARK | MALMAYNES HALL ROAD | UPPER STOKE | ROCHESTER | KENT | ME3 9SD | England | 582150 | 175103 | NORTHFLEET | NORTHFLEET EAST GRID | GRID | 33 | South Eastern Power Networks plc | solar | Photovoltaic |  |  |  | 12 | [12 empty] | No | Connected | 12 | 12 | 12.6316 | - | - | 2015-03-30 | - | - | - | - | - | - | - | [6 empty] | 2020-11-13
1900091107563 |  | Solarcentury | HORAM SOLAR FARM | STONE HILL |  | HEATHFIELD | EAST SUSSEX | TN21 0JN | England | 556309 | 115682 | NINFIELD | NINFIELD GRID | HORAM 33/11KV | 11 | South Eastern Power Networks plc | solar | Photovoltaic |  |  |  | 2 | [12 empty] | No | Connected | 2 | 2 | 2.1053 | - | - | 2014-03-28 | - | - | - | - | - | - | - | [6 empty] | 2020-11-13
1900091216643 |  | Luminous Energy Limited | PADDOCK WOOD SOLAR FARM | KNELLS FARM | QUEEN STREET | PADDOCK WOOD | KENT | TN12 6NY | England | 568516 | 143983 | NORTHFLEET | PEMBURY GRID | GRID | 33 | South Eastern Power Networks plc | solar | Photovoltaic |  |  |  | 7.92 | [12 empty] | No | Connected | 7.92 | 7.92 | 8.3368 | - | - | 2015-03-27 | - | - | - | - | - | - | - | [6 empty] | 2020-11-13
1900091220880 |  | Dragon Infrastructure Solutions Ltd | NEW KAINE FARM | HOLLYWELL LANE | UPCHURCH | SITTINGBOURNE | KENT | ME9 7HP | England | 584822 | 166484 | KEMSLEY | SITTINGBOURNE GRID | RAINHAM 33/11KV | 11 | South Eastern Power Networks plc | solar | Photovoltaic |  |  |  | 1.7 | [12 empty] | No | Connected | 1.7 | 1.7 | 1.7895 | - | - | 2015-03-19 | - | - | - | - | - | - | - | [6 empty] | 2020-11-13
1900091200077 |  | Dragon Infrastructure Solutions Ltd | HORAM SOLAR FARM | HORAM |  | HEATHFIELD | EAST SUSSEX | TN21 0YD | England | 557368 | 117051 | NINFIELD | NINFIELD GRID | GRID | 33 | South Eastern Power Networks plc | solar | Photovoltaic |  |  |  | 6.5 | [12 empty] | No | Connected | 6.5 | 6.5 | 6.8421 | - | - | 2015-03-31 | - | - | - | - | - | - | - | [6 empty] | 2020-11-13
1900091206194 |  | SMURFIT KAPPA TOWNSEND HOOK | SNODLAND PAPER MILL | MILL STREET |  | SNODLAND | KENT | ME6 5AX | England | 570768 | 161692 | KINGSNORTH | MEDWAY GRID | TOWNSEND HOOK 33/6.6KV | 6.6 | South Eastern Power Networks plc | Fossil Gas | Steam-gas turbine (CCGT) |  |  |  | 1.2 | [12 empty] | No | Connected | 1.2 | 1.2 | 1.2632 | - | - | 2015-04-20 | - | - | - | - | - | - | - | [6 empty] | 2021-07-14
1900091227316 |  | Port of Sheerness Wind Farms Ltd | PORT OF SHEERNESS WINDFARM 8559 | BRIELLE WAY |  | SHEERNESS | KENT |  | England | 591058 | 174581 | KEMSLEY | SHEERNESS GRID | GRID | 33 | South Eastern Power Networks plc | Wind | Onshore wind turbines |  |  |  | 10 | [12 empty] | No | Connected | 10 | 10 | 10.5263 | - | - | 2016-05-19 | - | - | - | - | - | - | - | [6 empty] | 2020-11-13
1900091478509 |  | WIDEHURST SOLAR PARK | WIDEHURST FARM | THORN ROAD | MARDEN | TONBRIDGE | KENT | TN12 9LN | England | 575597 | 142976 | NINFIELD | HARTLEY GRID | GRID | 33 | South Eastern Power Networks plc | solar | Photovoltaic |  |  |  | 4 | [12 empty] | No | Connected | 4 | 4 | 4.2105 | - | - | 2017-03-31 | - | - | - | - | - | - | - | [6 empty] | 2020-11-13
1900091361990 |  | CHRISTS HOSPITAL | CHRISTS HOSPITAL SCHOOL | THE AVENUE |  | HORSHAM | WEST SUSSEX | RH13 0LJ | England | 514888 | 128379 | BOLNEY | HORSHAM GRID 132/11KV | HORSHAM GRID 11KV | 11 | South Eastern Power Networks plc | solar | Photovoltaic |  |  |  | 1.049 | [12 empty] | No | Connected | 1.049 | 1.049 | 1.1042 | - | - | 2016-04-12 | - | - | - | - | - | - | - | [6 empty] | 2021-01-15
1900091193127 |  | Anesco Ltd | BROOKBARN FARM | COURTWICK LANE |  | LITTLEHAMPTON | WEST SUSSEX | BN17 7PE | England | 501581 | 103991 | BOLNEY | WORTHING GRID | LITTLEHAMPTON 33/11KV | 11 | South Eastern Power Networks plc | solar | Photovoltaic |  |  |  | 3 | [12 empty] | No | Connected | 3 | 3 | 3.1579 | - | - | 2015-10-07 | - | - | - | - | - | - | - | [6 empty] | 2020-11-13
1900091192276 |  | Haymaker Energy | NATEWOOD FARM | POLEGATE ROAD |  | POLEGATE | EAST SUSSEX | BN27 3PH | England | 557788 | 107118 | NINFIELD | POLEGATE GRID | HAILSHAM 33/11KV | 11 | South Eastern Power Networks plc | solar | Photovoltaic |  |  |  | 7 | [12 empty] | No | Connected | 7 | 7 | 7.3684 | - | - | 2015-01-24 | - | - | - | - | - | - | - | [6 empty] | 2020-11-13
1998000000024 |  | Thanet Energy Ltd | THANET ENERGY |  |  | BIRCHINGTON | KENT | CT7 0JL | England | 629312 | 167804 | CANTERBURY NORTH | THANET GRID | GRID | 33 | South Eastern Power Networks plc | Fossil gas | Gas turbine (OCGT) |  |  |  | 30 | [12 empty] | No | Connected | 30 | 30 | 31.5789 | - | - | 2009-04-23 | - | - | - | - | - | - | - | [6 empty] | 2020-11-13
1900070394466 |  | Kent Enviropower | ALLINGTON GENERATION | LAVERSTOKE ROAD |  | MAIDSTONE | KENT | ME16 0LE | England | 573938 | 157786 | CANTERBURY NORTH | MAIDSTONE GRID 132/33KV | GRID | 33 | South Eastern Power Networks plc | Waste | Steam-gas turbine (CCGT) |  |  |  | 40 | [12 empty] | No | Connected | 40 | 40 | 42.1053 | 32.3 | 34 | 2005-10-27 | - | - | - | - | - | - | - | [6 empty] | 2021-06-14
1997000000069 |  | SOUTH COAST POWER | SHOREHAM POWER | PORTSLADE |  | BRIGHTON | EAST SUSSEX | BN41 1WF | England | 526060 | 104658 | BOLNEY | GSP | GSP | 132 | South Eastern Power Networks plc | Fossil gas | Gas turbine (OCGT) |  |  |  | 425 | [12 empty] | No | Connected | 425 | 425 | 447.3684 | - | - | 2004-05-06 | - | - | - | - | - | - | - | [6 empty] | 2020-11-13
1999000000443 |  | NATIONAL GRID ELECTRICITY TRANSMISSION PLC | THANET WINDFARM | RICHBOROUGH POWER STATION |  | RICHBOROUGH | KENT | CT13 9QN | England | 633588 | 161992 | CANTERBURY NORTH | RICHBOROUGH GRID | GRID | 132 | South Eastern Power Networks plc | Wind | Offshore wind turbines |  |  |  | 315 | [12 empty] | No | Connected | 315 | 315 | 331.5789 | - | - | 2010-09-29 | - | - | - | - | - | - | - | [6 empty] | 2021-01-15
1900070122343 |  | KENTISH FLATS WINDFARM | KENTISH FLATS WINDFARM |  |  | HERNE BAY | KENT | CT6 7RY | England | 615618 | 166189 | CANTERBURY NORTH | HERNE BAY GRID | GRID | 33 | South Eastern Power Networks plc | Wind | Offshore wind turbines |  |  |  | 90 | [12 empty] | No | Connected | 90 | 90 | 94.7368 | - | - | 2005-05-01 | - | - | - | - | - | - | - | [6 empty] | 2021-01-15
1900090194644 |  | LITTLE CHEYNE COURT WIND FARM | LITTLE CHEYNE COURT WINDFARM | RYE |  | GUILDFORD | SURREY | TN31 7AE | England | 598290 | 121968 | NINFIELD | HASTINGS MAIN | GRID | 132 | South Eastern Power Networks plc | Wind | Onshore wind turbines |  |  |  | 64 | [12 empty] | No | Connected | 64 | 64 | 67.3684 | - | - | 2008-07-01 | - | - | - | - | - | - | - | [6 empty] | 2021-01-15
1900060831708 |  | CROYDON ENERGY | ROLLS ROYCE POWER | FACTORY LANE |  | CROYDON | SURREY | CR0 3RL | England | 531449 | 165923 | BEDDINGTON | CROYDON GRID | GRID | 132 | South Eastern Power Networks plc | Fossil gas | Gas turbine (OCGT) |  |  |  | 50 | [12 empty] | No | Connected | 50 | 50 | 52.6316 | - | - | 2002-12-01 | - | - | - | - | - | - | - | [6 empty] | 2020-11-13
1900060225194 |  | ST REGIS PAPER COMPANY LIMITED | GROVEHURST ENERGY | KEMSLEY MILL |  | SITTINGBOURNE | KENT | ME10 2TD | England | 591634 | 166162 | KEMSLEY | GROVEHURST ENERGY GRID | GRID | 33 | South Eastern Power Networks plc | Fossil Gas | Steam-gas turbine (CCGT) |  |  |  | 42 | [12 empty] | No | Connected | 42 | 42 | 44.2105 | - | - | 1995-11-01 | - | - | - | - | - | - | - | [6 empty] | 2021-07-14
1900060582768 |  | VAN HEYNIGEN GENERATION | THANET NURSERIES |  |  | BIRCHINGTON | KENT | ME13 9EJ | England | 607637 | 162739 | CANTERBURY NORTH | HERNE BAY GRID | WHITSTABLE 33/11KV | 11 | South Eastern Power Networks plc | Fossil Gas | Steam-gas turbine (CCGT) |  |  |  | 9 | [12 empty] | No | Connected | 9 | 9 | 9.4737 | - | - | 1999-09-30 | - | - | - | - | - | - | - | [6 empty] | 2021-07-14
1900060866082 |  | VIRIDOR WASTE MANAGEMENT LIMITED | NFPA | SHELFORD LANDFILL 8147 | BROAD OAK ROAD | CANTERBURY | KENT | CT2 0PR | England | 616525 | 160083 | CANTERBURY NORTH | CANTERBURY SOUTH GRID | GRID | 33 | South Eastern Power Networks plc | Biofuel landfill gas | Gas turbine (OCGT) |  |  |  | 7 | [12 empty] | No | Connected | 7 | 7 | 7.3684 | - | - | 1997-09-01 | - | - | - | - | - | - | - | [6 empty] | 2021-01-15
1900061301215 |  | VIRIDOR WASTE MANAGEMENT LIMITED | VIRIDOR WASTE MANAGEMENT, BEDDINGTON FARM LANDFILL SITE | BEDDINGTON FARM LANDFILL SITE |  | SUTTON |  | CR0 4XB | England | 530258 | 166416 | BEDDINGTON | BEDDINGTON 132/11KV | BEDDINGTON 132/11KV | 11 | South Eastern Power Networks plc | Biofuel landfill gas | Gas turbine (OCGT) |  |  |  | 7 | [12 empty] | No | Connected | 7 | 7 | 7.3684 | - | - | 2006-11-01 | - | - | - | - | - | - | - | [6 empty] | 2021-01-15
1900060858356 |  | DISCOVERY PARK LTD | ALKANE SITE 008062 | RAMSGATE ROAD |  | SANDWICH | KENT | CT13 9ND | England | 633425 | 159472 | CANTERBURY NORTH | RICHBOROUGH GRID | GRID | 33 | South Eastern Power Networks plc | Fossil Gas | Steam-gas turbine (CCGT) |  |  |  | 1 | [12 empty] | No | Connected | 1 | 1 | 1.0526 | - | - | 1992-09-01 | - | - | - | - | - | - | - | [6 empty] | 2021-07-14
1900060512032 |  | INFINIS | NFPA 9988, STANGATE QUARRY LANDFILL SITE | QUARRY HILL ROAD | BOROUGH GREEN | SEVENOAKS | KENT | TN15 8RA | England | 560405 | 156348 | NORTHFLEET | GSP | GSP | 132 | South Eastern Power Networks plc | Biofuel landfill gas | Gas turbine (OCGT) |  |  |  | 6 | [12 empty] | No | Connected | 6 | 6 | 6.3158 | - | - | 1998-06-01 | - | - | - | - | - | - | - | [6 empty] | 2020-11-13
1900060436844 |  | GLAXO SMITHKLINE SERVICES LIMITED | GLAXOSMITHKLINE | CLARENDON ROAD |  | WORTHING | WEST SUSSEX | BN14 8HQ | England | 515643 | 104538 | BOLNEY | WORTHING GRID | WORTHING TOWN 33/11KV | 11 | South Eastern Power Networks plc | Fossil Gas | Engine (combustion / reciprocating) |  |  |  | 5 | [12 empty] | No | Connected | 5 | 5 | 5.2632 | - | - | 1994-03-01 | - | - | - | - | - | - | - | [6 empty] | 2021-07-14
1900060554947 |  | SMURFIT TOWNSEND HOOK | SMURFIT KAPPA TOWNSEND HOOK 9933 | MILL STREET |  | SNODLAND | KENT | ME6 5AX | England | 570768 | 161692 | KINGSNORTH | MEDWAY GRID | GRID | 132 | South Eastern Power Networks plc | Fossil Gas | Steam-gas turbine (CCGT) |  |  |  | 40 | [12 empty] | No | Connected | 40 | 40 | 42.1053 | - | - | 1997-07-01 | - | - | - | - | - | - | - | [6 empty] | 2021-01-15
1900060781084 |  | CUMMINS POWER GENERATION LIMITED | CUMMINS ENGINE CO | MANSTON BUSINESS PARK |  | MANSTON | KENT | CT12 5BF | England | 631393 | 166793 | CANTERBURY NORTH | THANET GRID | THANET 33/11KV | 11 | South Eastern Power Networks plc | Fossil oil | Engine (combustion / reciprocating) |  |  |  | 4 | [12 empty] | No | Connected | 4 | 4 | 4.2105 | - | - | 1997-04-01 | - | - | - | - | - | - | - | [6 empty] | 2021-07-14
1900091199528 |  | Xero Energy Ltd | KENTISH FLATS PHASE 2 |  |  | HERNE BAY | KENT | CT6 7NU | England | 615618 | 166189 | CANTERBURY NORTH | HERNE BAY GRID | GRID | 33 | South Eastern Power Networks plc | Wind | Offshore wind turbines |  |  |  | 49.5 | [12 empty] | No | Connected | 49.5 | 49.5 | 52.1053 | - | - | 2015-08-21 | - | - | - | - | - | - | - | [6 empty] | 2020-11-13
1900091364893 |  | WROTHAM HEATH | WROTHAM SOLAR FARM | FORD LANE | WROTHAM HEATH | SEVENOAKS | KENT | TN15 7SE | England | 563535 | 158684 | KINGSNORTH | MEDWAY GRID | WROTHAM HEATH 33/11KV | 11 | South Eastern Power Networks plc | Solar | Photovoltaic |  |  |  | 5 | [12 empty] | No | Connected | 5 | 5 | 5.2632 | - | - | 2016-10-07 | - | - | - | - | - | - | - | [6 empty] | 2021-01-15
1900060983145 |  | COFELY Limited | STATION ROAD |  | CHARTHAM | CANTERBURY | KENT | CT4 7JA | England | 610794 | 154986 | CANTERBURY NORTH | CANTERBURY SOUTH GRID | CHARTHAM 33/11KV | 11 | South Eastern Power Networks plc | Fossil Gas | Steam-gas turbine (CCGT) |  |  |  | 5.3 | [12 empty] | No | Connected | 5.3 | 5.3 | 5.5789 | - | - | 2013-11-05 | - | - | - | - | - | - | - | [6 empty] | 2021-07-14
1900060837435 |  | BIFFA WASTE SERVICES LIMITED | BIFFA LANDFILL SITE | CORMONGERS LANE |  | NUTFIELD | SURREY | RH1 4ER | England | 529688 | 151200 | BOLNEY | LEIGH GRID | REIGATE A 33/11KV | 11 | South Eastern Power Networks plc | Biofuel landfill gas | Gas turbine (OCGT) |  |  |  | 1.9 | [12 empty] | No | Connected | 1.9 | 1.9 | 2 | - | - | 1998-04-23 | - | - | - | - | - | - | - | [6 empty] | 2021-01-15
1900028429543 |  | VIRIDIS ENERGY (NORGEN) LIMITED | PATTESON COURT LANDFILL | CORMONGERS LANE |  | NUTFIELD | SURREY | RH1 4ER | England | 529688 | 151200 | BOLNEY | LEIGH GRID | NUTFIELD 33/11KV | 11 | South Eastern Power Networks plc | Fossil gas | Gas turbine (OCGT) |  |  |  | 3.9 | [12 empty] | No | Connected | 3.9 | 3.9 | 4.1053 | - | - | 2000-03-29 | - | - | - | - | - | - | - | [6 empty] | 2021-01-15
1900060404132 |  | VIRIDOR WASTE DISPOSAL LTD | BIOGAS STONE SUB FEDEER B | COTTON LANE |  | DARTFORD | KENT | DA9 9BB | England | 556373 | 174886 | NORTHFLEET | NORTHFLEET EAST GRID | STONE MARSHES 33/11KV | 11 | South Eastern Power Networks plc | Biofuel landfill gas | Gas turbine (OCGT) |  |  |  | 1.2 | [12 empty] | No | Connected | 1.2 | 1.2 | 1.2632 | - | - | 1997-11-21 | - | - | - | - | - | - | - | [6 empty] | 2021-01-15
1900060366513 |  | SOUTHERN WATER SERVICES LIMITED | BURHAM TREATMENT | OLD CHURCH ROAD | BURHAM | ROCHESTER | KENT | ME1 3XY | England | 571702 | 161957 | KINGSNORTH | FISHERSGATE GRID | MEDWAY LOCAL 33/11KV | 11 | South Eastern Power Networks plc | Fossil Gas | Gas turbine (OCGT) |  |  |  | 1.7 | [12 empty] | No | Connected | 1.7 | 1.7 | 1.7895 | - | - | 1998-07-20 | - | - | - | - | - | - | - | [6 empty] | 2020-11-13
1900005424910 |  | SOUTHERN WATER SERVICES LIMITED | RAMSGATE HARBOUR |  |  | RAMSGATE | KENT | CT11 9LG | England | 638097 | 164490 | CANTERBURY NORTH | THANET GRID | THANET 33/11KV | 11 | South Eastern Power Networks plc | Fossil Gas | Gas turbine (OCGT) |  |  |  | 1 | [12 empty] | No | Connected | 1 | 1 | 1.0526 | - | - | 1997-04-01 | - | - | - | - | - | - | - | [6 empty] | 2021-01-15
1900090934655 |  | GASREC LTD | ALBURY GAS STATION | SANDS QUARRY | SHERE ROAD | GUILDFORD | SURREY | GU5 9BW | England | 506019 | 148473 | WEST WEYBRIDGE | GUILDFORD GRID | SHALFORD 33/11KV | 11 | South Eastern Power Networks plc | Biofuel landfill gas | Gas turbine (OCGT) |  |  |  | 1.46 | [12 empty] | No | Connected | 1.46 | 1.46 | 1.5368 | - | - | 1997-04-01 | - | - | - | - | - | - | - | [6 empty] | 2020-11-13
1900060576602 |  | THAMES WATER UTILITIES LIMITED | SHALFORD WATER TREATMENT WORKS | SHALFORD |  | GUILDFORD | SURREY | GU4 8BW | England | 499820 | 147803 | WEST WEYBRIDGE | GUILDFORD GRID | SHALFORD 33/11KV | 11 | South Eastern Power Networks plc | Fossil oil | Engine (combustion / reciprocating) |  |  |  | 1.5 | [12 empty] | No | Connected | 1.5 | 1.5 | 1.5789 | - | - | 1999-03-03 | - | - | - | - | - | - | - | [6 empty] | 2021-07-14
1900070699871 |  | KINGSTON HOSPITAL NHS TRUST | KINGSTON HOSPITAL | GALSWORTH ROAD |  | KINGSTON | SURREY | KT2 7QB | England | 519542 | 169820 | CHESSINGTON | KINGSTON GRID | KINGSTON 33/11KV | 11 | South Eastern Power Networks plc | Fossil oil | Engine (combustion / reciprocating) |  |  |  | 1 | [12 empty] | No | Connected | 1 | 1 | 1.0526 | - | - | 2007-11-18 | - | - | - | - | - | - | - | [6 empty] | 2021-07-14
1900070539547 |  | SOUTHERN WATER SERVICES LIMITED | FORNESS POINT PUMPING STATION | PAULS RD |  | CLIFTONVILLE | KENT | CT9 3EL | England | 636303 | 170994 | CANTERBURY NORTH | THANET GRID | ST PETERS 33/11KV | 11 | South Eastern Power Networks plc | Fossil oil | Engine (combustion / reciprocating) |  |  |  | 1.8 | [12 empty] | No | Connected | 1.8 | 1.8 | 1.8947 | - | - | 2007-11-01 | - | - | - | - | - | - | - | [6 empty] | 2021-07-14
1900090084028 |  | SOUTHERN WATER SERVICES | BYBROOK SEWAGE WORKS PHS 2 | CANTERBURY RD |  | BYBROOK | KENT | TN24 9QB | England | 601572 | 143847 | SELLINDGE | SELLINDGE LOCAL | ASHFORD EAST 33/11KV | 11 | South Eastern Power Networks plc | Biofuel sewage gas | Steam-gas turbine (CCGT) |  |  |  | 1.15 | [12 empty] | No | Connected | 1.15 | 1.15 | 1.2105 | - | - | 2010-01-01 | - | - | - | - | - | - | - | [6 empty] | 2021-07-14
1900090934948 |  | Interserve Construction Ltd | WALTON WATER TREATMENT WORKS | WALTON LANE |  | WALTON-ON-THAMES | SURREY | KT12 1QP | England | 508652 | 166237 | WEST WEYBRIDGE | WEST WEYBRIDGE GRID | WALTON 33/11KV | 11 | South Eastern Power Networks plc | Solar | Photovoltaic |  |  |  | 1.2 | [12 empty] | No | Connected | 1.2 | 1.2 | 1.2632 | - | - | 2013-03-27 | - | - | - | - | - | - | - | [6 empty] | 2021-07-14
1900090990710 |  | THAMES WATER UTILITIES LIMITED | LONGREACH | MARSH STREET |  | DARTFORD | KENT | DA1 5PP | England | 555395 | 176707 | LITTLEBROOK | LITTLEBROOK SUPERGRID | LITTLEBROOK PARK 11KV | 11 | South Eastern Power Networks plc | Biofuel sewage gas | Steam-gas turbine (CCGT) |  |  |  | 2 | [12 empty] | No | Connected | 2 | 2 | 2.1053 | - | - | 2013-03-15 | - | - | - | - | - | - | - | [6 empty] | 2021-07-14
1900061150752 |  | UK WASTE MANAGEMENT LIMITED | LANDFILL GENERATION PHS2 | LANGHURSTWOOD RD |  | HORSHAM | WEST SUSSEX | RH12 4QD | England | 517745 | 134707 | BOLNEY | HORSHAM GRID 132/11KV | HORSHAM GRID 11KV | 11 | South Eastern Power Networks plc | Biofuel landfill gas | Gas turbine (OCGT) |  |  |  | 2 | [12 empty] | No | Connected | 2 | 2 | 2.1053 | - | - | 2002-10-08 | - | - | - | - | - | - | - | [6 empty] | 2021-01-15
1900060749851 |  | NON-FOSSIL PURCHASING AGENCY LIMITED | LANDFILL GENERATION PHS1 | LANGHURSTWOOD RD |  | HORSHAM | WEST SUSSEX | RH12 4QD | England | 517745 | 134707 | BOLNEY | HORSHAM GRID 132/11KV | HORSHAM GRID 11KV | 11 | South Eastern Power Networks plc | Biofuel landfill gas | Gas turbine (OCGT) |  |  |  | 3 | [12 empty] | No | Connected | 3 | 3 | 3.1579 | - | - | 2000-10-06 | - | - | - | - | - | - | - | [6 empty] | 2021-01-15
1900060483490 |  | NFPA | WINDMILL QUARRY 522992 | HOLLOW LANE |  | WASHINGTON | WEST SUSSEX | RH20 3BQ | England | 511997 | 114245 | BOLNEY | STEYNING GRID | ASHINGTON 33/11KV | 11 | South Eastern Power Networks plc | Biofuel landfill gas | Gas turbine (OCGT) |  |  |  | 4.5 | [12 empty] | No | Connected | 4.5 | 4.5 | 4.7368 | - | - | 1997-04-01 | - | - | - | - | - | - | - | [6 empty] | 2021-01-15
1900070732943 |  | BIFFA WASTE SERVICES | REDHILL LANDFILL SITE 3 | CORMONGERS LANE |  | REDHILL | SURREY | RH1 4ER | England | 529688 | 151200 | BOLNEY | LEIGH GRID | NUTFIELD 33/11KV | 11 | South Eastern Power Networks plc | Biofuel landfill gas | Gas turbine (OCGT) |  |  |  | 3.156 | [12 empty] | No | Connected | 3.156 | 3.156 | 3.3221 | - | - | 2006-12-11 | - | - | - | - | - | - | - | [6 empty] | 2021-01-15
1900060436923 |  | VIRIDOR WASTE MANAGEMENT LIMITED | GENERATION SITE LANDFILL SITE 474789 |  |  | BEDDINGHAM | EAST SUSSEX | BN8 6JX | England | 544552 | 107188 | BOLNEY - NINFIELD | LEWES GRID | LEWES CENTRAL 33/11KV | 11 | South Eastern Power Networks plc | Biofuel landfill gas | Gas turbine (OCGT) |  |  |  | 3.2 | [12 empty] | No | Connected | 3.2 | 3.2 | 3.3684 | - | - | 1998-03-16 | - | - | - | - | - | - | - | [6 empty] | 2021-01-15
1900060366930 |  | SOUTHERN WATER SERVICES LIMITED | QUEENBOROUGH SEWAGE WORKS |  |  | QUEENBOROUGH | KENT | ME11 5LX | England | 590875 | 170463 | KEMSLEY | SHEERNESS GRID | QUEENBOROUGH 33KV | 6.6 | South Eastern Power Networks plc | Fossil oil | Engine (combustion / reciprocating) |  |  |  | 1 | [12 empty] | No | Connected | 1 | 1 | 1.0526 | - | - | 1997-04-01 | - | - | - | - | - | - | - | [6 empty] | 2021-07-14
1900090107057 |  | Viridor Waste Management Ltd | HORTON POWER PLANT | HORTON LANDFILL SITE 2 | HENFIELD RD | SMALL DOLE | WEST SUSSEX |  | England | 520581 | 112350 | BOLNEY | STEYNING GRID | STEYNING 33/11KV | 11 | South Eastern Power Networks plc | Biofuel landfill gas | Gas turbine (OCGT) |  |  |  | 1.5 | [12 empty] | No | Connected | 1.5 | 1.5 | 1.5789 | - | - | 2007-08-29 | - | - | - | - | - | - | - | [6 empty] | 2020-11-13
1900060216525 |  | SOUTHERN WATER SERVICES LIMITED | HARDHAM PS | LONDON RD |  | HARDHAM | WEST SUSSEX | RH20 1LA | England | 503324 | 117600 | BOLNEY | BOLNEY GRID | PULBOROUGH 33/11KV | 11 | South Eastern Power Networks plc | Fossil oil | Engine (combustion / reciprocating) |  |  |  | 2.2 | [12 empty] | No | Connected | 2.2 | 2.2 | 2.3158 | - | - | 1998-07-20 | - | - | - | - | - | - | - | [6 empty] | 2021-07-14
1900090007803 |  | ENVIROPOWER | SUSSEX WASTE TO ENERGY | CHARTWELL ROAD |  | WORTHING | WEST SUSSEX | BN15 8TU | England | 517463 | 103956 | BOLNEY | WORTHING GRID | WORTHING TOWN 33/11KV | 11 | South Eastern Power Networks plc | Fossil gas | Gas turbine (OCGT) |  |  |  | 5.4 | [12 empty] | No | Connected | 5.4 | 5.4 | 5.6842 | - | - | 2008-07-04 | - | - | - | - | - | - | - | [6 empty] | 2020-11-13
1900070477564 |  | SITA UK | CLOCK HOUSE WORKS | HORSHAM RD | CAPEL | DORKING | SURREY | RH5 5JL | England | 517544 | 138632 | BOLNEY | LEIGH GRID | CAPEL 33/11KV | 11 | South Eastern Power Networks plc | Fossil Gas | Steam-gas turbine (CCGT) |  |  |  | 1.1 | [12 empty] | No | Connected | 1.1 | 1.1 | 1.1579 | - | - | 2005-10-30 | - | - | - | - | - | - | - | [6 empty] | 2021-07-14
1900060681663 |  | CEMG EXPORT PORTFOLIO | PEBSHAM LANDFILL SITE | FRESHFIELDS | BEXHILL RD | PEBSHAM | EAST SUSSEX | TN38 8AY | England | 576990 | 108630 | NINFIELD | NINFIELD GRID | BEXHILL TOWN 33/11KV | 11 | South Eastern Power Networks plc | Biofuel landfill gas | Gas turbine (OCGT) |  |  |  | 1 | [12 empty] | No | Connected | 1 | 1 | 1.0526 | - | - | 1998-04-01 | - | - | - | - | - | - | - | [6 empty] | 2021-01-15
1900060437332 |  | VIRIDOR WASTE MANAGEMENT LIMITED | BEDDINGHAM LANDFILL SITE 474789 |  |  | BEDDINGHAM | EAST SUSSEX | BN8 6JX | England | 544552 | 107188 | BOLNEY - NINFIELD | LEWES GRID | LEWES CENTRAL 33/11KV | 11 | South Eastern Power Networks plc | Biofuel landfill gas | Gas turbine (OCGT) |  |  |  | 2 | [12 empty] | No | Connected | 2 | 2 | 2.1053 | - | - | 1999-04-21 | - | - | - | - | - | - | - | [6 empty] | 2021-01-15
1900070144523 |  | STONE PIT | COTTON LANE GENERATION S/S PHS 1, BIOGAS PLANT 324183 |  |  | DARTFORD | KENT | DA9 9BB | England | 556373 | 174886 | NORTHFLEET | NORTHFLEET EAST GRID | CROSSWAYS | 11 | South Eastern Power Networks plc | Biofuel landfill gas | Gas turbine (OCGT) |  |  |  | 1 | [12 empty] | No | Connected | 1 | 1 | 1.0526 | - | - | 2004-12-18 | - | - | - | - | - | - | - | [6 empty] | 2021-01-15
1900090230503 |  | SOUTHERN WATER SERVICES LIMITED | NORTHFLEET WTW 324327 | SPRINGHEAD RD |  | NORTHFLEET | KENT | DA11 8HS | England | 562264 | 172945 | NORTHFLEET | NORTHFLEET EAST GRID | EBBSFLEET 33/11KV | 11 | South Eastern Power Networks plc | Fossil oil | Engine (combustion / reciprocating) |  |  |  | 1.25 | [12 empty] | No | Connected | 1.25 | 1.25 | 1.3158 | - | - | 2009-01-16 | - | - | - | - | - | - | - | [6 empty] | 2021-07-14
1900090818026 |  | BLAISE FARM QUARRY | BLAISE FARM QUARRY | KING HILL |  | WEST MALLING | KENT | ME19 4PN | England | 566480 | 156158 | NORTHFLEET | PEMBURY GRID | MEREWORTH 33KV | 11 | South Eastern Power Networks plc | Biofuel landfill gas | Engine (combustion / reciprocating) |  |  |  | 2 | [12 empty] | No | Connected | 2 | 2 | 2.1053 | - | - | 2014-05-01 | - | - | - | - | - | - | - | [6 empty] | 2021-07-14
1900090919772 |  | Standford Hill Wind Farm | HMP STANFORD HILL | BRABAZON RD |  | EASTCHURCH | KENT | ME12 4AA | England | 598432 | 170070 | KEMSLEY | T1 - SITTINGBOURNE GRID; T2 - SHEERNESS GRID | EASTCHURCH PRISON 33/6.6KV | 6.6 | South Eastern Power Networks plc | Wind | Onshore wind turbines |  |  |  | 4.6 | [12 empty] | No | Connected | 4.6 | 4.6 | 4.8421 | - | - | 2012-12-24 | - | - | - | - | - | - | - | [6 empty] | 2021-02-12
1900090730212 |  | SUN SAVE LTD | EBBSFLEET SOLAR FARM A (343672) |  |  | RAMSGATE | KENT | CT12 5DL | England | 633354 | 163118 | CANTERBURY NORTH | RICHBOROUGH GRID | MANSTON 33/11KV | 11 | South Eastern Power Networks plc | solar | Photovoltaic |  |  |  | 4 | [12 empty] | No | Connected | 4 | 4 | 4.2105 | - | - | 2011-06-28 | - | - | - | - | - | - | - | [6 empty] | 2020-11-13
1900091173770 |  | UK Power Reserve Ltd | SEVINGTON GENERATION | THE LONG BARROW | ORBITAL PARK | ASHFORD | KENT | TN24 0GP | England | 602352 | 140548 | NINFIELD - SELLINDGE | ASHFORD GRID | SEVINGTON 33/11KV | 11 | South Eastern Power Networks plc | Fossil gas | Gas turbine (OCGT) |  |  |  | 10 | [12 empty] | No | Connected | 10 | 10 | 10.5263 | - | - | 2002-06-06 | - | - | - | - | - | - | - | [6 empty] | 2020-11-13
1900091370744 |  | SUNSAVE 45 (GODDARDS GREEN) LIMITED | LAKES VIEW PV | CUCKFIELD ROAD | ANSTY | HAYWARDS HEATH | WEST SUSSEX | RH17 5AL | England | 528711 | 121369 | BOLNEY | GODDARDS GREEN GRID | GODDARDS GREEN 33/11KV | 11 | South Eastern Power Networks plc | solar | Photovoltaic |  |  |  | 4 | [12 empty] | No | Connected | 4 | 4 | 4.2105 | - | - | 2016-03-31 | - | - | - | - | - | - | - | [6 empty] | 2020-11-13
1900090585005 |  | Veolia | NEWHAVEN ERF 8150 | NEWHAVEN GRID |  | BRIGHTON | EAST SUSSEX | BN9 0AB | England | 544709 | 101870 | NINFIELD | NEWHAVEN GRID | GRID | 33 | South Eastern Power Networks plc | Waste | Steam-gas turbine (CCGT) |  |  |  | 21 | [12 empty] | No | Connected | 21 | 21 | 22.1053 | - | - | 2011-03-27 | - | - | - | - | - | - | - | [6 empty] | 2021-06-14
1900060576611 |  | Thames Water | HAMPTON WTW | LOWER SUNBURY RD |  | HAMPTON | SURREY | TW12 2ES | England | 513333 | 169255 | LALEHAM | TWICKENHAM GRID | GRID | 33 | South Eastern Power Networks plc | Fossil oil | Engine (combustion / reciprocating) |  |  |  | 6.9 | [12 empty] | No | Connected | 6.9 | 6.9 | 7.2632 | - | - | 2012-07-01 | - | - | - | - | - | - | - | [6 empty] | 2021-03-12
1900091121284 |  | Solarcentury | SOUTH LEES FARM, | LOWER ROAD | ISLE OF SHEPPEY | SHEERNESS | KENT | ME12 3SW | England | 595231 | 170957 | KEMSLEY | SHEERNESS GRID | GRID | 33 | South Eastern Power Networks plc | solar | Photovoltaic |  |  |  | 4.2 | [12 empty] | No | Connected | 4.2 | 4.2 | 4.4211 | - | - | 2014-06-21 | - | - | - | - | - | - | - | [6 empty] | 2021-03-12
1900060667534 |  | Biffa Waste Services Ltd | SHAKESPEARE FARM | RATCLIFFE HIGHWAY |  | ST. MARY HOO | KENT | ME3 8RS | England | 581643 | 177119 | NORTHFLEET | NORTHFLEET EAST GRID | GRAIN 33/11KV S/S | 11 | South Eastern Power Networks plc | Biofuel landfill gas | Gas turbine (OCGT) |  |  |  | 1.3 | [12 empty] | No | Connected | 1.3 | 1.3 | 1.3684 | - | - | 2004-03-04 | - | - | - | - | - | - | - | [6 empty] | 2020-11-13
1900091216972 |  | KS SPV28 Ltd | APPLEDORE ROAD | KENARDINGTON |  | ASHFORD | KENT | TN26 2LZ | England | 597221 | 132751 | NINFIELD - SELLINDGE | RUCKINGE GRID | GRID | 33 | South Eastern Power Networks plc | solar | Photovoltaic |  |  |  | 5.1 | [12 empty] | No | Connected | 5.1 | 5.1 | 5.3684 | - | - | 2015-03-31 | - | - | - | - | - | - | - | [6 empty] | 2020-11-13
1900091396334 |  | ABBEY FIELDS SOLAR LIMITED | ABBEY FIELDS 400175 |  |  | FAVERSHAM | KENT | ME13 8HX | England | 602675 | 162026 | KEMSLEY | SITTINGBOURNE GRID | FAVERSHAM 33/11KV | 11 | South Eastern Power Networks plc | solar | Photovoltaic |  |  |  | 5 | [12 empty] | No | Connected | 5 | 5 | 5.2632 | - | - | 2016-03-30 | - | - | - | - | - | - | - | [6 empty] | 2021-02-12
1900091371358 |  | Southern Solar Ltd | CHIDDINGLYE SOLAR FARM |  |  | WEST HOATHLY | WEST SUSSEX | RH19 4QS | England | 535239 | 132956 | BOLNEY | THREE BRIDGES LOCAL | WEST HOATHLY 33/11KV | 11 | South Eastern Power Networks plc | solar | Photovoltaic |  |  |  | 4 | [12 empty] | No | Connected | 4 | 4 | 4.2105 | - | - | 2016-03-24 | - | - | - | - | - | - | - | [6 empty] | 2020-11-13
1900091332660 |  | Renewable Southeast Ltd | FISHERGATE TERMINAL | BASIN RD SOUTH | PORTSLADE | BRIGHTON | EAST SUSSEX | BN41 1WF | England | 526060 | 104658 | BOLNEY | FISHERSGATE GRID | PORTSLADE 33/11KV | 11 | South Eastern Power Networks plc | solar | Photovoltaic |  |  |  | 1.32 | [12 empty] | No | Connected | 1.32 | 1.32 | 1.3895 | - | - | 2015-10-13 | - | - | - | - | - | - | - | [6 empty] | 2020-11-13
1900060442165 |  | INFINIS LIMITED | GREENWAYS | TESTON ROAD | OFFHAM | WEST MALLING | KENT | ME19 5PF | England | 565038 | 157579 | KINGSNORTH | MEDWAY GRID | WROTHAM HEATH 33/11KV | 11 | South Eastern Power Networks plc | Biofuel landfill gas | Gas turbine (OCGT) |  |  |  | 1.2 | [12 empty] | No | Connected | 1.2 | 1.2 | 1.2632 | - | - | 1997-11-21 | - | - | - | - | - | - | - | [6 empty] | 2020-11-13
1900090188516 |  | Blossence Aylesford Limited | SCA PACKAGING EAST MILL 394942 | NEW HYTHE |  | LARKFIELD | KENT | ME20 7PA | England | 570321 | 158394 | KINGSNORTH | MEDWAY GRID | TOWNSEND HOOK 33/6.6KV | 6.6 | South Eastern Power Networks plc | solar | Photovoltaic |  |  |  | 4.5 | [12 empty] | No | Connected | 4.5 | 4.5 | 4.7368 | - | - | 2011-07-29 | - | - | - | - | - | - | - | [6 empty] | 2020-11-13
1900090724005 |  | Sutton and East Surrey Water plc | CHEAM WTW 213936 | SHEARWATER ROAD |  | CHEAM | SURREY | SM1 2EW | England | 524696 | 164129 | BEDDINGTON | SUTTON GRID | SUTTON B 33/11KV | 11 | South Eastern Power Networks plc | Fossil oil | Engine (combustion / reciprocating) |  |  |  | 4.424 | [12 empty] | No | Connected | 4.424 | 4.424 | 4.6568 | - | - | 2011-03-22 | - | - | - | - | - | - | - | [6 empty] | 2021-07-14
Data not available |  | Gold Consult Limited | WILLIAM HARVEY HOSP | KENNINGTON RD |  | ASHFORD | KENT | TN24 0LZ | England | 603967 | 142029 | NINFIELD - SELLINDGE | ASHFORD GRID | SEVINGTON 33/11KV | 11 | South Eastern Power Networks plc | Fossil oil | Engine (combustion / reciprocating) |  |  |  | 3.6 | [12 empty] | No | Connected | 3.6 | 3.6 | 3.7895 | - | - | 2014-07-19 | - | - | - | - | - | - | - | [6 empty] | 2021-07-14
1900090580239 |  | Cory Environmental | GREATNESS QUARRY LANDFILL 451338 | BAT AND BALL RD |  | SEVENOAKS | KENT | TN14 5BP | England | 553435 | 157633 | NORTHFLEET | CHELSFIELD GRID | NORTH SEVENOAKS 33/11KV | 11 | South Eastern Power Networks plc | Biofuel landfill gas | Gas turbine (OCGT) |  |  |  | 2.2 | [12 empty] | No | Connected | 2.2 | 2.2 | 2.3158 | - | - | 2011-01-26 | - | - | - | - | - | - | - | [6 empty] | 2020-11-13
1900091003048 |  | Osborne Construction | ROYAL MARSDEN HOSPITAL | 15 COTSWORLD RD |  | SUTTON | SURREY | SM2 5NG | England | 525835 | 162331 | BEDDINGTON | SUTTON GRID | NORK 33/11KV | 11 | South Eastern Power Networks plc | Fossil oil | Engine (combustion / reciprocating) |  |  |  | 2 | [12 empty] | No | Connected | 2 | 2 | 2.1053 | - | - | 2012-06-28 | - | - | - | - | - | - | - | [6 empty] | 2021-07-14
Data not available |  | SSE Contracting | ROYAL SURREY COUNTY HOSP 174323 | EGERTON RD |  | GUILDFORD | SURREY |  | England | 497314 | 150123 | WEST WEYBRIDGE | GUILDFORD GRID | GUILDFORD B 33/11KV | 11 | South Eastern Power Networks plc | Fossil oil | Engine (combustion / reciprocating) |  |  |  | 1.7 | [12 empty] | No | Connected | 1.7 | 1.7 | 1.7895 | - | - | 2011-07-09 | - | - | - | - | - | - | - | [6 empty] | 2021-07-14
1900015426640 |  | Southern Water Services Ltd | KINGSHALL SEWAGE WORKS S/S 343185 | EASTCLIFFE PARADE |  | HERNE BAY | KENT | CT6 5HU | England | 618500 | 168422 | CANTERBURY NORTH | HERNE BAY GRID | HERNE BAY 33/11KV | 11 | South Eastern Power Networks plc | Fossil oil | Engine (combustion / reciprocating) |  |  |  | 1.2 | [12 empty] | No | Connected | 1.2 | 1.2 | 1.2632 | - | - | 2012-04-13 | - | - | - | - | - | - | - | [6 empty] | 2021-07-14
1900090761363 |  | Rutland Group Ltd | DUNSFOLD PARK AERODROME 173617 | STOVOLDS HILL |  | CRANLEIGH | SURREY | GU6 8TB | England | 502789 | 136638 | BOLNEY | LEIGH GRID | CRANLEIGH 33/11KV | 11 | South Eastern Power Networks plc | solar | Photovoltaic |  |  |  | 1.2 | [12 empty] | No | Connected | 1.2 | 1.2 | 1.2632 | - | - | 2011-09-11 | - | - | - | - | - | - | - | [6 empty] | 2020-11-13
1900091399177 |  | SPEAR HILL SOLAR FARM | SPEAR HILL FARM | OXCOPSE HILL | ASHINGTON | PULBOROUGH | WEST SUSSEX | RH20 3BA | England | 513383 | 117347 | BOLNEY | STEYNING GRID | ASHINGTON 33/11KV | 11 | South Eastern Power Networks plc | solar | Photovoltaic |  |  |  | 4.14 | [12 empty] | No | Connected | 4.14 | 4.14 | 4.3579 | - | - | 2016-03-29 | - | - | - | - | - | - | - | [6 empty] | 2021-02-12
1900060436880 |  | RWE Cogen UK Limited | AYLESFORD NEWSPRINT LTD (BURHAM) 9265 | NEW HYTHE LANE | AYLESFORD | MAIDSTONE | KENT | ME20 7PB | England | 571272 | 160039 | NORTHFLEET | BURHAM GRID | GRID | 33 | South Eastern Power Networks plc | Fossil Gas | Steam-gas turbine (CCGT) |  |  |  | 50 | [12 empty] | No | Connected | 50 | 50 | 52.6316 | - | - | 2012-11-01 | - | - | - | - | - | - | - | [6 empty] | 2020-11-13
1900091325245 |  | MAJORS HILL SOLAR LIMITED | MAJORS HILL SOLAR FARM 511952 | MAJORS HILL |  | CRAWLEY | WEST SUSSEX | RH10 4PE | England | 532151 | 136217 | BOLNEY | THREE BRIDGES LOCAL | CRAWLEY TOWN 33/11KV | 11 | South Eastern Power Networks plc | solar | Photovoltaic |  |  |  | 1 | [12 empty] | No | Connected | 1 | 1 | 1.0526 | - | - | 2016-02-15 | - | - | - | - | - | - | - | [6 empty] | 2021-02-12
1900091420137 |  | SECOND GENERATION SHEPHAM LIMITED | SHEPHAM WIND FARM 8668 | HAILSHAM ROAD | STONE CROSS | PEVENSEY | EAST SUSSEX | BN24 5BT | England | 560076 | 105171 | NINFIELD | POLEGATE GRID | GRID | 33 | South Eastern Power Networks plc | Wind | Onshore wind turbines |  |  |  | 7.5 | [12 empty] | No | Connected | 7.5 | 7.5 | 7.5 | - | - | 2016-10-31 | - | - | - | - | - | - | - | [6 empty] | 2020-11-13
1900091577219 |  | ASHFORD POWER LIMITED | KINGSNORTH WORKS 324531 | KINGSNORTH INDUSTRIAL ESTATE | HOO | ROCHESTER | KENT | ME3 9NZ | England | 580779 | 172971 | KINGSNORTH | KINGSNORTH GRID 132/11KV | KINGSNORTH GRID 11KV | 11 | South Eastern Power Networks plc | Fossil gas | Gas turbine (OCGT) |  |  |  | 21 | [12 empty] | No | Connected | 21 | 21 | 21 | - | - | 2017-09-21 | - | - | - | - | - | - | - | [6 empty] | 2021-02-12
1900091085110 |  | OPDE UK Ltd | TIPTREE SOLAR PARK | SCHOOL LANE |  | SITTINGBOURNE | KENT | ME9 8QE | England | 588073 | 167226 | KEMSLEY | SITTINGBOURNE GRID | GRID | 33 | South Eastern Power Networks plc | solar | Photovoltaic |  |  |  | 9 | [12 empty] | No | Connected | 9 | 9 | 9 | - | - | 2016-01-14 | - | - | - | - | - | - | - | [6 empty] | 2021-03-12
1900091354200 |  | Thames Water | THAMES WATER LITTLETON [121992] |  |  | STAINES-UPON-THAMES | SURREY | TW18 1RU | England | 505998 | 169590 | WEST WEYBRIDGE | WEST WEYBRIDGE GRID | CHERTSEY 33/11KV | 11 | South Eastern Power Networks plc | solar | Photovoltaic |  |  |  | 1.5 | [12 empty] | No | Connected | 1.5 | 1.5 | 1.5 | - | - | 2016-03-24 | - | - | - | - | - | - | - | [6 empty] | 2020-11-13
1900091380291 |  | Sutton and East Surrey Water plc | ELMER WTW 174946 | HAWKS HILL |  | LEATHERHEAD | SURREY | KT22 9DA | England | 515960 | 155702 | WEST WEYBRIDGE | LEATHERHEAD GRID | LEATHERHEAD TOWN 33/11KV | 11 | South Eastern Power Networks plc | Solar | Photovoltaic |  |  |  | 3.4 | [12 empty] | No | Connected | 3.4 | 3.4 | 3.4 | - | - | 2016-03-31 | - | - | - | - | - | - | - | [6 empty] | 2020-11-13
1900091380431 |  | Sutton and East Surrey Water plc | KENLEY WTW 21249 | GODSTONE ROAD |  | KENLEY | SURREY | CR8 5AE | England | 532859 | 159891 | BEDDINGTON | PURLEY GRID | PURLEY 11KV | 11 | South Eastern Power Networks plc | Biofuel sewage gas | Steam-gas turbine (CCGT) |  |  |  | 1.015 | [12 empty] | No | Connected | 1.015 | 1.015 | 1.015 | - | - | 2016-04-13 | - | - | - | - | - | - | - | [6 empty] | 2021-07-14
1900090713848 |  | Biffa Waste Services Ltd | PEBSHAM LANDFILL SITE | FRESHFIELDS | BEXHILL RD | PEBSHAM | EAST SUSSEX | TN38 8AY | England | 576990 | 108630 | NINFIELD | NINFIELD GRID | BEXHILL TOWN 33/11KV | 11 | South Eastern Power Networks plc | Biofuel landfill gas | Gas turbine (OCGT) |  |  |  | 1.4 | [12 empty] | No | Connected | 1.4 | 1.4 | 1.4 | - | - | 2013-10-16 | - | - | - | - | - | - | - | [6 empty] | 2020-11-13
1900091566820 |  | Green Hedge Energy Barn Ltd | KINGS BARN FARM |  |  | STEYNING | WEST SUSSEX | BN44 3YR | England | 518462 | 111374 | BOLNEY | STEYNING GRID | GRID | 33 | South Eastern Power Networks plc | Storage battery | Battery |  |  |  | 10 | [12 empty] | No | Connected | 10 | 10 | 10 | - | - | 2017-07-12 | - | - | - | - | - | - | - | [6 empty] | 2020-11-13
1900091523310 |  | Bluebell Energy | HUGGINS HALL |  |  | GLASSENBURY | KENT | TN17 2QJ | England | 575388 | 135860 | NINFIELD | HARTLEY GRID | GRID | 132 | South Eastern Power Networks plc | Storage battery | Battery |  |  |  | 49.9 | [12 empty] | No | Connected | 49.9 | 49.9 | 49.9 | - | - | 2017-10-29 | - | - | - | - | - | - | - | [6 empty] | 2020-11-13
1900090712339 |  | THAMES WATER UTILITIES LIMITED | CHERTSEY STW | LYNE LANE | LYNE | CHERTSEY | SURREY | KT16 0AR | England | 501666 | 167317 | WEST WEYBRIDGE | WEST WEYBRIDGE GRID | CHERTSEY 33/11KV | 11 | South Eastern Power Networks plc | Fossil gas | Gas turbine (OCGT) |  |  |  | 1.188 | [12 empty] | No | Connected | 1.188 | 1.188 | 1.188 | - | - | 2011-10-01 | - | - | - | - | - | - | - | [6 empty] | 2021-02-12
1900091632784 |  | BESS Aylesford Limited | AYLESFORD BESS | OLD CHURCH ROAD |  | AYLESFORD | KENT | ME20 7TN | England | 571667 | 160180 | NORTHFLEET | BURHAM GRID | GRID | 33 | South Eastern Power Networks plc | Storage battery | Battery |  |  |  | 30.26 | [12 empty] | No | Connected | 30.26 | 30.26 | 30.26 | 27.55 | 29 | 2018-01-26 | - | - | - | - | - | - | - | [6 empty] | 2021-01-15
1900091644441 |  | Roadnight Taylor Ltd | THE WOODYARD | WHITEHILL RD |  | SOUTHFLEET | KENT | DA13 9NA | England | 559977 | 170027 | NORTHFLEET | NORTHFLEET EAST GRID | LONGFIELD 33/11KV | 11 | South Eastern Power Networks plc | Fossil Gas | Engine (combustion / reciprocating) |  |  |  | 7.5 | [12 empty] | No | Connected | 7.5 | 7.5 | 7.5 | - | - | 2018-08-21 | - | - | - | - | - | - | - | [6 empty] | 2021-07-14
1900060813815 |  | Southern Water Services Ltd | GODDARDS GREEN WTW 511298 | CUCKFIELD RD |  | GODDARDS GREEN | WEST SUSSEX | RH15 8RE | England | 528826 | 120576 | BOLNEY | GODDARDS GREEN GRID | GODDARDS GREEN 33/11KV | 11 | South Eastern Power Networks plc | Biofuel sewage gas | Steam-gas turbine (CCGT) |  |  |  | 1 | [12 empty] | No | Connected | 1 | 1 | 1 | - | - | 2017-03-16 | - | - | - | - | - | - | - | [6 empty] | 2021-07-14
1900091646750 |  | Grid Battery Storage Limited | MILTON COURT FARM | WESTCOTT RD |  | DORKING | SURREY | RH4 3LY | England | 515092 | 149229 | WEST WEYBRIDGE | LEATHERHEAD GRID | DORKING TOWN 33/11KV | 11 | South Eastern Power Networks plc | Storage battery | Battery |  |  |  | 6 | [12 empty] | No | Connected | 6 | 6 | 6 | - | - | 2018-08-14 | - | - | - | - | - | - | - | [6 empty] | 2020-11-13
1200010261584 |  | ARCHER DANIELS MIDLAND ERITH LTD | ERITH OIL WORKS TC71013, (ALBION WHARF) CHURCH MANORWAY | ERITH OIL WORKS TC71013 |  | ERITH |  | DA8 1DE | England | 550318 | 179549 | LITTLEBROOK LPN | GSP | LITTLEBROOK LPN | 11 | South Eastern Power Networks plc | Fossil Gas | Gas turbine (OCGT) |  |  |  | 5.1 | [12 empty] | No | Connected | 5.1 | 5.1 | 5.1 | - | - | 1992-05-01 | - | - | - | - | - | - | - | [6 empty] | 2021-07-14
1900091543804 |  | Ren Energy | UNIT 190, KINGSNORTH INDUSTRIAL ESTATE, |  |  | HOO | KENT | ME3 9ND | England | 580729 | 173211 | KINGSNORTH | KINGSNORTH GRID 132/11KV | KINGSNORTH GRID 11KV | 11 | South Eastern Power Networks plc | Fossil gas | Gas turbine (OCGT) |  |  |  | 2.5 | [12 empty] | No | Connected | 2.5 | 2.5 | 2.5 | - | - | 2018-01-05 | - | - | - | - | - | - | - | [6 empty] | 2020-11-13
1900091609075 |  | Hazel Capital | LITTLEBROOK SUBSTATION | ALBION ROAD |  | DARTFORD | KENT | DA1 5PZ | England | 555961 | 176183 | LITTLEBROOK | LITTLEBROOK PARK 132/11KV | LITTLEBROOK PARK 132/11KV | 11 | South Eastern Power Networks plc | Storage battery | Battery |  |  |  | 8 | [12 empty] | No | Connected | 8 | 8 | 8 | - | - | 2017-12-12 | - | - | - | - | - | - | - | [6 empty] | 2020-11-13
Data not available |  | Thames Water | HAMPTON WTW | LOWER SUNBURY ROAD |  | HAMPTON | SURREY | TW12 2ES | England |  |  | LALEHAM | TWICKENHAM GRID | GRID | 33 | South Eastern Power Networks plc | Solar | Photovoltaic |  |  |  | 5.28 | [12 empty] | No | Accepted to Connect | - | - | - | - | - | - | 5.28 | 5.28 | 5.5579 | AUX | AUX | 2013-04-15 | - | [6 empty] | 2021-02-12
Data not available |  | Metricab Power Engineering Limited | FISHERSGATE TERMINAL | SHOREHAM PORT | SOUTHWICK | BRIGHTON | EAST SUSSEX | BN41 1UQ | England | 524860 | 104846 | BOLNEY | FISHERSGATE GRID | GRID | 33 | South Eastern Power Networks plc | Biofuel other | Gas turbine (OCGT) |  |  |  | 36 | [12 empty] | No | Accepted to Connect | - | - | - | - | - | - | 36 | 36 | 37.8947 | AUX | AUX | 2013-10-25 | - | [6 empty] | 2021-02-12
1900091669739 |  | London Power Associates Ltd | KEMSLEY (K3) CHP FACILITY | KEMSLEY MARSH |  | SITTINGBOURNE | KENT | ME10 2FP | England | 592181 | 166703 | KEMSLEY | GSP | GSP | 132 | South Eastern Power Networks plc | Waste | Steam-gas turbine (CCGT) |  |  |  | 65 | [12 empty] | No | Connected | 65 | 65 | 68.4211 | AUX | AUX | 2020-05-22 | - | - | - | - | - | - | - | [6 empty] | 2020-11-13
Data not available |  | Rethink Energy Limited | MANOR FARM | NEW BARN ROAD |  | GRAVESEND | KENT |  | England |  |  | NORTHFLEET | NORTHFLEET EAST GRID | GRID | 33 | South Eastern Power Networks plc | Storage battery | Battery |  |  |  | 19 | [12 empty] | No | Accepted to Connect | - | - | - | - | - | - | 19 | 19 | 20 | AUX | AUX | 2016-08-08 | - | [6 empty] | 2020-11-13
Data not available |  | Rethink Energy Limited | KENTS FARM | MALTHOUSE LANE |  | HASSOCKS | WEST SUSSEX |  | England |  |  | BOLNEY | GODDARDS GREEN GRID | GRID | 33 | South Eastern Power Networks plc | Storage battery | Battery |  |  |  | 34 | [12 empty] | No | Connected | 34 | 34 | 34 | AUX | AUX | 2021-07-12 | - | - | - | - | - | 2016-05-26 | - | [6 empty] | 2022-04-14
Data not available |  | Gardner Asset Management LLP | LAND BY DIGGERLAND | ROMAN WAY |  | ROCHESTER | KENT |  | England |  |  | KINGSNORTH | MEDWAY GRID | GRID | 33 | South Eastern Power Networks plc | Fossil oil | Engine (combustion / reciprocating) |  |  |  | 17 | [12 empty] | No | Accepted to Connect | - | - | - | - | - | - | 17 | 17 | 17.8947 | AUX | AUX | 2016-07-29 | - | [6 empty] | 2020-11-13
Data not available |  | Kent Renewable Energy Partnership Ltd | ALKANE SITE | RAMSGATE ROAD |  | SANDWICH | KENT | CT13 9ND | England | 633425 | 159472 | CANTERBURY NORTH | RICHBOROUGH GRID | GRID | 33 | South Eastern Power Networks plc | Biomass | Steam turbine (thermal power plant) |  |  |  | 6.2 | [12 empty] | No | Accepted to Connect | - | - | - | - | - | - | 6.2 | 6.2 | 6.5263 | AUX | AUX | 2016-03-09 | - | [6 empty] | 2021-07-14
Data not available |  | Kent Renewable Energy Partnership Ltd | ALKANE SITE | RAMSGATE ROAD |  | SANDWICH | KENT | CT13 9ND | England | 633425 | 159472 | CANTERBURY NORTH | RICHBOROUGH GRID | GRID | 33 | South Eastern Power Networks plc | Biomass | Steam turbine (thermal power plant) |  |  |  | 8.6 | [12 empty] | No | Accepted to Connect | - | - | - | - | - | - | 8.6 | 8.6 | 9.0526 | AUX | AUX | 2016-04-07 | - | [6 empty] | 2021-07-14
Data not available |  | CRI Group Ltd | SPRINGHEAD ROAD | NORTHFLEET |  | GRAVESEND | KENT |  | England |  |  | NORTHFLEET | NORTHFLEET EAST GRID | GRID | 33 | South Eastern Power Networks plc | Fossil gas | Gas turbine (OCGT) |  |  |  | 20 | [12 empty] | No | Accepted to Connect | - | - | - | - | - | - | 20 | 20 | 21.0526 | AUX | AUX | 2016-08-18 | - | [6 empty] | 2020-11-13
Data not available |  | Reliance Energy Ltd | MEDWAY ENTERPRISE CENTRE | ENTERPRISE CLOSE |  | ROCHESTER | KENT |  | England |  |  | KINGSNORTH | KINGSNORTH GRID 132/11KV | STROOD 132/11KV | 11 | South Eastern Power Networks plc | Fossil oil | Engine (combustion / reciprocating) |  |  |  | 20 | [12 empty] | No | Accepted to Connect | - | - | - | - | - | - | 20 | 20 | 21.0526 | AUX | AUX | 2016-09-07 | - | [6 empty] | 2020-11-13
Data not available |  | Conrad Energy (Developments) Ltd | CASTLE ROAD |  |  | SITTINGBOURNE | KENT |  | England |  |  | KEMSLEY | SITTINGBOURNE GRID | SITTINGBOURNE TOWN 33/11KV | 11 | South Eastern Power Networks plc | Fossil gas | Gas turbine (OCGT) |  |  |  | 12 | [12 empty] | No | Accepted to Connect | - | - | - | - | - | - | 12 | 12 | 12.6316 | AUX | AUX | 2016-08-12 | - | [6 empty] | 2020-11-13
Data not available |  | UK CAPACITY RESERVE LIMITED | 112 BEDDINGTON LANE |  |  | CROYDON |  | CR0 4TD | England | 529599 | 166703 | BEDDINGTON | BEDDINGTON 132/33KV | GRID | 33 | South Eastern Power Networks plc | Fossil Gas | Gas turbine (OCGT) |  |  |  | 20 | [12 empty] | No | Accepted to Connect | - | - | - | - | - | - | 20 | 20 | 21.0526 | AUX | AUX | 2016-11-25 | - | [6 empty] | 2021-02-12
Data not available |  | Clearteq Energy Ltd | LITTLEBROOK |  |  | DARTFORD | KENT |  | England |  |  | LITTLEBROOK | LITTLEBROOK PARK 132/11KV | LITTLEBROOK PARK 132/11KV | 11 | South Eastern Power Networks plc | Fossil oil | Engine (combustion / reciprocating) |  |  |  | 10 | [12 empty] | No | Accepted to Connect | - | - | - | - | - | - | 10 | 10 | 10.5263 | AUX | AUX | 2017-01-23 | - | [6 empty] | 2020-11-13
Data not available |  | RS Renewables Ltd | LAND AT DERING WAY |  |  | GRAVESEND | KENT | DA12 2QX | England | 566344 | 173880 | NORTHFLEET | NORTHFLEET EAST GRID | GRID | 33 | South Eastern Power Networks plc | Fossil Gas | Gas turbine (OCGT) |  |  |  | 16 | [12 empty] | No | Accepted to Connect | - | - | - | - | - | - | 16 | 16 | 16.8421 | AUX | AUX | 2016-12-07 | - | [6 empty] | 2020-11-13
Data not available |  | Kiwi Power Ltd | ROYAL MARSDEN HOSPITAL | DOWNS ROAD |  | SUTTON | SURREY | SM2 5BT | England | 526052 | 163475 | BEDDINGTON | SUTTON GRID | NORK 33/11KV | 11 | South Eastern Power Networks plc | Fossil oil | Engine (combustion / reciprocating) |  |  |  | 1.8 | [12 empty] | No | Accepted to Connect | - | - | - | - | - | - | 1.8 | 1.8 | 1.8947 | AUX | AUX | 2017-02-16 | - | [6 empty] | 2020-11-13
Data not available |  | Atkins Limited | BEDDINGTON LANE |  |  | CROYDON |  |  | England |  |  | BEDDINGTON | BRIDGES LANE 132/11KV | BRIDGES LANE 132/11KV | 11 | South Eastern Power Networks plc | Fossil gas | Gas turbine (OCGT) |  |  |  | 3 | [12 empty] | No | Accepted to Connect | - | - | - | - | - | - | 3 | 3 | 3.1579 | AUX | AUX | 2017-06-15 | - | [6 empty] | 2020-11-13
Data not available |  | Aton Energy Development Ltd | NORTHFLEET EAST GRID |  |  | NORTHFLEET | KENT |  | England |  |  | NORTHFLEET | NORTHFLEET EAST GRID | GRID | 33 | South Eastern Power Networks plc | Storage battery | Battery |  |  |  | 35 | [12 empty] | No | Accepted to Connect | - | - | - | - | - | - | 35 | 35 | 36.8421 | AUX | AUX | 2017-06-01 | - | [6 empty] | 2020-11-13
Data not available |  | Peak Reserve Power LLP | WHITEWALL ROAD | MEDWAY |  | ROCHESTER | KENT |  | England |  |  | KINGSNORTH | KINGSNORTH SUPERGRID | STROOD 132/11KV | 11 | South Eastern Power Networks plc | Fossil gas | Gas turbine (OCGT) |  |  |  | 5 | [12 empty] | No | Accepted to Connect | - | - | - | - | - | - | 5 | 5 | 5.2632 | AUX | AUX | 2017-08-16 | - | [6 empty] | 2020-11-13
Data not available |  | UK Capacity Reserve Ltd | LAND OFF QUEENBOROUGH ROAD |  |  | SHEERNESS | KENT |  | England |  |  | KEMSLEY | GSP | KEMSLEY | 132 | South Eastern Power Networks plc | Storage battery | Battery |  |  |  | 49 | [12 empty] | No | Accepted to Connect | - | - | - | - | - | - | 49 | 49 | 51.5789 | AUX | AUX | 2017-08-06 | - | [6 empty] | 2020-11-13
Data not available |  | Lark Energy | GAS ROAD |  |  | SITTINGBOURNE | KENT |  | England |  |  | KEMSLEY | SITTINGBOURNE GRID | GRID | 33 | South Eastern Power Networks plc | Fossil gas | Gas turbine (OCGT) |  |  |  | 20 | [12 empty] | No | Accepted to Connect | - | - | - | - | - | - | 20 | 20 | 21.0526 | AUX | AUX | 2017-08-10 | - | [6 empty] | 2020-11-13
Data not available |  | RNA Projects Co Ltd | LAND TO THE NORTH OF SEWAGE WORKS | ROCHESTER ROAD | CUXTON | ROCHESTER | KENT | ME2 | England | 570954 | 166403 | KINGSNORTH | GSP | GSP | 132 | South Eastern Power Networks plc | Storage battery | Battery |  |  |  | 49.5 | [12 empty] | No | Accepted to Connect | - | - | - | - | - | - | 49.5 | 49.5 | 52.1053 | AUX | AUX | 2017-08-16 | - | [6 empty] | 2020-11-13
Data not available |  | Land Logical Dartford | STONE PIT 1 | COTTON LANE |  | DARTFORD | KENT |  | England |  |  | NORTHFLEET | NORTHFLEET EAST GRID | STONE MARSHES 33/11KV | 11 | South Eastern Power Networks plc | Biofuel landfill gas | Gas turbine (OCGT) |  |  |  | 10.55 | [12 empty] | No | Accepted to Connect | - | - | - | - | - | - | 10.55 | 10.55 | 11.1053 | AUX | AUX | 2017-09-13 | - | [6 empty] | 2020-11-13
Data not available |  | Land Logical Dartford | STONE PIT 1 | COTTON LANE |  | DARTFORD | KENT |  | England |  |  | NORTHFLEET | NORTHFLEET EAST GRID | STONE MARSHES 33/11KV | 11 | South Eastern Power Networks plc | Storage battery | Battery |  |  |  | 4 | [12 empty] | No | Accepted to Connect | - | - | - | - | - | - | 4 | 4 | 4.2105 | AUX | AUX | 2017-09-13 | - | [6 empty] | 2020-11-13
Data not available |  | British Solar Ltd | HOOKERS FARM, COOMBES SOLAR |  |  | HAYWARDS HEATH | WEST SUSSEX |  | England |  |  | BOLNEY | BOLNEY GRID | BOLNEY GRID | 33 | South Eastern Power Networks plc | Storage battery | Battery |  |  |  | 7.28 | [12 empty] | No | Accepted to Connect | - | - | - | - | - | - | 7.28 | 7.28 | 7.6632 | AUX | AUX | 2017-10-25 | - | [6 empty] | 2020-11-13
Data not available |  | Balanced Grid Solutions Ltd | TWINEHAM GRANGE MANOR,COOMBES SOLAR |  |  | HAYWARDS HEATH | WEST SUSSEX |  | England |  |  | BOLNEY | GSP | BOLNEY | 132 | South Eastern Power Networks plc | Storage battery | Battery |  |  |  | 49 | [12 empty] | No | Accepted to Connect | - | - | - | - | - | - | 49 | 49 | 51.5789 | AUX | AUX | 2017-10-05 | - | [6 empty] | 2020-11-13
Data not available |  | Darent Power Ltd | DARENT POWER | DISCOVERY PARK | RAMSGATE ROAD | SANDWICH | KENT |  | England |  |  | CANTERBURY NORTH | RICHBOROUGH GRID | GRID | 33 | South Eastern Power Networks plc | Fossil gas | Gas turbine (OCGT) |  |  |  | 18.58 | [12 empty] | No | Accepted to Connect | - | - | - | - | - | - | 18.58 | 18.58 | 19.5579 | AUX | AUX | 2017-07-06 | - | [6 empty] | 2020-11-13
Data not available |  | Savills | SWALE WAY |  |  | SITTINGBOURNE | KENT |  | England |  |  | KEMSLEY | SITTINGBOURNE GRID | SITTINGBOURNE GRID | 33 | South Eastern Power Networks plc | Storage battery | Battery |  |  |  | 20 | [12 empty] | No | Accepted to Connect | - | - | - | - | - | - | 20 | 20 | 21.0526 | AUX | AUX | 2017-11-03 | - | [6 empty] | 2020-11-13
Data not available |  | Thameswey Sustainable Communities | LAND OFF BOARD SCHOOL ROAD |  |  | WOKING | SURREY |  | England |  |  | WEST WEYBRIDGE | BYFLEET GRID | WOKING 33/11KV | 11 | South Eastern Power Networks plc | Fossil Gas | Steam-gas turbine (CCGT) |  |  |  | 1.487 | [12 empty] | No | Accepted to Connect | - | - | - | - | - | - | 1.487 | 1.487 | 1.5653 | AUX | AUX | 2017-11-27 | - | [6 empty] | 2021-07-14
Data not available |  | NTrust Engineering Ltd | GARDENER ROAD |  |  | BRIGHTON | EAST SUSSEX |  | England |  |  | BOLNEY | FISHERSGATE GRID | SOUTHWICK 33/11KV | 11 | South Eastern Power Networks plc | Storage battery | Battery |  |  |  | 1.6 | [12 empty] | No | Accepted to Connect | - | - | - | - | - | - | 1.6 | 1.6 | 1.6842 | AUX | AUX | 2018-01-12 | - | [6 empty] | 2020-11-13
Data not available |  | Balanced Grid Solutions Ltd | KILNWOOD FARM | KILNWOOD FARM | SPRATTS LANE | BATTLE | EAST SUSSEX | TN33 9BL | England | 572741 | 111839 | NINFIELD | GSP | GSP | 132 | South Eastern Power Networks plc | Storage battery | Battery |  |  |  | 49 | [12 empty] | No | Accepted to Connect | - | - | - | - | - | - | 49 | 49 | 51.5789 | AUX | AUX | 2018-02-23 | - | [6 empty] | 2020-11-13
Data not available |  | Welsh Power Group Ltd | STRASBOURG STREET | STRASBOURG STREET |  | MARGATE | KENT | CT9 4JF | England | 635973 | 168788 | CANTERBURY NORTH | THANET GRID | GRID | 33 | South Eastern Power Networks plc | Fossil gas | Gas turbine (OCGT) |  |  |  | 21.05 | [12 empty] | No | Accepted to Connect | - | - | - | - | - | - | 21.05 | 21.05 | 22.1579 | AUX | AUX | 2018-09-17 | - | [6 empty] | 2020-11-13
Data not available |  | AMDC Energy Ltd | NORTH FARM LANE | NORTH FARM LANE |  | TUNBRIDGE WELLS | KENT | TN2 3EE | England | 560326 | 142600 | NORTHFLEET | TUNBRIDGE WELLS GRID | GRID | 33 | South Eastern Power Networks plc | Storage battery | Battery |  |  |  | 10 | [12 empty] | No | Accepted to Connect | - | - | - | - | - | - | 10 | 10 | 10.5263 | AUX | AUX | 2018-04-22 | - | [6 empty] | 2020-11-13
Data not available |  | Conrad Energy (Developments) Ltd | A25 DUNBRIK SITE |  |  | SEVENOAKS | KENT |  | England |  |  | NORTHFLEET | CHELSFIELD GRID | SUNDRIDGE 33/11KV | 11 | South Eastern Power Networks plc | Fossil gas | Gas turbine (OCGT) |  |  |  | 6 | [12 empty] | No | Accepted to Connect | - | - | - | - | - | - | 6 | 6 | 6.3158 | AUX | AUX | 2018-05-22 | - | [6 empty] | 2020-11-13
Data not available |  | Conrad Energy (Developments) Ltd | STATION ROAD |  |  | FOREST ROW | EAST SUSSEX |  | England |  |  | BOLNEY | THREE BRIDGES LOCAL | FOREST ROW 33/11KV | 11 | South Eastern Power Networks plc | Fossil gas | Gas turbine (OCGT) |  |  |  | 4 | [12 empty] | No | Accepted to Connect | - | - | - | - | - | - | 4 | 4 | 4.2105 | AUX | AUX | 2018-06-15 | - | [6 empty] | 2020-11-13
Data not available |  | G59 Professional Services Ltd | HALEWICK LANE |  |  | LANCING | WEST SUSSEX |  | England |  |  | BOLNEY | WORTHING GRID | GRID | 33 | South Eastern Power Networks plc | Storage battery | Battery |  |  |  | 36 | [12 empty] | No | Accepted to Connect | - | - | - | - | - | - | 36 | 36 | 37.8947 | AUX | AUX | 2018-06-08 | - | [6 empty] | 2020-11-13
Data not available |  | Conrad Energy (Developments) Ltd | LAND ADJ TO TWO FIRS | EFFINGHAM |  | LEATHERHEAD | SURREY |  | England |  |  | WEST WEYBRIDGE | LEATHERHEAD GRID | EFFINGHAM 33/11KV | 11 | South Eastern Power Networks plc | Fossil gas | Gas turbine (OCGT) |  |  |  | 7.5 | [12 empty] | No | Accepted to Connect | - | - | - | - | - | - | 7.5 | 7.5 | 7.8947 | AUX | AUX | 2018-05-11 | - | [6 empty] | 2020-11-13
Data not available |  | Balanced Grid Solutions Ltd | BOB LANE |  |  | HENFIELD | WEST SUSSEX |  | England |  |  | BOLNEY | WORTHING GRID | GRID | 132 | South Eastern Power Networks plc | Storage battery | Battery |  |  |  | 49.9 | [12 empty] | No | Accepted to Connect | - | - | - | - | - | - | 49.9 | 49.9 | 52.5263 | AUX | AUX | 2018-11-19 | - | [6 empty] | 2020-11-13
Data not available |  | Conrad Energy (Developments) Ltd | ISLE OF GRAIN |  |  | ROCHESTER | KENT | ME3 0AB | England | 586238 | 175518 | GRAIN 33/11kV S/S | NORTHFLEET EAST GRID | NORTHFLEET | 11 | South Eastern Power Networks plc | Fossil gas | Gas turbine (OCGT) |  |  |  | 10 | [12 empty] | No | Accepted to Connect | - | - | - | - | - | - | 10 | 10 | 10.5263 | AUX | AUX | 2018-12-07 | - | [6 empty] | 2020-11-13
Data not available |  | PPS Ltd Darby Close | BUCHAN COUNTRY PARK |  |  | CRAWLEY | WEST SUSSEX |  | England |  |  | BOLNEY | THREE BRIDGES LOCAL | CRAWLEY TOWN 33/11KV | 33 | South Eastern Power Networks plc | Storage battery | Battery |  |  |  | 10 | [12 empty] | No | Accepted to Connect | - | - | - | - | - | - | 10 | 10 | 10.5263 | AUX | AUX | 2018-10-23 | - | [6 empty] | 2020-11-13
Data not available |  | Enso Energy Ltd | PETTSWOOD |  |  | PETTS WOOD |  |  | England |  |  | HURST | BROMLEY GRID | PETTS WOOD 33/11KV | 11 | South Eastern Power Networks plc | Storage battery | Battery |  |  |  | 7.6 | [12 empty] | No | Accepted to Connect | - | - | - | - | - | - | 7.6 | 7.6 | 8 | AUX | AUX | 2018-04-16 | - | [6 empty] | 2020-11-13
Data not available |  | Grid Serve | ROCKS ROAD |  |  | UCKFIELD | EAST SUSSEX |  | England |  |  | BOLNEY - NINFIELD | LEWES GRID | UCKFIELD 33/11KV | 11 | South Eastern Power Networks plc | Storage battery | Battery |  |  |  | 5.5 | [12 empty] | No | Accepted to Connect | - | - | - | - | - | - | 5.5 | 5.5 | 5.7895 | AUX | AUX | 2018-12-14 | - | [6 empty] | 2020-11-13
Data not available |  | DS Smith Paper Limited | PAPER MILL (K4) |  |  | KEMSLEY | KENT |  | England |  |  | KEMSLEY | GROVEHURST ENERGY GRID | GROVEHURST LOCAL 33KV | 33 | South Eastern Power Networks plc | Fossil gas | Gas turbine (OCGT) |  |  |  | 14 | [12 empty] | No | Accepted to Connect | - | - | - | - | - | - | 14 | 14 | 14.7368 | AUX | AUX | 2019-04-26 | - | [6 empty] | 2020-11-13
Data not available |  | Fichtner Consulting Engineers Ltd | K3+ ENERGY RECOVERY FACILITY | BARGE WAY |  | KEMSLEY | KENT |  | England |  |  | KEMSLEY | GROVEHURST ENERGY GRID | GROVEHURST LOCAL 33KV | 132 | South Eastern Power Networks plc | Fossil gas | Gas turbine (OCGT) |  |  |  | 55 | [12 empty] | No | Accepted to Connect | - | - | - | - | - | - | 55 | 55 | 57.8947 | AUX | AUX | 2019-04-17 | - | [6 empty] | 2020-11-13
Data not available |  | Skyfall Energy Ltd | BANK FARM SOLAR | BANK RO | ALDINGTON | ASHFORD | KENT | TN25 7DF | England | 605520 | 137149 | SELLINDGE | GSP | GSP | 132 | South Eastern Power Networks plc | Storage battery | Battery |  |  |  | 99.9 | [12 empty] | Yes | Accepted to Connect | - | - | - | - | - | - | 99.9 | 99.9 | 105.1579 | AUX | AUX | 2020-04-15 | - | [6 empty] | 2020-11-13
Data not available |  | GRIDSERVE EMEA DEPC ltd | GATWICK AIRPORT ELECTRIC FORECOURT | BUCKINGHAM GATE |  | GATWICK | WEST SUSSEX | RH6 0NT | England | 529234 | 141512 | BOLNEY | SMALLFIELD GRID | GRID | 33 | South Eastern Power Networks plc | Storage battery | Battery |  |  |  | 6.3 | [12 empty] | Yes | Accepted to Connect | - | - | - | - | - | - | 6.3 | 6.3 | 6.6316 | 6.3 | 6 | 2020-03-18 | 2021-12-01 | [6 empty] | 2020-12-14
Data not available |  | Envirotech Energy Solutions Limited | ENVIRTOTECH 3 | BOB LANE |  | TWINEHAM | WEST SUSSEX | RH17 5NH | England |  |  | BOLNEY | GSP | GSP | 132 | South Eastern Power Networks plc | Storage battery | Battery |  |  |  | 52.4 | [12 empty] | No | Accepted to Connect | [6 empty] | 52.4 | 52.4 | 55.1579 | 49.9 | 52.4 | 2020-04-21 | - | [6 empty] | 2020-12-14
Data not available |  | Britaniacrest Recycling Ltd | WEALDEN WORKS | LANGHURSTWOOD RD |  | HORSHAM | WEST SUSSEX | RH12 4QD | England |  |  | BOLNEY | HORSHAM GRID 132/11KV | GRID | 11 | South Eastern Power Networks plc | Waste | Steam-gas turbine (CCGT) |  |  |  | 22.05 | [12 empty] | No | Accepted to Connect | [6 empty] | 22.05 | 22.05 | 23.2105 | 4 | 4.2 | 2020-04-30 | - | [6 empty] | 2020-12-14
Data not available |  | RNA-Energy Ltd | LAND AT LOWER ELLENDEN | WATER LANE |  | CRANBROOK | KENT | TN18 5AX | England |  |  | NINFIELD | HARTLEY GRID | HAWKHURST 33/11KV | 11 | South Eastern Power Networks plc | Storage battery | Battery |  |  |  | 4.2 | [12 empty] | No | Accepted to Connect | [6 empty] | 4.2 | 4.2 | 4.4211 | 4 | 4 | 2020-06-06 | - | [6 empty] | 2020-12-14
Data not available |  | Vattenfall Wind Power Limited | HAILSHAM RD | HAILSHAM ROAD |  | POLEGATE | EAST SUSSEX | BN26 6QU | England |  |  | NINFIELD | GSP | GSP | 132 | South Eastern Power Networks plc | Solar | Photovoltaic |  |  |  | 52.4 | [12 empty] | No | Accepted to Connect | [6 empty] | 52.4 | 52.4 | 55.1579 | AUX | AUX | 2020-06-18 | - | [6 empty] | 2020-12-14
Data not available |  | Balanced Grid Solutions | OLIVES FARM |  |  | BATTLE | EAST SUSSEX | TN33 9HD | England |  |  | NINFIELD | GSP | GSP | 132 | South Eastern Power Networks plc | Storage battery | Battery |  |  |  | 52.4 | [12 empty] | No | Accepted to Connect | [6 empty] | 52.4 | 52.4 | 55.1579 | 49.9 | 52.4 | 2020-06-01 | - | [6 empty] | 2020-12-14
Data not available |  | Puissance (Midlands) Limited | RICHBOROUGH ENERGY PARK | RICHBOROUGH ENERGY PARK |  | SANDWICH | KENT | CT13 9NL | England |  |  | CANTERBURY NORTH | RICHBOROUGH GRID | GRID | 132 | South Eastern Power Networks plc | Storage battery | Battery |  |  |  | 52.4 | [12 empty] | No | Accepted to Connect | [6 empty] | 52.4 | 52.4 | 55.1579 | 49.9 | 52.4 | 2020-07-24 | - | [6 empty] | 2020-12-14
Data not available |  | Solar Century Holdings Ltd | MARDEN GENERATION |  | MARDEN | TONBRIDGE | KENT | TN12 9NP | England |  |  | NORTHFLEET | GSP | NORTHFLEET EAST 132KV | 132 | South Eastern Power Networks plc | Storage battery | Battery |  |  |  | 50 | [12 empty] | No | Accepted to Connect | [6 empty] | 50 | 50 | 52.6316 | 47.5 | 11 | 2021-01-26 | 2023-03-31 | N | N |  |  | UKPN_Rein_001 |  | 2021-02-12
Data not available |  | Balance Power Projects Limited | KINGS BARN FARM | KINGS BARN LANE |  | STEYNING | WEST SUSSEX | BN44 3FL | England | 518156 | 111775 | BOLNEY | STEYNING | STEYNING | 132 | South Eastern Power Networks plc | Storage battery | Battery |  |  |  | 49.9 | [12 empty] | No | Accepted to Connect | [6 empty] | 49.9 | 49.9 | 52.5263 | 47.405 | 49.9 | 2021-02-18 | 2023-12-31 | N | N |  |  |  |  | 2021-06-14
Data not available |  | Pelagic Energy Development Ltd | BOREHAM STREET | BOREHAM STREET |  | HAILSHAM | EAST SUSSEX | BN27 4SJ | England |  |  | NINFIELD | GSP | GSP | 132 | South Eastern Power Networks plc | Storage battery | Battery |  |  |  | 99.8 | [12 empty] | No | Accepted to Connect | [6 empty] | 94.81 | 94.81 | 99.8 | 94.81 | 99.8 | 2021-06-18 | 2024-05-30 | [6 empty] | 2022-01-17
Data not available |  | Low Carbon UK Solar Investment Company | CRATEMANS FARM | DRAGONS LANE | COWFOLD | HORSHAM | WEST SUSSEX | RH13 8DX | England | 522026 | 121259 | BOLNEY | BOLNEY GRID | GRID | 33 | South Eastern Power Networks plc | Solar | Photovoltaic |  |  |  | 20 | [12 empty] | No | Accepted to Connect | [6 empty] | 20 | 20 | 21.0526 | AUX | AUX | 2021-10-14 | - | [6 empty] | 2022-02-14
Data not available |  | Low Carbon UK Solar Investment Company | BROOMFIELD SOLAR FARM |  |  | HORSHAM | WEST SUSSEX | RH13 8DL | England | 519817 | 122098 | BOLNEY | BOLNEY GRID | GRID | 33 | South Eastern Power Networks plc | Solar | Photovoltaic |  |  |  | 14 | [12 empty] | No | Accepted to Connect | [6 empty] | 14 | 14 | 14.7368 | AUX | AUX | 2021-12-22 | - | [6 empty] | 2022-02-14
1100040456352 | 1100039602810 | Severn trent water limited | Coventry, finham sewage works stw | Finham Power Generation | St Martins Road, Stwa Site | Coventry | West Midlands | CV3 6PR | United Kingdom | 433310 | 274561 | Coventry 132Kv S Stn | Whitley 33Kv S Stn | Dillotford Ave 33 11Kv S Stn | 11 | Western Power Distribution (East Midlands) Plc | Biofuel - Landfill gas | Gas turbine (OCGT) | No |  | 0 | 1 | Advanced Fuel (produced via gasification or pyrolysis of biofuel or waste) | Engine (combustion / reciprocating) |  |  |  |  | Advanced Fuel (produced via gasification or pyrolysis of biofuel or waste) | Engine (combustion / reciprocating) | [5 empty] | Connected | 1 | 2 | 2.1053 | 3.61 | 3.8 | 2003-05-16 | [13 empty] | 2022-04-04 01:01
1100050207953 | 1100050234024 | Biffa plc | Ufton landfill site | Ufton Landfill Site | Southam Road, Ufton | Leamington spa | Warwickshire | CV33 9PP | United Kingdom | 439014 | 261405 | Berkswell 132Kv S Stn | Harbury 33Kv S Stn | Harbury 11Kv S Stn | 11 | Western Power Distribution (East Midlands) Plc | Biofuel - Landfill gas | Gas turbine (OCGT) | No |  | 0 | 1.065 | Advanced Fuel (produced via gasification or pyrolysis of biofuel or waste) | Engine (combustion / reciprocating) |  |  |  |  | Advanced Fuel (produced via gasification or pyrolysis of biofuel or waste) | Engine (combustion / reciprocating) | [5 empty] | Connected | 1.065 | 1.2 | 1.2632 | 0.275 | 0.2895 | 2017-05-01 | [13 empty] | 2022-04-04 01:01
1100050222428 | 1100039600051 | White tower energy ltd | Derby cogen site | Rolls-Royce Limited, Export Site | Gate 5, Victory Road | Derby | Derbyshire | DE24 8BJ | United Kingdom | 43635 | 33215 | Willington 132Kv S Stn | Derby South 132Kv S Stn |  | 132 | Western Power Distribution (East Midlands) Plc | Waste | Steam turbine (thermal power plant) | No |  | 0 | 74 | Advanced Fuel (produced via gasification or pyrolysis of biofuel or waste) | Engine (combustion / reciprocating) |  |  |  |  | Advanced Fuel (produced via gasification or pyrolysis of biofuel or waste) | Engine (combustion / reciprocating) | [5 empty] | Connected | 74 | 74 | 77.8947 | 1.2 | 1.2632 | 1999-01-01 | [13 empty] | 2022-04-04 01:01
1100050222446 | 1100039606294 | Nottingham university hospitals nhs trust | Queens medical centre, nottingham univer | Queens Medical Centre | Derby Road | Nottingham | Nottinghamshire | NG7 2UH | United Kingdom | 454800 | 338800 | Ratcliffe On Soar 132Kv S Stn | Nottingham 33Kv S Stn | Lenton 33 11Kv S Stn | 11 | Western Power Distribution (East Midlands) Plc | Fossil - Gas | Engine (combustion / reciprocating) | Yes |  | 0 | 6.125 | Advanced Fuel (produced via gasification or pyrolysis of biofuel or waste) | Engine (combustion / reciprocating) |  |  |  |  | Advanced Fuel (produced via gasification or pyrolysis of biofuel or waste) | Engine (combustion / reciprocating) | [5 empty] | Connected | 6.125 | 4.5 | 4.7368 | 7 | 7.3684 | 2013-09-05 | [13 empty] | 2022-04-04 01:01
1100050222473 |  | Enviroenergy ltd | London road heat station | London Road Heat Station | 12 London Road | Nottingham | Nottinghamshire | NG2 3AB | United Kingdom | 457799 | 339472 | Stoke Bardolph 132Kv | Nottingham East 33Kv S Stn | St Anns 33 11Kv S Stn | 33 | Western Power Distribution (East Midlands) Plc | Solar | Photovoltaic | Yes |  | 0 | 11.37 | Advanced Fuel (produced via gasification or pyrolysis of biofuel or waste) | Engine (combustion / reciprocating) |  |  |  |  | Advanced Fuel (produced via gasification or pyrolysis of biofuel or waste) | Engine (combustion / reciprocating) | [5 empty] | Connected | 11.37 | 12 | 12.6316 |  |  | 1993-01-01 | [13 empty] | 2022-04-04 01:01
1100050222482 | 1100039605680 | Edl (uk) lfg generation limited | Wellingborough sidegate lane (edl) | Edl Uk Limited, Export Site | Sidegate Lane | Wellingborough | Northamptonshire | NN8 1RN | United Kingdom | 49178 | 26998 | Grendon 132Kv S Stn | Wellingborough 33Kv S Stn | Cannon Street 33 11Kv S Stn | 11 | Western Power Distribution (East Midlands) Plc | Biofuel - Landfill gas | Gas turbine (OCGT) | No |  | 0 | 1.048 | Advanced Fuel (produced via gasification or pyrolysis of biofuel or waste) | Engine (combustion / reciprocating) |  |  |  |  | Advanced Fuel (produced via gasification or pyrolysis of biofuel or waste) | Engine (combustion / reciprocating) | [5 empty] | Connected | 1.048 | 2.55 | 2.6842 | 0.04 | 0.0421 | 2011-12-01 | [13 empty] | 2022-04-04 01:01
1100050222516 | 1100039675720 | Cummins engine co ltd | Cummins engines ltd | Cummins Limited | Royal Oak Way South, Royal Oak Industrial Estate | Daventry | Northamptonshire | NN11 8NU | United Kingdom | 456246 | 262963 | Coventry 132Kv S Stn | Daventry 33Kv S Stn | Braunston Road 33 11Kv S Stn | 11 | Western Power Distribution (East Midlands) Plc | Fossil - Gas | Engine (combustion / reciprocating) | No |  | 0 | 2.607 | Solar | Photovoltaic | No |  | 0 | 2.24 | Advanced Fuel (produced via gasification or pyrolysis of biofuel or waste) | Engine (combustion / reciprocating) | No |  | 0 | 0.1 |  | Connected | 4.947 | 5.3 | 5.5789 | 3.7 | 3.8947 | 2020-12-01 | [13 empty] | 2022-04-04 01:01
1100050223157 | 1100039661036 | Awg group limited | Milton keynes, woburn sands | Export Site, Awa, Booster Station | Woburn Sands Road, Bow Brickhill | Milton keynes | Buckinghamshire | MK17 8RR | United Kingdom | 492853 | 235946 | East Claydon 132Kv S Stn | Bletchley 33Kv S Stn | Victoria Road 33 11Kv S Stn | 11 | Western Power Distribution (East Midlands) Plc | Fossil - Oil | Engine (combustion / reciprocating) | No |  | 0 | 1 | Advanced Fuel (produced via gasification or pyrolysis of biofuel or waste) | Engine (combustion / reciprocating) |  |  |  |  | Advanced Fuel (produced via gasification or pyrolysis of biofuel or waste) | Engine (combustion / reciprocating) | [5 empty] | Connected | 1 | 0.5 | 0.5263 | 1 | 1.0526 | 2010-08-17 | [13 empty] | 2022-04-04 01:01
1100050223227 |  | Non fossil purchasing agency | Ebet export site 2 | Ebet Export Site 2, Arc Central | Burntstump Hill, Arnold | Nottingham | Nottinghamshire | NG5 8PR | United Kingdom | 458547 | 350098 | Chesterfield 132Kv S Stn | Annesley 33Kv S Stn | Calverton 33 11Kv S Stn | 0.4 | Western Power Distribution (East Midlands) Plc | Biofuel - Landfill gas | Engine (combustion / reciprocating) | No |  | 0 | 1 | Advanced Fuel (produced via gasification or pyrolysis of biofuel or waste) | Engine (combustion / reciprocating) |  |  |  |  | Advanced Fuel (produced via gasification or pyrolysis of biofuel or waste) | Engine (combustion / reciprocating) | [5 empty] | Connected | 1 |  |  |  |  | 1999-04-14 | [13 empty] | 2022-04-04 01:01
1100050313401 | 1100050313369 | Alkane energy uk limited | Acreage lane | Shirebrook Generation Site, Exp | Acreage Lane, Shirebrook | Mansfield | Nottinghamshire | NG20 8RN | United Kingdom | 452628 | 366965 | Chesterfield 132Kv S Stn | Mansfield 33Kv S Stn | Acreage Lane 33 11Kv S Stn | 11 | Western Power Distribution (East Midlands) Plc | Fossil - Gas | Engine (combustion / reciprocating) | No |  | 0 | 10 | Solar | Photovoltaic | No |  | 0 | 0.05 | Advanced Fuel (produced via gasification or pyrolysis of biofuel or waste) | Engine (combustion / reciprocating) | [5 empty] | Connected | 10.05 | 10.05 | 10.5789 | 0.35 | 0.3684 | 2013-06-17 | [13 empty] | 2022-04-04 01:01
1100050385920 | 1100050385911 | Clp envirogas ltd | Cotesbach landfill generation | Export Steetlys Quar, Watling Street, Shawell | Lutterworth |  |  |  | United Kingdom | 45371 | 28082 | Coventry 132Kv S Stn | Rugby 132Kv S Stn | Rugby 11Kv S Stn | 11 | Western Power Distribution (East Midlands) Plc | Biofuel - Landfill gas | Gas turbine (OCGT) | No |  | 0 | 5.1 | Advanced Fuel (produced via gasification or pyrolysis of biofuel or waste) | Engine (combustion / reciprocating) |  |  |  |  | Advanced Fuel (produced via gasification or pyrolysis of biofuel or waste) | Engine (combustion / reciprocating) | [5 empty] | Connected | 5.1 | 5.1 | 5.3684 | 0.1 | 0.1053 | 2007-11-15 | [13 empty] | 2022-04-04 01:01
1100050449520 | 1100050449510 | Infinis regen plc | Ling hall quarry generation rmu a | Ling Hall Landfill Site, Phase One, Lawford Heath | Rugby |  |  | CV23 9HH | United Kingdom | 444890 | 272797 | Coventry 132Kv S Stn | Rugby 33Kv S Stn | Lawford 33 11Kv S Stn | 11 | Western Power Distribution (East Midlands) Plc | Biofuel - Landfill gas | Engine (combustion / reciprocating) | No |  | 0 | 1 | Advanced Fuel (produced via gasification or pyrolysis of biofuel or waste) | Engine (combustion / reciprocating) |  |  |  |  | Advanced Fuel (produced via gasification or pyrolysis of biofuel or waste) | Engine (combustion / reciprocating) | [5 empty] | Connected | 1 | 1 | 1.0526 | 0.06 | 0.0632 | 2000-03-01 | [13 empty] | 2022-04-04 01:01
1100051050600 | 1100039601091 | British sugar plc | Newark sugar factory, muskham road, | British Sugar Limited, Newark Sugar Factory | Great North Road | Newark | Nottinghamshire | NG24 1DL | United Kingdom | 479342 | 355241 | Staythorpe C 132Kv S Stn | Hawton 33Kv S Stn | Newark Junction 33 11Kv S Stn | 11 | Western Power Distribution (East Midlands) Plc | Fossil - Gas | Engine (combustion / reciprocating) | Yes |  | 0 | 10 | Advanced Fuel (produced via gasification or pyrolysis of biofuel or waste) | Engine (combustion / reciprocating) |  |  |  |  | Advanced Fuel (produced via gasification or pyrolysis of biofuel or waste) | Engine (combustion / reciprocating) | [5 empty] | Connected | 10 | 3.4 | 3.5789 | 3.4 | 3.5789 | 2013-08-21 | [13 empty] | 2022-04-04 01:01
1100770027124 |  | Infinis limited | Export mpan | Ling Hall Quarry Landfill Site | Coalpit Lane | Lawford heath | Warwickshire | CV23 9HH | United Kingdom | 444995 | 273424 | Coventry 132Kv S Stn | Rugby 33Kv S Stn | Lawford 33 11Kv S Stn | 0.4 | Western Power Distribution (East Midlands) Plc | Biofuel - Landfill gas | Engine (combustion / reciprocating) | No |  | 0 | 1 | Advanced Fuel (produced via gasification or pyrolysis of biofuel or waste) | Engine (combustion / reciprocating) |  |  |  |  | Advanced Fuel (produced via gasification or pyrolysis of biofuel or waste) | Engine (combustion / reciprocating) | [5 empty] | Connected | 1 |  |  |  |  | 2009-01-22 | [13 empty] | 2022-04-04 01:01
1100770099927 | 1100770099918 | Wykes engineering co (rushden) ltd | Goosey lodge | Goosey Lodge | Wymington Lane, Wymington | Rushden | Northamptonshire | NN10 9LU | United Kingdom | 49618 | 26370 | Grendon 132Kv S Stn | Wellingborough 33Kv S Stn |  | 33 | Western Power Distribution (East Midlands) Plc | Waste | Steam-gas turbine (CCGT) | Yes |  | 0 | 20.6 | Waste | Steam turbine (thermal power plant) | Yes |  | 0 | 5 | Advanced Fuel (produced via gasification or pyrolysis of biofuel or waste) | Engine (combustion / reciprocating) | [5 empty] | Connected | 25.6 | 25 | 26.3158 | 2 | 2.1053 | 2002-06-17 | [13 empty] | 2022-04-04 01:01
1100770280194 | 1170000385609 | Apex energy limited | Somercotes pye bridge generating station pye bridge industrial estate | Pye Bridge Generation Site | Pye Bridge Industrial Estate, Pye Bridge | Alfreton | Derbyshire | DE55 4NX | United Kingdom | 443649 | 352922 | Chesterfield 132Kv S Stn | Alfreton 33Kv S Stn | Somercotes 33 11Kv S Stn | 11 | Western Power Distribution (East Midlands) Plc | Biofuel - Landfill gas | Gas turbine (OCGT) | No |  | 0 | 10.158 | Advanced Fuel (produced via gasification or pyrolysis of biofuel or waste) | Engine (combustion / reciprocating) |  |  |  |  | Advanced Fuel (produced via gasification or pyrolysis of biofuel or waste) | Engine (combustion / reciprocating) | [5 empty] | Connected | 10.158 | 9 | 9.4737 | 0.5 | 0.5263 | 2017-01-09 | [13 empty] | 2022-04-04 01:01
1100770303406 | 1100770234189 | Nottingham trent university | Brackenhurst hall , nottingham road | The Hall, Brackenhurst Campus | Import/Export, Nottingham Road, Southwell | Nottingham | Nottinghamshire | NG25 | United Kingdom | 469562 | 352368 | Staythorpe C 132Kv S Stn | Hawton 33Kv S Stn | Southwell 33 11Kv S Stn | 11 | Western Power Distribution (East Midlands) Plc | Fossil - Gas | Engine (combustion / reciprocating) | Yes |  | 0 | 0.42 | Solar | Photovoltaic | No |  | 0 | 0.2 | Advanced Fuel (produced via gasification or pyrolysis of biofuel or waste) | Engine (combustion / reciprocating) | [5 empty] | Connected | 0.62 | 0.1 | 0.1053 | 2 | 2.1053 | 2003-01-01 | [13 empty] | 2022-04-04 01:01
1100770514215 | 1100039601366 | Weetabix ltd | Station road | Weetabix Ltd- , Po Box 5 | Burton Latimer | Kettering | Northamptonshire | NN15 5JR | United Kingdom | 486533 | 278774 | Grendon 132Kv S Stn | Kettering 33Kv S Stn | Burton Latimer 33 11Kv S Stn | 11 | Western Power Distribution (East Midlands) Plc | Biofuel - Landfill gas | Gas turbine (OCGT) | No |  | 0 | 6 | Advanced Fuel (produced via gasification or pyrolysis of biofuel or waste) | Engine (combustion / reciprocating) |  |  |  |  | Advanced Fuel (produced via gasification or pyrolysis of biofuel or waste) | Engine (combustion / reciprocating) | [5 empty] | Connected | 6 | 1.5 | 1.5789 | 8.5 | 8.9474 | 2012-12-01 | [13 empty] | 2022-04-04 01:01
1100770552363 | 1100770552354 | Edl (uk) lfg generation limited | Waverley wood landfill site, weston lane, bubbenhall, coventry, cv8 | Generation Site No2, Waverley Wood Landfill Site | Weston Lane, Bubbenhall | Coventry |  | CV8 | United Kingdom | 436177 | 271452 | Coventry 132Kv S Stn | Whitley 33Kv S Stn | Ryton 33 11Kv S Stn | 11 | Western Power Distribution (East Midlands) Plc | Biofuel - Landfill gas | Gas turbine (OCGT) | No |  | 0 | 1.413 | Biofuel - Landfill gas | Gas turbine (OCGT) | No |  | 0 | 0.66 | Advanced Fuel (produced via gasification or pyrolysis of biofuel or waste) | Engine (combustion / reciprocating) | [5 empty] | Connected | 2.073 | 1.87 | 1.9684 | 0.04 | 0.0421 | 2017-03-27 | [13 empty] | 2022-04-04 01:01
1100770561679 | 1100039604604 | United lincolnshire hospitals nhs trust | Lincoln county hospital greetwell lane | Export Site | Greetwell Road | Lincoln |  | LN2 4AX | United Kingdom | 498812 | 381816 | West Burton 132Kv S Stn | Lincoln Local 132Kv S Stn | Lincoln No 2 11Kv S Stn | 11 | Western Power Distribution (East Midlands) Plc | Fossil - Gas | Engine (combustion / reciprocating) | Yes |  | 0 | 1.497 | Advanced Fuel (produced via gasification or pyrolysis of biofuel or waste) | Engine (combustion / reciprocating) |  |  |  |  | Advanced Fuel (produced via gasification or pyrolysis of biofuel or waste) | Engine (combustion / reciprocating) | [5 empty] | Connected | 1.497 | 1.497 | 1.5758 | 2 | 2.1053 | 2021-01-15 | [13 empty] | 2022-04-04 01:01
1100770715898 |  | Loughborough university | Loughborough university | Loughborough University |  | Loughborough | Leicestershire | LE11 3TU | United Kingdom | 452088 | 318863 | Ratcliffe On Soar 132Kv S Stn | Loughborough 132Kv S Stn (M32) | Loughborough 11Kv S Stn | 0.4 | Western Power Distribution (East Midlands) Plc | Solar | Photovoltaic | No |  | 0 | 2.06 | Solar | Photovoltaic | No |  | 0 | 0.126 | Solar | Photovoltaic | [5 empty] | Connected | 2.186 |  |  |  |  | 2019-03-25 | [13 empty] | 2022-04-04 01:01
1100771039983 | 1100039605110 | Severn trent water limited | Stoke lane, stoke bardolph | Sewage Works | Stoke Lane, Stoke Bardolph | Nottingham |  |  | United Kingdom | 46345 | 34181 | Stoke Bardolph 132Kv | Nottingham East 33Kv S Stn | Colwick 33 11Kv S Stn | 11 | Western Power Distribution (East Midlands) Plc | Fossil - Gas | Engine (combustion / reciprocating) | Yes |  | 0 | 6.39 | Advanced Fuel (produced via gasification or pyrolysis of biofuel or waste) | Engine (combustion / reciprocating) |  |  |  |  | Advanced Fuel (produced via gasification or pyrolysis of biofuel or waste) | Engine (combustion / reciprocating) | [5 empty] | Connected | 6.39 | 4.1 | 4.3158 | 4.8 | 5.0526 | 2017-07-01 | [13 empty] | 2022-04-04 01:01
1100771042470 | 1100039605110 | Severn trent water limited | Stoke lane, stoke bardolph | Stoke Bardolph Stw | Stoke Lane | Stoke bardolph | Nottinghamshire | NG14 5HL | United Kingdom | 463550 | 341938 | Stoke Bardolph 132Kv | Nottingham East 33Kv S Stn | Colwick 33 11Kv S Stn | 11 | Western Power Distribution (East Midlands) Plc | Fossil - Gas | Engine (combustion / reciprocating) | Yes |  | 0 | 6.39 | Advanced Fuel (produced via gasification or pyrolysis of biofuel or waste) | Engine (combustion / reciprocating) |  |  |  |  | Advanced Fuel (produced via gasification or pyrolysis of biofuel or waste) | Engine (combustion / reciprocating) | [5 empty] | Connected | 6.39 | 4.1 | 4.3158 | 4.8 | 5.0526 | 2017-07-01 | [13 empty] | 2022-04-04 01:01
1100771060879 | 1100771060850 | Alkane energy uk limited | Whitwell, southfield lane | Export Site - Whitwell Landfill | Southfield Lane | Whitwell | Derbyshire | S80 3LH | United Kingdom | 453300 | 375747 | Chesterfield 132Kv S Stn | Whitwell 33Kv S Stn | Craggs Lane 33 11Kv S Stn | 11 | Western Power Distribution (East Midlands) Plc | Fossil - Gas | Engine (combustion / reciprocating) | No |  | 0 | 2.423 | Advanced Fuel (produced via gasification or pyrolysis of biofuel or waste) | Engine (combustion / reciprocating) |  |  |  |  | Advanced Fuel (produced via gasification or pyrolysis of biofuel or waste) | Engine (combustion / reciprocating) | [5 empty] | Connected | 2.423 | 2.35 | 2.4737 | 0.2 | 0.2105 | 2015-07-08 | [13 empty] | 2022-04-04 01:01
1130000029619 | 1100050106572 | Network rail limited | Network rail infastructure | Network Rail - Tamworth, Traction Supply | Tamworth, Staffs |  |  | B79 7JU | United Kingdom | 421338 | 304271 | Lea Marston 132Kv S Stn | Tamworth Town 132Kv S Stn | Tamworth Town 11Kv S Stn | 25 | Western Power Distribution (East Midlands) Plc | Fossil - Oil | Engine (combustion / reciprocating) | No |  | 0 | 1 | Advanced Fuel (produced via gasification or pyrolysis of biofuel or waste) | Engine (combustion / reciprocating) |  |  |  |  | Advanced Fuel (produced via gasification or pyrolysis of biofuel or waste) | Engine (combustion / reciprocating) | [5 empty] | Connected | 1 | 1 | 1.0526 | 11.3 | 11.8947 | 2011-07-06 | [13 empty] | 2022-04-04 01:01
1130000044013 | 1130000044004 | Lynn wind farm | Lynn wind farm | Lynn & Inner Dowsing Wind Farms, Lynn Farm | Middle Marsh Road, Ashington End | Skegness | Lincolnshire | PE24 4UD | United Kingdom | 553657 | 365530 | Bicker Fen 132Kv S Stn |  |  | 132 | Western Power Distribution (East Midlands) Plc | Wind | Offshore wind turbines | No |  | 0 | 97.2 | Advanced Fuel (produced via gasification or pyrolysis of biofuel or waste) | Engine (combustion / reciprocating) |  |  |  |  | Advanced Fuel (produced via gasification or pyrolysis of biofuel or waste) | Engine (combustion / reciprocating) | [5 empty] | Connected | 97.2 | 94.7 | 99.6842 | 2 | 2.1053 | 2008-01-05 | [13 empty] | 2022-04-04 01:01
1130000044031 | 1130000044022 | Inner dowsing wind farm | Inner dowsing wind farm | Lynn & Inner Dowsing Wind Farms, Inner Dowsing | Middle Marsh Road, Ashington End | Skegness | Lincolnshire | PE24 4UD | United Kingdom | 553657 | 365530 | Bicker Fen 132Kv S Stn |  |  | 132 | Western Power Distribution (East Midlands) Plc | Wind | Offshore wind turbines | No |  | 0 | 97.2 | Advanced Fuel (produced via gasification or pyrolysis of biofuel or waste) | Engine (combustion / reciprocating) |  |  |  |  | Advanced Fuel (produced via gasification or pyrolysis of biofuel or waste) | Engine (combustion / reciprocating) | [5 empty] | Connected | 97.2 | 94.7 | 99.6842 | 2 | 2.1053 | 2008-01-01 | [13 empty] | 2022-04-04 01:01
1130000054953 | 1100039604171 | Severn trent water limited | Wanlip (stw) | Severn Trent Water Limited, - Third Chp Unit | Fillingate, Wanlip | Leicester | Leicestershire | LE7 4PF | United Kingdom | 45962 | 31174 | Ratcliffe On Soar 132Kv S Stn | Willoughby 33Kv S Stn | Mountsorrel 33 11Kv S Stn | 11 | Western Power Distribution (East Midlands) Plc | Biofuel - Landfill gas | Gas turbine (OCGT) | No |  | 0 | 1.156 | Advanced Fuel (produced via gasification or pyrolysis of biofuel or waste) | Engine (combustion / reciprocating) |  |  |  |  | Advanced Fuel (produced via gasification or pyrolysis of biofuel or waste) | Engine (combustion / reciprocating) | [5 empty] | Connected | 1.156 | 0.8 | 0.8421 | 4.5 | 4.7368 | 2009-05-16 | [13 empty] | 2022-04-04 01:01
1130000067970 |  | Infinis | Pseudo export mpan | Pseudo , Staveley Landfill Site | Hall Lane, Staveley | Chesterfield | Derbyshire | S43 3TP | United Kingdom | 44263 | 37543 | Chesterfield 132Kv S Stn | Staveley 33Kv S Stn | Staveley 11Kv S Stn | 11 | Western Power Distribution (East Midlands) Plc | Fossil - Gas | Engine (combustion / reciprocating) | No |  | 0 | 2 | Advanced Fuel (produced via gasification or pyrolysis of biofuel or waste) | Engine (combustion / reciprocating) |  |  |  |  | Advanced Fuel (produced via gasification or pyrolysis of biofuel or waste) | Engine (combustion / reciprocating) | [5 empty] | Connected | 2 |  |  |  |  | 2006-09-06 | [13 empty] | 2022-04-04 01:01
1130000083449 | 1100039627693 | Yorkshire water services limited | Old whittington station lane | Yorkshire Water Authority, Old Whittington Stf | Station Lane, Old Whittington | Chesterfield | Derbyshire | S41 9QX | United Kingdom | 438948 | 374632 | Chesterfield 132Kv S Stn | Chesterfield 33Kv S Stn | Sheepbridge 6 6Kv S Stn | 11 | Western Power Distribution (East Midlands) Plc | Wind | Onshore wind turbines | No |  | 0 | 0.5 | Advanced Fuel (produced via gasification or pyrolysis of biofuel or waste) | Engine (combustion / reciprocating) |  |  |  |  | Advanced Fuel (produced via gasification or pyrolysis of biofuel or waste) | Engine (combustion / reciprocating) | [5 empty] | Connected | 0.5 | 1.114 | 1.1726 | 1.1 | 1.1579 | 2016-08-01 | [13 empty] | 2022-04-04 01:01
1160000572475 |  | Melton lg energy limited |  | Colsterworth Landfill Site Export | Colsterworth Landfill Site, Colsterworth |  |  | NG33 5LW | United Kingdom | 491874 | 324436 | Bicker Fen 132Kv S Stn | Grantham 33Kv S Stn | Skillington 33 11Kv S Stn | 0.4 | Western Power Distribution (East Midlands) Plc | Fossil - Gas | Engine (combustion / reciprocating) | No |  | 0 | 1.065 | Advanced Fuel (produced via gasification or pyrolysis of biofuel or waste) | Engine (combustion / reciprocating) |  |  |  |  | Advanced Fuel (produced via gasification or pyrolysis of biofuel or waste) | Engine (combustion / reciprocating) | [5 empty] | Connected | 1.065 |  |  |  |  | 2007-04-01 | [13 empty] | 2022-04-04 01:01
1160000660909 |  | Thameswey central milton keynes limited | Export supply | Export Supply, Adj Multi Storey Car Park, Midsummer Boulevard | Milton Keynes |  |  | MK9 2EX | United Kingdom |  |  | East Claydon 132Kv S Stn | Bradwell Abbey 33Kv S Stn | Childs Way 33 11Kv S Stn | 0.4 | Western Power Distribution (East Midlands) Plc | Fossil - Gas | Engine (combustion / reciprocating) | Yes |  | 0 | 3 | Advanced Fuel (produced via gasification or pyrolysis of biofuel or waste) | Engine (combustion / reciprocating) |  |  |  |  | Advanced Fuel (produced via gasification or pyrolysis of biofuel or waste) | Engine (combustion / reciprocating) | [5 empty] | Connected | 3 |  |  |  |  | 2007-02-23 | [13 empty] | 2022-04-04 01:01
1160001070680 | 1160001070671 | Thameswey central milton keynes ltd | Milton keynes, childs way | B4 Mains Substation | Off, Childs Way | Milton keynes |  | MK9 3DA | United Kingdom | 48482 | 23794 | East Claydon 132Kv S Stn | Bradwell Abbey 33Kv S Stn | Childs Way 33 11Kv S Stn | 11 | Western Power Distribution (East Midlands) Plc | Fossil - Gas | Engine (combustion / reciprocating) | Yes |  | 0 | 6 | Advanced Fuel (produced via gasification or pyrolysis of biofuel or waste) | Engine (combustion / reciprocating) |  |  |  |  | Advanced Fuel (produced via gasification or pyrolysis of biofuel or waste) | Engine (combustion / reciprocating) | [5 empty] | Connected | 6 | 6 | 6.3158 | 3.8 | 4 | 2011-11-24 | [13 empty] | 2022-04-04 01:01
1160001076673 | 1160000741043 | Sainsbury's supermarkets limited | Sainsburys regional distribution centre | Nectar Way | Pineham Park, Upton | Northampton |  | NN4 9BX | United Kingdom | 472049 | 258172 | Grendon 132Kv S Stn | Northampton 33Kv S Stn | Pineham 33 11Kv S Stn | 11 | Western Power Distribution (East Midlands) Plc | Fossil - Gas | Engine (combustion / reciprocating) | No |  | 0 | 4.8 | Fossil - Oil | Engine (combustion / reciprocating) | Yes |  | 0 | 1.287 | Solar | Photovoltaic | No |  | 0 | 1.2 |  | Connected | 7.287 | 0.005 | 0.0053 | 1.25 | 1.3158 | 2018-02-01 | [13 empty] | 2022-04-04 01:01
1160001126650 | 1160001126660 | Biogen uk ltd | Higham park |  | Higham Park, Bedford Road | Rushden | East Northamptonshire | NN10 0SL | United Kingdom | 497972 | 264483 | Grendon 132Kv S Stn | Wellingborough 33Kv S Stn | Sharnbrook 33 11Kv S Stn | 11 | Western Power Distribution (East Midlands) Plc | Biofuel - Landfill gas | Gas turbine (OCGT) | No |  | 0 | 3.034 | Advanced Fuel (produced via gasification or pyrolysis of biofuel or waste) | Engine (combustion / reciprocating) |  |  |  |  | Advanced Fuel (produced via gasification or pyrolysis of biofuel or waste) | Engine (combustion / reciprocating) | [5 empty] | Connected | 3.034 | 2.85 | 3 | 0.1 | 0.1053 | 2016-01-01 | [13 empty] | 2022-04-04 01:01
1160001174840 | 1160001177353 | Carsington wind energy ltd | Carsington pastures windfarm | Carsington Wind Farm | Many Stones Lane, Hopton | Brassington | Derbyshire | DE4 4DF | United Kingdom | 42499 | 35449 | Willington 132Kv S Stn | Winster 33Kv S Stn | Hopton 33 11Kv S Stn | 11 | Western Power Distribution (East Midlands) Plc | Wind | Onshore wind turbines | No |  | 0 | 8.7 | Advanced Fuel (produced via gasification or pyrolysis of biofuel or waste) | Engine (combustion / reciprocating) |  |  |  |  | Advanced Fuel (produced via gasification or pyrolysis of biofuel or waste) | Engine (combustion / reciprocating) | [5 empty] | Connected | 8.7 | 8.7 | 9.1579 | 0.2 | 0.2105 | 2014-02-04 | [13 empty] | 2022-04-04 01:01
1160001253321 | 1160001253330 | Npower limited | Lindhurst windfarm | Export Mapn, Lindhurst Windfarm | Blidworth | Mansfield | Nottinghamshire | NG21 0PW | United Kingdom | 45797 | 35809 | Chesterfield 132Kv S Stn | Mansfield 33Kv S Stn |  | 33 | Western Power Distribution (East Midlands) Plc | Wind | Onshore wind turbines | No |  | 0 | 9.5 | Advanced Fuel (produced via gasification or pyrolysis of biofuel or waste) | Engine (combustion / reciprocating) |  |  |  |  | Advanced Fuel (produced via gasification or pyrolysis of biofuel or waste) | Engine (combustion / reciprocating) | [5 empty] | Connected | 9.5 | 9.5 | 10 | 0.05 | 0.0526 | 2010-03-30 | [13 empty] | 2022-04-04 01:01
1160001263231 | 1100039673495 | Tesco stores limited | Fenny lock, bletcham way, milton keynes | Tesco N D C, Export No1 | Bletcham Way, Bletchley | Milton keynes |  | MK1 1QA | United Kingdom | 48849 | 23494 | East Claydon 132Kv S Stn | Bletchley 33Kv S Stn | Victoria Road 33 11Kv S Stn | 11 | Western Power Distribution (East Midlands) Plc | Fossil - Oil | Engine (combustion / reciprocating) | No |  | 0 | 1.6 | Advanced Fuel (produced via gasification or pyrolysis of biofuel or waste) | Engine (combustion / reciprocating) |  |  |  |  | Advanced Fuel (produced via gasification or pyrolysis of biofuel or waste) | Engine (combustion / reciprocating) | [5 empty] | Connected | 1.6 | 1.6 | 1.6842 | 2.2 | 2.3158 | 2010-06-29 | [13 empty] | 2022-04-04 01:01
1160001263240 | 1100039673495 | Tesco stores limited | Fenny lock, bletcham way, milton keynes | Tesco N D C, Export No2 | Bletcham Way, Bletchley | Milton keynes |  | MK1 1QA | United Kingdom | 48849 | 23494 | East Claydon 132Kv S Stn | Bletchley 33Kv S Stn | Victoria Road 33 11Kv S Stn | 11 | Western Power Distribution (East Midlands) Plc | Fossil - Oil | Engine (combustion / reciprocating) | No |  | 0 | 1.6 | Advanced Fuel (produced via gasification or pyrolysis of biofuel or waste) | Engine (combustion / reciprocating) |  |  |  |  | Advanced Fuel (produced via gasification or pyrolysis of biofuel or waste) | Engine (combustion / reciprocating) | [5 empty] | Connected | 1.6 | 1.6 | 1.6842 | 2.2 | 2.3158 | 2010-06-29 | [13 empty] | 2022-04-04 01:01
1160001301515 | 1160001301506 | Staples brothers ltd | Staples vegetables | Staples Vegetables, Marsh Farm | Wrangle |  |  | PE22 9HE | United Kingdom | 544701 | 350648 | Walpole 132Kv S Stn | Boston 33Kv S Stn | Wrangle 33 11Kv S Stn | 11 | Western Power Distribution (East Midlands) Plc | Biomass | Steam turbine (thermal power plant) | No |  | 0 | 2.4 | Advanced Fuel (produced via gasification or pyrolysis of biofuel or waste) | Engine (combustion / reciprocating) |  |  |  |  | Advanced Fuel (produced via gasification or pyrolysis of biofuel or waste) | Engine (combustion / reciprocating) | [5 empty] | Connected | 2.4 | 2.4 | 2.5263 | 1.8 | 1.8947 | 2014-03-26 | [13 empty] | 2022-04-04 01:01
1160001357119 | 1160001239540 | River island clothing company ltd | River island 1 | River Island Distribution Centre | Fen Street, Magna Park | Milton keynes |  | MK17 8EW | United Kingdom | 491548 | 238408 | East Claydon 132Kv S Stn | Bletchley 33Kv S Stn | Fen Farm 33 11Kv S Stn | 11 | Western Power Distribution (East Midlands) Plc | Biofuel - Landfill gas | Gas turbine (OCGT) | No |  | 0 | 0.8 | Solar | Photovoltaic | No |  | 0 | 0.24 | Advanced Fuel (produced via gasification or pyrolysis of biofuel or waste) | Engine (combustion / reciprocating) | [5 empty] | Connected | 1.04 | 1.04 | 1.0947 | 0.49 | 0.5158 | 2016-03-16 | [13 empty] | 2022-04-04 01:01
1160001363380 | 1160001363390 | Broadview energy developments | Ashby magna | Low Spinney Farm | Gilmorton Lane, Ashby Magna | Lutterworth | Leicestershire | LE17 5NB | United Kingdom | 455816 | 289705 | Coventry 132Kv S Stn | Pailton 33Kv S Stn |  | 33 | Western Power Distribution (East Midlands) Plc | Wind | Onshore wind turbines | No |  | 0 | 8.2 | Advanced Fuel (produced via gasification or pyrolysis of biofuel or waste) | Engine (combustion / reciprocating) |  |  |  |  | Advanced Fuel (produced via gasification or pyrolysis of biofuel or waste) | Engine (combustion / reciprocating) | [5 empty] | Connected | 8.2 | 8.2 | 8.6316 | 0.25 | 0.2632 | 2011-12-16 | [13 empty] | 2022-04-04 01:01
1160001374736 | 1160001374693 | Alkane energy uk limited | Calverton energy park | Calverton Energy Park | Hollingwood Lane | Calverton |  | NG14 6NR | United Kingdom | 460443 | 349984 | Chesterfield 132Kv S Stn | Annesley 33Kv S Stn | Calverton 33 11Kv S Stn | 11 | Western Power Distribution (East Midlands) Plc | Biofuel - Landfill gas | Gas turbine (OCGT) | No |  | 0 | 3 | Advanced Fuel (produced via gasification or pyrolysis of biofuel or waste) | Engine (combustion / reciprocating) |  |  |  |  | Advanced Fuel (produced via gasification or pyrolysis of biofuel or waste) | Engine (combustion / reciprocating) | [5 empty] | Connected | 3 | 3.1 | 3.2632 | 0.1 | 0.1053 | 2018-09-01 | [13 empty] | 2022-04-04 01:01
1160001415356 | 1160001415347 | Eco2 lincs ltd | Sleaford renewable energy plant | Fao Matthew Igoe, General Manager, Import Mpan | Sleaford Renewable Energy Plant, Boston Road | Sleaford | Lincolnshire | NG34 7EZ | United Kingdom | 50869 | 34598 | Walpole 132Kv S Stn |  |  | 132 | Western Power Distribution (East Midlands) Plc | Biomass | Steam turbine (thermal power plant) | No |  | 0 | 45 | Advanced Fuel (produced via gasification or pyrolysis of biofuel or waste) | Engine (combustion / reciprocating) |  |  |  |  | Advanced Fuel (produced via gasification or pyrolysis of biofuel or waste) | Engine (combustion / reciprocating) | [5 empty] | Connected | 45 | 45 | 47.3684 | 3 | 3.1579 | 2013-05-01 | [13 empty] | 2022-04-04 01:01
1160001439301 | 1100039603559 | Toyota motor manufacturing (uk) ltd | Toyota motor manufacturing | Toyota Motor Manufacturing (Uk) Limited |  | Derby | Derbyshire | DE1 9TA | United Kingdom | 429448 | 330612 | Willington 132Kv S Stn | Burnaston 132Kv S Stn |  | 11 | Western Power Distribution (East Midlands) Plc | Solar | Photovoltaic | No |  | 0 | 4.1857 | Advanced Fuel (produced via gasification or pyrolysis of biofuel or waste) | Engine (combustion / reciprocating) |  |  |  |  | Advanced Fuel (produced via gasification or pyrolysis of biofuel or waste) | Engine (combustion / reciprocating) | [5 empty] | Connected | 4.1857 | 4.8 | 5.0526 | 30 | 31.5789 | 2012-12-20 | [13 empty] | 2022-04-04 01:01
1160001439589 | 1160001439570 | Lark energy limited | Tolbar road pv farm | Tolbar Road | Marston | Grantham | Lincolnshire | NG32 2HT | United Kingdom | 488919 | 343258 | Bicker Fen 132Kv S Stn | Grantham North 132Kv S Stn | Grantham North 11Kv S Stn | 11 | Western Power Distribution (East Midlands) Plc | Solar | Photovoltaic | No |  | 0 | 4.7 | Advanced Fuel (produced via gasification or pyrolysis of biofuel or waste) | Engine (combustion / reciprocating) |  |  |  |  | Advanced Fuel (produced via gasification or pyrolysis of biofuel or waste) | Engine (combustion / reciprocating) | [5 empty] | Connected | 4.7 | 4.7 | 4.9474 | 0.025 | 0.0263 | 2011-10-03 | [13 empty] | 2022-04-04 01:01
1160001449648 | 1160001449639 | Islip solar park ltd | Colpmans farm, islip, kettering | Colpmans Farm | Colpmans Farmhouse, Inslip | Kettering | Northamptonshire | NN14 3LT | United Kingdom | 498016 | 279592 | Grendon 132Kv S Stn | Irthlingborough 33Kv S Stn | Thrapston 33 11Kv S Stn | 11 | Western Power Distribution (East Midlands) Plc | Solar | Photovoltaic | No |  | 0 | 5 | Advanced Fuel (produced via gasification or pyrolysis of biofuel or waste) | Engine (combustion / reciprocating) |  |  |  |  | Advanced Fuel (produced via gasification or pyrolysis of biofuel or waste) | Engine (combustion / reciprocating) | [5 empty] | Connected | 5 | 5 | 5.2632 | 0.05 | 0.0526 | 2011-07-21 | [13 empty] | 2022-04-04 01:01
1160001457408 | 1160001457392 | Swinford windfarm | Swinford windfarm | Swinford Wind Farm | Swinford | Lutterworth | Leicestershire | LE17 6BQ | United Kingdom | 45632 | 28168 | Coventry 132Kv S Stn | Pailton 33Kv S Stn |  | 33 | Western Power Distribution (East Midlands) Plc | Wind | Onshore wind turbines | No |  | 0 | 22 | Advanced Fuel (produced via gasification or pyrolysis of biofuel or waste) | Engine (combustion / reciprocating) |  |  |  |  | Advanced Fuel (produced via gasification or pyrolysis of biofuel or waste) | Engine (combustion / reciprocating) | [5 empty] | Connected | 22 | 22 | 23.1579 | 0.48 | 0.5053 | 2012-08-01 | [13 empty] | 2022-04-04 01:01
1160001463874 | 1160001463865 | Beeswax dyson farming ltd | Nocton fen adj unit | Nocton Fen Farm | Nocton | Lincoln | Lincolnshire | LN4 2AY | United Kingdom | 509080 | 365683 | West Burton 132Kv S Stn | Lincoln Main No 1 33Kv S Stn | Metheringham 33 11Kv S Stn | 11 | Western Power Distribution (East Midlands) Plc | Biomass | Steam turbine (thermal power plant) | No |  | 0 | 2 | Advanced Fuel (produced via gasification or pyrolysis of biofuel or waste) | Engine (combustion / reciprocating) |  |  |  |  | Advanced Fuel (produced via gasification or pyrolysis of biofuel or waste) | Engine (combustion / reciprocating) | [5 empty] | Connected | 2 | 2 | 2.1053 | 0.32 | 0.3368 | 2011-12-20 | [13 empty] | 2022-04-04 01:01
1160001474342 | 1160001474333 | Clean electricity generation uk ltd | Units 1c & 1d trafalgar park, victory road, derby, de24 8dx | Clean Electricity Generation Uk Limited, Unit 1C+1D | Victory Road | Derby |  | DE24 8EJ | United Kingdom |  |  | Willington 132Kv S Stn | Derby South 132Kv S Stn |  | 11 | Western Power Distribution (East Midlands) Plc | Fossil - Oil | Engine (combustion / reciprocating) | No |  | 0 | 3.7 | Advanced Fuel (produced via gasification or pyrolysis of biofuel or waste) | Engine (combustion / reciprocating) |  |  |  |  | Advanced Fuel (produced via gasification or pyrolysis of biofuel or waste) | Engine (combustion / reciprocating) | [5 empty] | Connected | 3.7 | 3.7 | 3.8947 | 0.3 | 0.3158 | 2012-03-26 | [13 empty] | 2022-04-04 01:01
1160001478588 | 1160001478579 | Peak gen power ltd | Export, peak gen power ltd, gielgud way, coventry, cv2 2sz | Peak Gen Power Limited | Gielgud Way | Coventry |  | CV2 2SZ | United Kingdom | 439145 | 281769 | Coventry 132Kv S Stn | Coventry North 33Kv S Stn | Walsgrave 33 11Kv S Stn | 11 | Western Power Distribution (East Midlands) Plc | Fossil - Oil | Engine (combustion / reciprocating) | No |  | 0 | 6 | Advanced Fuel (produced via gasification or pyrolysis of biofuel or waste) | Engine (combustion / reciprocating) |  |  |  |  | Advanced Fuel (produced via gasification or pyrolysis of biofuel or waste) | Engine (combustion / reciprocating) | [5 empty] | Connected | 6 | 6 | 6.3158 | 0.12 | 0.1263 | 2012-01-11 | [13 empty] | 2022-04-04 01:01
1160001479030 | 1100050780529 | Uk power reserve (asfordby) ltd | Asfordby coliery |  | Welby Road, Asfordby Hill | Melton mowbray | Leicestershire | LE14 3RD | United Kingdom | 472308 | 319734 | Staythorpe C 132Kv S Stn | Asfordby 132Kv S Stn | Asfordby 11Kv S Stn | 132 | Western Power Distribution (East Midlands) Plc | Fossil - Oil | Engine (combustion / reciprocating) | No |  | 0 | 25 | Advanced Fuel (produced via gasification or pyrolysis of biofuel or waste) | Engine (combustion / reciprocating) |  |  |  |  | Advanced Fuel (produced via gasification or pyrolysis of biofuel or waste) | Engine (combustion / reciprocating) | [5 empty] | Connected | 25 | 25 | 26.3158 | 8 | 8.421 | 2000-07-27 | [13 empty] | 2022-04-04 01:01
1170000004406 | 1100039600993 | Mccain foods (gb) ltd | Easton | Mccain Foods (Gb) Limited | Easton | Grantham | Lincolnshire | NG33 5AY | United Kingdom | 493952 | 326811 | Bicker Fen 132Kv S Stn | Grantham 33Kv S Stn | Easton 33 11Kv S Stn | 11 | Western Power Distribution (East Midlands) Plc | Biofuel - Landfill gas | Gas turbine (OCGT) | No |  | 0 | 1.4 | Advanced Fuel (produced via gasification or pyrolysis of biofuel or waste) | Engine (combustion / reciprocating) |  |  |  |  | Advanced Fuel (produced via gasification or pyrolysis of biofuel or waste) | Engine (combustion / reciprocating) | [5 empty] | Connected | 1.4 | 1.4 | 1.4737 | 3 | 3.1579 | 2012-08-01 | [13 empty] | 2022-04-04 01:01
1170000014584 | 1170000014575 | Warwick integrated generation ltd | Kirkby in ashfield mill lane | Bentinck Generating Station (Export) | Mill Lane | Kirkby in ashfield |  | NG17 9LG | United Kingdom | 44899 | 35513 | Chesterfield 132Kv S Stn | Annesley 33Kv S Stn |  | 33 | Western Power Distribution (East Midlands) Plc | Biofuel - Landfill gas | Gas turbine (OCGT) | No |  | 0 | 12.6 | Advanced Fuel (produced via gasification or pyrolysis of biofuel or waste) | Engine (combustion / reciprocating) |  |  |  |  | Advanced Fuel (produced via gasification or pyrolysis of biofuel or waste) | Engine (combustion / reciprocating) | [5 empty] | Connected | 12.6 | 12 | 12.6316 | 0.5 | 0.5263 | 2013-12-01 | [13 empty] | 2022-04-04 01:01
1170000037448 | 1100039600966 | Cummins business services | Cummins generator technologies, barnack road | Newage Engineers Limited, Ebet Electrical Div | Barnack Road | Stamford | Lincolnshire | PE9 2NB | United Kingdom |  |  | Walpole 132Kv S Stn | Stamford 33Kv S Stn | Stamford 11Kv S Stn | 0.4 | Western Power Distribution (East Midlands) Plc | Solar | Photovoltaic | No |  | 0 | 0.05 | Advanced Fuel (produced via gasification or pyrolysis of biofuel or waste) | Engine (combustion / reciprocating) |  |  |  |  | Advanced Fuel (produced via gasification or pyrolysis of biofuel or waste) | Engine (combustion / reciprocating) | [5 empty] | Connected | 0.05 | 0.05 | 0.0526 | 2.2 | 2.3158 | 2012-03-30 | [13 empty] | 2022-04-04 01:01
1170000048403 | 1170000048412 | Alkane energy uk limited | Former gedling colliery | Gedling Energy Park | Old Gedling Colliery Site, Arnold | Nottingham | Nottinghamshire | NG4 4GZ | United Kingdom | 46118 | 34389 | Stoke Bardolph 132Kv | Nottingham East 33Kv S Stn | Gedling 33 11Kv S Stn | 11 | Western Power Distribution (East Midlands) Plc | Fossil - Gas | Engine (combustion / reciprocating) | No |  | 0 | 3.1 | Advanced Fuel (produced via gasification or pyrolysis of biofuel or waste) | Engine (combustion / reciprocating) |  |  |  |  | Advanced Fuel (produced via gasification or pyrolysis of biofuel or waste) | Engine (combustion / reciprocating) | [5 empty] | Connected | 3.1 | 3.1 | 3.2632 | 0.05 | 0.0526 | 2012-05-31 | [13 empty] | 2022-04-04 01:01
1170000059186 | 1170000059210 | Bilsthorpe wind farm ltd | Bilsthorpe wind farm | Bilsthorpe Wind Farm | Stonish Hill | Bilsthorpe | Nottinghamshire | NG22 0DG | United Kingdom | 46617 | 36205 | Chesterfield 132Kv S Stn | Clipstone 33Kv S Stn |  | 33 | Western Power Distribution (East Midlands) Plc | Wind | Onshore wind turbines | No |  | 0 | 10.25 | Advanced Fuel (produced via gasification or pyrolysis of biofuel or waste) | Engine (combustion / reciprocating) |  |  |  |  | Advanced Fuel (produced via gasification or pyrolysis of biofuel or waste) | Engine (combustion / reciprocating) | [5 empty] | Connected | 10.25 | 10.56 | 11.1158 | 0.5 | 0.5263 | 2012-10-01 | [13 empty] | 2022-04-04 01:01
1170000075912 | 1100039601082 | Dynex semiconductor ltd | Doddington road | Dynex Semi Conductor Limited | New Office And Design Centre, Doddington Road | Lincoln |  | LN6 3LF | United Kingdom | 49289 | 36852 | West Burton 132Kv S Stn | Lincoln Main No 1 33Kv S Stn | Doddington Park 33 11Kv S Stn | 11 | Western Power Distribution (East Midlands) Plc | Solar | Photovoltaic | No |  | 0 | 0.0461 | Advanced Fuel (produced via gasification or pyrolysis of biofuel or waste) | Engine (combustion / reciprocating) |  |  |  |  | Advanced Fuel (produced via gasification or pyrolysis of biofuel or waste) | Engine (combustion / reciprocating) | [5 empty] | Connected | 0.0461 | 0.046 | 0.0484 | 3.8 | 4 | 2012-06-01 | [13 empty] | 2022-04-04 01:01
1170000078221 | 1170000078268 | Severn trent wind power ltd | Wanlip wind farm | Wanlip Wind Farm | Wanlip Treatment Work | Fillingate wanlip | Leicestershire | LE7 4PF | United Kingdom | 45949 | 31209 | Ratcliffe On Soar 132Kv S Stn | Willoughby 33Kv S Stn | Mountsorrel 33 11Kv S Stn | 11 | Western Power Distribution (East Midlands) Plc | Wind | Onshore wind turbines | No |  | 0 | 2.5 | Advanced Fuel (produced via gasification or pyrolysis of biofuel or waste) | Engine (combustion / reciprocating) |  |  |  |  | Advanced Fuel (produced via gasification or pyrolysis of biofuel or waste) | Engine (combustion / reciprocating) | [5 empty] | Connected | 2.5 | 2.5 | 2.6316 | 0.035 | 0.0368 | 2013-07-01 | [13 empty] | 2022-04-04 01:01
1170000083904 | 1160001318778 | Butchers pet care ltd | Unit 2 | Echo 3 Dirft East, Baker Group House | Danes Way, Crick | Northampton |  | NN6 7TZ | United Kingdom | 45741 | 27315 | Coventry 132Kv S Stn | Daventry 33Kv S Stn | Crick 33 11Kv S Stn | 11 | Western Power Distribution (East Midlands) Plc | Solar | Photovoltaic | No |  | 0 | 0.25 | Advanced Fuel (produced via gasification or pyrolysis of biofuel or waste) | Engine (combustion / reciprocating) |  |  |  |  | Advanced Fuel (produced via gasification or pyrolysis of biofuel or waste) | Engine (combustion / reciprocating) | [5 empty] | Connected | 0.25 | 0.25 | 0.2632 | 3.05 | 3.2105 | 2012-07-01 | [13 empty] | 2022-04-04 01:01
1170000085140 | 1170000085130 | Leicester district energy company ltd | St marks boiler house | St Marks Boiler House | Donaldson Road | Leicester |  | LE4 6BF | United Kingdom | 459434 | 305751 | Enderby 132Kv S Stn | Leicester North 33Kv S Stn | Lero 33 6 6Kv S Stn | 66 | Western Power Distribution (East Midlands) Plc | Waste | Steam turbine (thermal power plant) | Yes |  | 0 | 1.6 | Advanced Fuel (produced via gasification or pyrolysis of biofuel or waste) | Engine (combustion / reciprocating) |  |  |  |  | Advanced Fuel (produced via gasification or pyrolysis of biofuel or waste) | Engine (combustion / reciprocating) | [5 empty] | Connected | 1.6 | 1.6 | 1.6842 | 0.1 | 0.1053 | 2012-12-01 | [13 empty] | 2022-04-04 01:01
1170000089108 | 1170000089135 | A c shropshire ltd | Green lodge farm | A C Shropshire Limited, Greens Lodge Farm | Greens Lodge Farm Forest Road | Huncote |  | LE9 3LE | United Kingdom |  |  | Coventry 132Kv S Stn | Pailton 33Kv S Stn | Sapcote 33 11Kv S Stn | 11 | Western Power Distribution (East Midlands) Plc | Biomass | Steam turbine (thermal power plant) | No |  | 0 | 1.5 | Advanced Fuel (produced via gasification or pyrolysis of biofuel or waste) | Engine (combustion / reciprocating) |  |  |  |  | Advanced Fuel (produced via gasification or pyrolysis of biofuel or waste) | Engine (combustion / reciprocating) | [5 empty] | Connected | 1.5 | 1.5 | 1.5789 | 0.65 | 0.6842 | 2012-12-18 | [13 empty] | 2022-04-04 01:01
1170000110610 | 1170000110600 | Grange renewable energy ltd | The grange wind farm | The Grange Farm | Tydd St Mary | Wisbech | Lincolnshire | PE13 5QZ | United Kingdom | 54599 | 31923 | Walpole 132Kv S Stn | South Holland 33Kv S Stn |  | 33 | Western Power Distribution (East Midlands) Plc | Wind | Onshore wind turbines | No |  | 0 | 14 | Advanced Fuel (produced via gasification or pyrolysis of biofuel or waste) | Engine (combustion / reciprocating) |  |  |  |  | Advanced Fuel (produced via gasification or pyrolysis of biofuel or waste) | Engine (combustion / reciprocating) | [5 empty] | Connected | 14 | 14 | 14.7368 | 0.1 | 0.1053 | 2013-02-01 | [13 empty] | 2022-04-04 01:01
1170000111260 | 1170000017901 | Siemens plc | Siemens, teal park, north hykeham | New Building, Teal Park | Whisby Road, North Hykeham | Lincoln |  | LN6 3QZ | United Kingdom | 49262 | 36743 | West Burton 132Kv S Stn | Lincoln Main No 1 33Kv S Stn | Doddington Park 33 11Kv S Stn | 11 | Western Power Distribution (East Midlands) Plc | Solar | Photovoltaic | No |  | 0 | 0.134 | Advanced Fuel (produced via gasification or pyrolysis of biofuel or waste) | Engine (combustion / reciprocating) |  |  |  |  | Advanced Fuel (produced via gasification or pyrolysis of biofuel or waste) | Engine (combustion / reciprocating) | [5 empty] | Connected | 0.134 | 0.134 | 0.141 | 1.2 | 1.2632 | 2012-09-01 | [13 empty] | 2022-04-04 01:01
1170000111890 | 1170000111881 | Spep limited | Spep limited stor site | Spep Limited Stor Site | Spalding Drove | Spalding | Lincolnshire | PE12 8BL | United Kingdom | 52541 | 32127 | Walpole 132Kv S Stn | Spalding Clay Lake 33Kv S Stn |  | 33 | Western Power Distribution (East Midlands) Plc | Fossil - Gas | Engine (combustion / reciprocating) | No |  | 0 | 15 | Advanced Fuel (produced via gasification or pyrolysis of biofuel or waste) | Engine (combustion / reciprocating) |  |  |  |  | Advanced Fuel (produced via gasification or pyrolysis of biofuel or waste) | Engine (combustion / reciprocating) | [5 empty] | Connected | 15 | 15 | 15.7895 | 0.2 | 0.2105 | 2013-01-01 | [13 empty] | 2022-04-04 01:01
1170000112486 | 1170000112477 | Fcc environment (lincolnshire)ltd | Lincolnshire energy from waste facility | Lincolnshire Energy From Waste Facility | Paving Way, North Hykeham | Lincoln | Lincolnshire | LN6 3QW | United Kingdom | 49304 | 36775 | West Burton 132Kv S Stn | Lincoln Main No 1 33Kv S Stn |  | 33 | Western Power Distribution (East Midlands) Plc | Waste | Steam turbine (thermal power plant) | No |  | 0 | 13.1 | Advanced Fuel (produced via gasification or pyrolysis of biofuel or waste) | Engine (combustion / reciprocating) |  |  |  |  | Advanced Fuel (produced via gasification or pyrolysis of biofuel or waste) | Engine (combustion / reciprocating) | [5 empty] | Connected | 13.1 | 13.1 | 13.7895 | 2.5 | 2.6316 | 2012-10-01 | [13 empty] | 2022-04-04 01:01
1170000113452 | 1170000113443 | Sovereign property partners llp | Sovereign property partners llp stor site |  | Bowbridge Lane, Balderton | Newark | Nottinghamshire | NG24 3BZ | United Kingdom | 47995 | 35107 | Staythorpe C 132Kv S Stn | Hawton 33Kv S Stn |  | 33 | Western Power Distribution (East Midlands) Plc | Fossil - Oil | Engine (combustion / reciprocating) | No |  | 0 | 20 | Advanced Fuel (produced via gasification or pyrolysis of biofuel or waste) | Engine (combustion / reciprocating) |  |  |  |  | Advanced Fuel (produced via gasification or pyrolysis of biofuel or waste) | Engine (combustion / reciprocating) | [5 empty] | Connected | 20 | 20 | 21.0526 | 0.2 | 0.2105 | 2013-01-01 | [13 empty] | 2022-04-04 01:01
1170000117953 | 1170000117944 | Dalby wind park ltd | Dalby wind park ltd |  | Old Dalby Lodge, Paddy Lane, Old Dalby | Melton mowbray | Leicestershire | LE14 3LY | United Kingdom | 46538 | 32409 | Ratcliffe On Soar 132Kv S Stn | Willoughby 33Kv S Stn |  | 33 | Western Power Distribution (East Midlands) Plc | Wind | Onshore wind turbines | No |  | 0 | 7.65 | Advanced Fuel (produced via gasification or pyrolysis of biofuel or waste) | Engine (combustion / reciprocating) |  |  |  |  | Advanced Fuel (produced via gasification or pyrolysis of biofuel or waste) | Engine (combustion / reciprocating) | [5 empty] | Connected | 7.65 | 7.65 | 8.0526 | 0.5 | 0.5263 | 2015-10-06 | [13 empty] | 2022-04-04 01:01
1170000117980 | 1170000117971 | Yelvertoft wind farm ltd | Yelvertoft wind farm | Yelvertoft Wind Farm | Hilmorton Lane, Crick | Daventry | Northamptonshire | NN6 7SN | United Kingdom | 45774 | 27472 | Coventry 132Kv S Stn | Daventry 33Kv S Stn |  | 33 | Western Power Distribution (East Midlands) Plc | Wind | Onshore wind turbines | No |  | 0 | 16.4 | Advanced Fuel (produced via gasification or pyrolysis of biofuel or waste) | Engine (combustion / reciprocating) |  |  |  |  | Advanced Fuel (produced via gasification or pyrolysis of biofuel or waste) | Engine (combustion / reciprocating) | [5 empty] | Connected | 16.4 | 16.4 | 17.2632 | 0.3 | 0.3158 | 2012-10-15 | [13 empty] | 2022-04-04 01:01
1170000129211 | 1100039601862 | Leicester district energy company ltd | University of leicester | University Of Leicester, Estates Office Export Supply | Fielding And Johnson Building, University Road | Leicester | Leicestershire | LE1 7RH | United Kingdom | 45939 | 30320 | Enderby 132Kv S Stn | Leicester East 33Kv S Stn | Highfields 33 11Kv S Stn | 11 | Western Power Distribution (East Midlands) Plc | Fossil - Gas | Engine (combustion / reciprocating) | Yes |  | 0 | 4 | Advanced Fuel (produced via gasification or pyrolysis of biofuel or waste) | Engine (combustion / reciprocating) |  |  |  |  | Advanced Fuel (produced via gasification or pyrolysis of biofuel or waste) | Engine (combustion / reciprocating) | [5 empty] | Connected | 4 | 4 | 4.2105 | 4.5 | 4.7368 | 2012-12-01 | [13 empty] | 2022-04-04 01:01
1170000133263 | 1170000204589 | Severn trent wind power ltd | Severn trent water treatment works wind turbine site | Spondon Water Treatment Generation, Derby Sewage Works | Megaloughton Lane, Spondon | Derby |  | DE21 7BR | United Kingdom | 43910 | 33498 | Willington 132Kv S Stn | Derby 33Kv S Stn | Chaddesden 33 11Kv S Stn | 11 | Western Power Distribution (East Midlands) Plc | Wind | Onshore wind turbines | No |  | 0 | 5 | Advanced Fuel (produced via gasification or pyrolysis of biofuel or waste) | Engine (combustion / reciprocating) |  |  |  |  | Advanced Fuel (produced via gasification or pyrolysis of biofuel or waste) | Engine (combustion / reciprocating) | [5 empty] | Connected | 5 | 5 | 5.2632 | 0.99 | 1.0421 | 2013-06-01 | [13 empty] | 2022-04-04 01:01
1170000137588 | 1170000137579 | Hive solar charlie ltd | Shacks barn farm | Shacks Barn Farm House | Silverstone | Towcester | Northamptonshire | NN12 8TB | United Kingdom | 468104 | 245638 | East Claydon 132Kv S Stn | Brackley 132Kv S Stn |  | 33 | Western Power Distribution (East Midlands) Plc | Solar | Photovoltaic | No |  | 0 | 5 | Advanced Fuel (produced via gasification or pyrolysis of biofuel or waste) | Engine (combustion / reciprocating) |  |  |  |  | Advanced Fuel (produced via gasification or pyrolysis of biofuel or waste) | Engine (combustion / reciprocating) | [5 empty] | Connected | 5 | 5 | 5.2632 | 0.1 | 0.1053 | 2013-03-28 | [13 empty] | 2022-04-04 01:01
1170000138234 | 1170000138225 | Severn trent wind power ltd | Newthorpe sewerage treatment works wind turbines | Newthorpe Sewage Treatment Works | Halls Lane | Newthorpe |  | NG16 2DE | United Kingdom | 44751 | 34495 | Willington 132Kv S Stn | Heanor 33Kv S Stn | Moorgreen 33 11Kv S Stn | 11 | Western Power Distribution (East Midlands) Plc | Wind | Onshore wind turbines | No |  | 0 | 2.6 | Advanced Fuel (produced via gasification or pyrolysis of biofuel or waste) | Engine (combustion / reciprocating) |  |  |  |  | Advanced Fuel (produced via gasification or pyrolysis of biofuel or waste) | Engine (combustion / reciprocating) | [5 empty] | Connected | 2.6 | 2.6 | 2.7368 | 0.06 | 0.0632 | 2013-05-01 | [13 empty] | 2022-04-04 01:01
1170000146680 | 1170000146670 | Green frog power 214 limited | Green frog power ltd willoughby 20mw stor gen |  | West Thorpe Road | Willoughby | Leicestershire | LE12 6TD | United Kingdom | 46265 | 32578 | Ratcliffe On Soar 132Kv S Stn | Willoughby 33Kv S Stn |  | 33 | Western Power Distribution (East Midlands) Plc | Fossil - Oil | Engine (combustion / reciprocating) | No |  | 0 | 20 | Advanced Fuel (produced via gasification or pyrolysis of biofuel or waste) | Engine (combustion / reciprocating) |  |  |  |  | Advanced Fuel (produced via gasification or pyrolysis of biofuel or waste) | Engine (combustion / reciprocating) | [5 empty] | Connected | 20 | 26.4 | 27.7895 | 0.1 | 0.1053 | 2013-01-01 | [13 empty] | 2022-04-04 01:01
1170000154547 | 1170000154538 | Chelveston renewable energy ltd | Chelveston renewable energy park |  | Chelveston Farm, Caldecott Road, Caldecott | Wellingborough | Northamptonshire | NN9 6AR | United Kingdom | 50063 | 26885 | Grendon 132Kv S Stn | Irthlingborough 33Kv S Stn |  | 33 | Western Power Distribution (East Midlands) Plc | Wind | Onshore wind turbines | No |  | 0 | 32.6 | Advanced Fuel (produced via gasification or pyrolysis of biofuel or waste) | Engine (combustion / reciprocating) |  |  |  |  | Advanced Fuel (produced via gasification or pyrolysis of biofuel or waste) | Engine (combustion / reciprocating) | [5 empty] | Connected | 32.6 | 32.6 | 34.3158 | 1 | 1.0526 | 2013-03-31 | [13 empty] | 2022-04-04 01:01
1170000159350 | 1170000159340 | Ael biogas | East kirkby , east kirkby airfield | Export Biogas Generation | East Kirkby | Spilsby |  | PE23 4BX | United Kingdom | 53417 | 36238 | Bicker Fen 132Kv S Stn | Skegness 33Kv S Stn | Spilsby 33 11Kv S Stn | 11 | Western Power Distribution (East Midlands) Plc | Biofuel - Biogas from anaerobic digestion (excluding landfill & sewage) | Engine (combustion / reciprocating) | Yes |  | 0 | 1.2 | Advanced Fuel (produced via gasification or pyrolysis of biofuel or waste) | Engine (combustion / reciprocating) |  |  |  |  | Advanced Fuel (produced via gasification or pyrolysis of biofuel or waste) | Engine (combustion / reciprocating) | [5 empty] | Connected | 1.2 | 1.2 | 1.2632 | 0.25 | 0.2632 | 2013-09-30 | [13 empty] | 2022-04-04 01:01
1170000168178 | 1170000160044 | Powertree (taylor lane) limited | Derbyshire, heanor, taylor lane, | Power Balancing Services Limited | Taylor Lane, Loscoe | Heanor | Derbyshire | DE75 7TA | United Kingdom | 442564 | 347592 | Willington 132Kv S Stn | Heanor 33Kv S Stn | Heanor 11Kv S Stn | 11 | Western Power Distribution (East Midlands) Plc | Fossil - Gas | Engine (combustion / reciprocating) | No |  | 0 | 7.2 | Advanced Fuel (produced via gasification or pyrolysis of biofuel or waste) | Engine (combustion / reciprocating) |  |  |  |  | Advanced Fuel (produced via gasification or pyrolysis of biofuel or waste) | Engine (combustion / reciprocating) | [5 empty] | Connected | 7.2 | 7 | 7.3684 | 0.15 | 0.1579 | 2017-06-01 | [13 empty] | 2022-04-04 01:01
1170000172963 | 1170000172954 | Wymeswold solar farm ltd | Wymeswold solar farm | Wymeswold Airfield | Prestwold, Wymeswold | Loughborough | Leicestershire | LE12 5SH | United Kingdom | 45828 | 32257 | Ratcliffe On Soar 132Kv S Stn | Loughborough 33Kv S Stn |  | 33 | Western Power Distribution (East Midlands) Plc | Solar | Photovoltaic | No |  | 0 | 30 | Advanced Fuel (produced via gasification or pyrolysis of biofuel or waste) | Engine (combustion / reciprocating) |  |  |  |  | Advanced Fuel (produced via gasification or pyrolysis of biofuel or waste) | Engine (combustion / reciprocating) | [5 empty] | Connected | 30 | 30 | 31.5789 | 0.06 | 0.0632 | 2013-03-20 | [13 empty] | 2022-04-04 01:01
1170000174836 | 1170000174827 | Ks spv 8 limited | Beachampton solar farm | Potash Farm | Beachampton | Milton keynes | Buckinghamshire | MK19 6EA | United Kingdom | 47796 | 23610 | East Claydon 132Kv S Stn | Stony Stratford 33Kv S Stn |  | 33 | Western Power Distribution (East Midlands) Plc | Solar | Photovoltaic | No |  | 0 | 3 | Advanced Fuel (produced via gasification or pyrolysis of biofuel or waste) | Engine (combustion / reciprocating) |  |  |  |  | Advanced Fuel (produced via gasification or pyrolysis of biofuel or waste) | Engine (combustion / reciprocating) | [5 empty] | Connected | 3 | 3 | 3.1579 | 0.1 | 0.1053 | 2013-03-01 | [13 empty] | 2022-04-04 01:01
1170000182970 | 1170000182961 | The hollies solar farm ltd | The hollies solar farm | Spencer Farm | The Hollies, Croft | Skegness | Lincolnshire | PE24 4SH | United Kingdom | 54972 | 36321 | Bicker Fen 132Kv S Stn | Skegness 33Kv S Stn |  | 33 | Western Power Distribution (East Midlands) Plc | Solar | Photovoltaic | No |  | 0 | 10 | Advanced Fuel (produced via gasification or pyrolysis of biofuel or waste) | Engine (combustion / reciprocating) |  |  |  |  | Advanced Fuel (produced via gasification or pyrolysis of biofuel or waste) | Engine (combustion / reciprocating) | [5 empty] | Connected | 10 | 10 | 10.5263 | 0.04 | 0.0421 | 2013-03-28 | [13 empty] | 2022-04-04 01:01
1170000185642 | 1100039603949 | Awg group limited | Awa cotton valley stw | Awa Sewage Treatment | Cotton Valley, Pineham | Milton keynes | Buckinghamshire | MK15 9AD | United Kingdom | 48870 | 24047 | East Claydon 132Kv S Stn | Bletchley 33Kv S Stn | Fox Milne 33 11Kv S Stn | 11 | Western Power Distribution (East Midlands) Plc | Biofuel - Landfill gas | Gas turbine (OCGT) | Yes |  | 0 | 2.75 | Advanced Fuel (produced via gasification or pyrolysis of biofuel or waste) | Engine (combustion / reciprocating) |  |  |  |  | Advanced Fuel (produced via gasification or pyrolysis of biofuel or waste) | Engine (combustion / reciprocating) | [5 empty] | Connected | 2.75 | 2.75 | 2.8947 | 4.35 | 4.5789 | 2013-03-04 | [13 empty] | 2022-04-04 01:01
1170000191840 | 1170000266799 | Stables solar limited | Pine close | The Stables (Rear Of) | Pine Close, Stoke Golding | Nuneaton | Warwickshire | CV13 6EB | United Kingdom | 440447 | 296877 | Coventry 132Kv S Stn | Hinckley 33Kv S Stn | Middlefield 33 11Kv S Stn | 11 | Western Power Distribution (East Midlands) Plc | Solar | Photovoltaic | No |  | 0 | 2.2 | Advanced Fuel (produced via gasification or pyrolysis of biofuel or waste) | Engine (combustion / reciprocating) |  |  |  |  | Advanced Fuel (produced via gasification or pyrolysis of biofuel or waste) | Engine (combustion / reciprocating) | [5 empty] | Connected | 2.2 | 2.2 | 2.3158 | 0.015 | 0.0158 | 2014-04-01 | [13 empty] | 2022-04-04 01:01
1170000192366 | 1170000402167 | Daintree wind farm limited | Crick dirft wind farm | M1 (Junction 18) | Crick | Rugby | Northamptonshire | NN6 7GW | United Kingdom | 45727 | 27264 | Coventry 132Kv S Stn | Daventry 33Kv S Stn | Crick 33 11Kv S Stn | 11 | Western Power Distribution (East Midlands) Plc | Wind | Onshore wind turbines | No |  | 0 | 5 | Advanced Fuel (produced via gasification or pyrolysis of biofuel or waste) | Engine (combustion / reciprocating) |  |  |  |  | Advanced Fuel (produced via gasification or pyrolysis of biofuel or waste) | Engine (combustion / reciprocating) | [5 empty] | Connected | 5 | 5 | 5.2632 | 0.025 | 0.0263 | 2014-10-01 | [13 empty] | 2022-04-04 01:01
1170000197986 | 1100039600390 | Butlins skyline ltd | Roman bank | Export Chp, Butlins Limited, Funcoast World |  | Skegness | Lincolnshire | PE25 1NJ | United Kingdom | 55682 | 36738 | Bicker Fen 132Kv S Stn | Skegness 33Kv S Stn | Ingoldmells 33 11Kv S Stn | 11 | Western Power Distribution (East Midlands) Plc | Fossil - Gas | Engine (combustion / reciprocating) | Yes |  | 0 | 0.12 | Advanced Fuel (produced via gasification or pyrolysis of biofuel or waste) | Engine (combustion / reciprocating) |  |  |  |  | Advanced Fuel (produced via gasification or pyrolysis of biofuel or waste) | Engine (combustion / reciprocating) | [5 empty] | Connected | 0.12 | 0.12 | 0.1263 | 8.2 | 8.6316 | 2013-03-21 | [13 empty] | 2022-04-04 01:01
1170000199798 | 1170000199789 | Bl wind limited | Burton wold wind farm extension ltd | Burton Wold Farm North | Northern Extension, Thrapston Road | Finedon | Northamptonshire | NN9 5HW | United Kingdom | 49274 | 27597 | Grendon 132Kv S Stn | Irthlingborough 33Kv S Stn |  | 33 | Western Power Distribution (East Midlands) Plc | Wind | Onshore wind turbines | No |  | 0 | 14.4 | Advanced Fuel (produced via gasification or pyrolysis of biofuel or waste) | Engine (combustion / reciprocating) |  |  |  |  | Advanced Fuel (produced via gasification or pyrolysis of biofuel or waste) | Engine (combustion / reciprocating) | [5 empty] | Connected | 14.4 | 14.4 | 15.1579 | 0.2 | 0.2105 | 2014-06-19 | [13 empty] | 2022-04-04 01:01
1170000217090 | 1170000217072 | Mugen euro co ltd | Mugen euro | Ex Mailcom Building | Snowdon Drive, Winterhill | Milton keynes | Buckinghamshire | MK6 1AP | United Kingdom | 44955 | 25365 | East Claydon 132Kv S Stn | Brackley 132Kv S Stn | Woodford Halse 33 11Kv S Stn | 11 | Western Power Distribution (East Midlands) Plc | Wind | Onshore wind turbines | No |  | 0 | 1.57 | Advanced Fuel (produced via gasification or pyrolysis of biofuel or waste) | Engine (combustion / reciprocating) |  |  |  |  | Advanced Fuel (produced via gasification or pyrolysis of biofuel or waste) | Engine (combustion / reciprocating) | [5 empty] | Connected | 1.57 | 1.5 | 1.5789 | 0.6 | 0.6316 | 2013-08-27 | [13 empty] | 2022-04-04 01:01
1170000233570 | 1170000233552 | Roade windfarm ltd | M1 windfarm | Ashwood Farm | Hartwell Road, Quinton | Northampton | Northamptonshire | NN7 2HD | United Kingdom | 47794 | 25226 | Grendon 132Kv S Stn | Northampton 33Kv S Stn |  | 33 | Western Power Distribution (East Midlands) Plc | Wind | Onshore wind turbines | No |  | 0 | 7.65 | Advanced Fuel (produced via gasification or pyrolysis of biofuel or waste) | Engine (combustion / reciprocating) |  |  |  |  | Advanced Fuel (produced via gasification or pyrolysis of biofuel or waste) | Engine (combustion / reciprocating) | [5 empty] | Connected | 7.65 | 7.65 | 8.0526 | 0.205 | 0.2158 | 2014-04-01 | [13 empty] | 2022-04-04 01:01
1170000240114 | 1100039669470 | Fold hill foods ltd | Fold hill | (Export Meter) J W Grant, Fold Hill Foods, Dovecote Farm | Old Leake, Boston |  |  | PE22 9RL | United Kingdom | 53988 | 35404 | Walpole 132Kv S Stn | Boston 33Kv S Stn | Stickney 33 11Kv S Stn | 11 | Western Power Distribution (East Midlands) Plc | Solar | Photovoltaic | No |  | 0 | 1.05 | Advanced Fuel (produced via gasification or pyrolysis of biofuel or waste) | Engine (combustion / reciprocating) |  |  |  |  | Advanced Fuel (produced via gasification or pyrolysis of biofuel or waste) | Engine (combustion / reciprocating) | [5 empty] | Connected | 1.05 | 1.05 | 1.1053 | 1.5 | 1.5789 | 2013-08-30 | [13 empty] | 2022-04-04 01:01
1170000248187 | 1170000239730 | Severn trent water limited | Stwa clay mills, meadow lane, stretton | Stwa Clay Mills Export No 1 | Meadow Lane, Stretton | Burton on trent |  | DE13 0DB | United Kingdom |  |  | Drakelow 132Kv | Burton 132Kv S Stn | Burton 11Kv | 11 | Western Power Distribution (East Midlands) Plc | Biofuel - Landfill gas | Gas turbine (OCGT) | No |  | 0 | 1.9 | Advanced Fuel (produced via gasification or pyrolysis of biofuel or waste) | Engine (combustion / reciprocating) |  |  |  |  | Advanced Fuel (produced via gasification or pyrolysis of biofuel or waste) | Engine (combustion / reciprocating) | [5 empty] | Connected | 1.9 | 0.499 | 0.5253 | 3 | 3.1579 | 2011-03-09 | [13 empty] | 2022-04-04 01:01
1170000248220 | 1170000239730 | Severn trent water limited | Stwa clay mills, meadow lane, stretton | Stwa Clay Mills Export No 2 | Meadow Lane, Stretton | Burton on trent |  | DE13 0DB | United Kingdom |  |  | Drakelow 132Kv | Burton 132Kv S Stn | Burton 11Kv | 11 | Western Power Distribution (East Midlands) Plc | Biofuel - Landfill gas | Gas turbine (OCGT) | No |  | 0 | 1.9 | Advanced Fuel (produced via gasification or pyrolysis of biofuel or waste) | Engine (combustion / reciprocating) |  |  |  |  | Advanced Fuel (produced via gasification or pyrolysis of biofuel or waste) | Engine (combustion / reciprocating) | [5 empty] | Connected | 1.9 | 0.499 | 0.5253 | 3 | 3.1579 | 2011-03-09 | [13 empty] | 2022-04-04 01:01
1170000271353 | 1170000271344 | Holbeach biogas limited | Manor farm | Manor Farm | Holbeach Hurn, Holbeach | Spalding | Lincolnshire | PE12 8LR | United Kingdom | 540324 | 328455 | Walpole 132Kv S Stn | Spalding Clay Lake 33Kv S Stn | Holbeach 33 11Kv S Stn | 11 | Western Power Distribution (East Midlands) Plc | Biofuel - Biogas from anaerobic digestion (excluding landfill & sewage) | Engine (combustion / reciprocating) | No |  | 0 | 0.8 | Advanced Fuel (produced via gasification or pyrolysis of biofuel or waste) | Engine (combustion / reciprocating) |  |  |  |  | Advanced Fuel (produced via gasification or pyrolysis of biofuel or waste) | Engine (combustion / reciprocating) | [5 empty] | Connected | 0.8 | 0.8 | 0.8421 | 1.7 | 1.7895 | 2014-04-05 | [13 empty] | 2022-04-04 01:01
1170000272055 | 1160000302137 | Wolseley uk ltd | Wolseley uk ndc, harrison way, spa park, leamington spa, cv31 3hh | Export Feeder 2, Wolseley Uk Limited, The Wolseley Center | Harrison Way | Leamington spa | Warwickshire | CV31 3HH | United Kingdom | 431774 | 264042 | Berkswell 132Kv S Stn | Warwick 33Kv S Stn | Lockheed 33 11Kv S Stn | 11 | Western Power Distribution (East Midlands) Plc | Solar | Photovoltaic | No |  | 0 | 1.8 | Advanced Fuel (produced via gasification or pyrolysis of biofuel or waste) | Engine (combustion / reciprocating) |  |  |  |  | Advanced Fuel (produced via gasification or pyrolysis of biofuel or waste) | Engine (combustion / reciprocating) | [5 empty] | Connected | 1.8 | 1.8 | 1.8947 | 2.286 | 2.4063 | 2013-12-27 | [13 empty] | 2022-04-04 01:01
1170000272064 | 1160000302137 | Wolseley uk ltd | Wolseley uk ndc, harrison way, spa park, leamington spa, cv31 3hh | Export Feeder 1, Wolseley Uk Limited, The Wolseley Center | Harrison Way | Leamington spa | Warwickshire | CV31 3HH | United Kingdom | 431774 | 264042 | Berkswell 132Kv S Stn | Warwick 33Kv S Stn | Lockheed 33 11Kv S Stn | 11 | Western Power Distribution (East Midlands) Plc | Solar | Photovoltaic | No |  | 0 | 1.8 | Advanced Fuel (produced via gasification or pyrolysis of biofuel or waste) | Engine (combustion / reciprocating) |  |  |  |  | Advanced Fuel (produced via gasification or pyrolysis of biofuel or waste) | Engine (combustion / reciprocating) | [5 empty] | Connected | 1.8 | 1.8 | 1.8947 | 2.286 | 2.4063 | 2013-12-27 | [13 empty] | 2022-04-04 01:01
1170000280117 | 1170000280108 | Sutton grange ad limited | Low farm | Low Farm | Low Road, Lound | Retford | Nottinghamshire | DN22 8SB | United Kingdom | 46981 | 38563 | Staythorpe C 132Kv S Stn | Checkerhouse 33Kv S Stn |  | 33 | Western Power Distribution (East Midlands) Plc | Biofuel - Biogas from anaerobic digestion (excluding landfill & sewage) | Engine (combustion / reciprocating) | Yes |  | 0 | 3 | Advanced Fuel (produced via gasification or pyrolysis of biofuel or waste) | Engine (combustion / reciprocating) |  |  |  |  | Advanced Fuel (produced via gasification or pyrolysis of biofuel or waste) | Engine (combustion / reciprocating) | [5 empty] | Connected | 3 | 3 | 3.1579 | 1 | 1.0526 | 2014-01-04 | [13 empty] | 2022-04-04 01:01
1170000280970 | 1170000280960 | Turweston solar farm limited | Turweston airfield solar farm | Floor Mounted Solar Power Plant | Turweston Airfield | Brackley | Buckinghamshire | NN13 5YD | United Kingdom | 46104 | 23873 | East Claydon 132Kv S Stn | Brackley 132Kv S Stn |  | 33 | Western Power Distribution (East Midlands) Plc | Solar | Photovoltaic | No |  | 0 | 15.5 | Advanced Fuel (produced via gasification or pyrolysis of biofuel or waste) | Engine (combustion / reciprocating) |  |  |  |  | Advanced Fuel (produced via gasification or pyrolysis of biofuel or waste) | Engine (combustion / reciprocating) | [5 empty] | Connected | 15.5 | 15.5 | 16.3158 | 0.06 | 0.0632 | 2014-01-01 | [13 empty] | 2022-04-04 01:01
1170000281193 | 1170000281175 | Lambridge solar ltd | Grange farm, burton pedwardine |  | Grange Farm, Asgarby Road, Burton Pedwardine | Sleaford | Lincolnshire | NG34 0BX | United Kingdom | 51079 | 34342 | Bicker Fen 132Kv S Stn | Sleaford 33Kv S Stn |  | 33 | Western Power Distribution (East Midlands) Plc | Solar | Photovoltaic | No |  | 0 | 7.5 | Advanced Fuel (produced via gasification or pyrolysis of biofuel or waste) | Engine (combustion / reciprocating) |  |  |  |  | Advanced Fuel (produced via gasification or pyrolysis of biofuel or waste) | Engine (combustion / reciprocating) | [5 empty] | Connected | 7.5 | 7.5 | 7.8947 | 0.1 | 0.1053 | 2014-01-17 | [13 empty] | 2022-04-04 01:01
1170000281565 | 1100039601310 | Milton keynes general nhs trust | Milton keynes hospital | Milton Keynes Hospital | Standing Way, Eaglestone | Milton keynes | Buckinghamshire | MK6 5LD | United Kingdom | 486835 | 237194 | East Claydon 132Kv S Stn | Bletchley 33Kv S Stn | Secklow Gate 33 11Kv S Stn | 11 | Western Power Distribution (East Midlands) Plc | Fossil - Oil | Engine (combustion / reciprocating) | No |  | 0 | 2 | Advanced Fuel (produced via gasification or pyrolysis of biofuel or waste) | Engine (combustion / reciprocating) |  |  |  |  | Advanced Fuel (produced via gasification or pyrolysis of biofuel or waste) | Engine (combustion / reciprocating) | [5 empty] | Connected | 2 | 2 | 2.1053 | 4.5 | 4.7368 | 2011-01-01 | [13 empty] | 2022-04-04 01:01
1170000281574 | 1170000272000 | Milton keynes general nhs trust | Milton keynes hospital | Generation, Phase 1, Milton Keynes General Hospital | Standing Way, Eaglestone | Milton keynes | Buckinghamshire | MK6 5LD | United Kingdom | 486835 | 237194 | East Claydon 132Kv S Stn | Bletchley 33Kv S Stn | Secklow Gate 33 11Kv S Stn | 11 | Western Power Distribution (East Midlands) Plc | Fossil - Oil | Engine (combustion / reciprocating) | No |  | 0 | 2 | Advanced Fuel (produced via gasification or pyrolysis of biofuel or waste) | Engine (combustion / reciprocating) |  |  |  |  | Advanced Fuel (produced via gasification or pyrolysis of biofuel or waste) | Engine (combustion / reciprocating) | [5 empty] | Connected | 2 | 2 | 2.1053 | 4.5 | 4.7368 | 2011-01-01 | [13 empty] | 2022-04-04 01:01
1170000300891 | 1170000282977 | Network rail infrastructure limited | Hunters lane rugby | Rugby Operating Centre | Hunters Lane | Rugby |  | CV21 1EA | United Kingdom |  |  | Coventry 132Kv S Stn | Rugby 132Kv S Stn | Rugby 11Kv S Stn | 11 | Western Power Distribution (East Midlands) Plc | Solar | Photovoltaic | No |  | 0 | 0.722 | Advanced Fuel (produced via gasification or pyrolysis of biofuel or waste) | Engine (combustion / reciprocating) |  |  |  |  | Advanced Fuel (produced via gasification or pyrolysis of biofuel or waste) | Engine (combustion / reciprocating) | [5 empty] | Connected | 0.722 | 0.038 | 0.04 | 2.5 | 2.6316 | 2014-04-14 | [13 empty] | 2022-04-04 01:01
1170000304423 | 1170000304432 | Bio dynamic (uk) ltd | Colwick sidings, colwick road no4, ad plant | P176 | Private Road No 4, Colwick Industrial Estate, Nottingham |  |  | NG4 2JT | United Kingdom | 46340 | 33981 | Stoke Bardolph 132Kv | Nottingham East 33Kv S Stn | Colwick 33 11Kv S Stn | 11 | Western Power Distribution (East Midlands) Plc | Biofuel - Landfill gas | Gas turbine (OCGT) | Yes |  | 0 | 4.052 | Fossil - Gas | Engine (combustion / reciprocating) | Yes |  | 0 | 0.785 | Advanced Fuel (produced via gasification or pyrolysis of biofuel or waste) | Engine (combustion / reciprocating) | [5 empty] | Connected | 4.837 | 4 | 4.2105 | 1 | 1.0526 | 2018-08-01 | [13 empty] | 2022-04-04 01:01
1170000305107 | 1170000314209 | Sun glow power limited | Solar farm, mallory road, bishops tachbrook, warwick, cv34 6su | Brickyard Barn | Mallory Road, Bishops Tachbrook | Leamington spa | Warwickshire | CV33 9QD | United Kingdom | 430422 | 261468 | Berkswell 132Kv S Stn | Warwick 33Kv S Stn | Banbury Road 33 11Kv S Stn | 11 | Western Power Distribution (East Midlands) Plc | Solar | Photovoltaic | No |  | 0 | 3.5 | Advanced Fuel (produced via gasification or pyrolysis of biofuel or waste) | Engine (combustion / reciprocating) |  |  |  |  | Advanced Fuel (produced via gasification or pyrolysis of biofuel or waste) | Engine (combustion / reciprocating) | [5 empty] | Connected | 3.5 | 3.5 | 3.6842 | 0.025 | 0.0263 | 2014-12-01 | [13 empty] | 2022-04-04 01:01
1170000306893 | 1170000306884 | Lightsource spv 62 limited | Lodge farm | Lodge Farm | Spa Lane | Rushcliffe | Nottinghamshire | NG13 9PL | United Kingdom | 47799 | 34148 | Staythorpe C 132Kv S Stn | Hawton 33Kv S Stn |  | 33 | Western Power Distribution (East Midlands) Plc | Solar | Photovoltaic | No |  | 0 | 10 | Advanced Fuel (produced via gasification or pyrolysis of biofuel or waste) | Engine (combustion / reciprocating) |  |  |  |  | Advanced Fuel (produced via gasification or pyrolysis of biofuel or waste) | Engine (combustion / reciprocating) | [5 empty] | Connected | 10 | 10 | 10.5263 | 0.2 | 0.2105 | 2014-03-31 | [13 empty] | 2022-04-04 01:01
1170000306918 | 1170000306909 | Lightsource spv 61 limited | Little morton farm | Little Morton Farm | Little Morton, Retford | Worksop | Nottinghamshire | DN22 8BE | United Kingdom | 467652 | 378879 | Staythorpe C 132Kv S Stn | Checkerhouse 33Kv S Stn |  | 33 | Western Power Distribution (East Midlands) Plc | Solar | Photovoltaic | No |  | 0 | 12 | Advanced Fuel (produced via gasification or pyrolysis of biofuel or waste) | Engine (combustion / reciprocating) |  |  |  |  | Advanced Fuel (produced via gasification or pyrolysis of biofuel or waste) | Engine (combustion / reciprocating) | [5 empty] | Connected | 12 | 12 | 12.6316 | 0.1 | 0.1053 | 2014-03-31 | [13 empty] | 2022-04-04 01:01
1170000313171 | 1170000313162 | Lightsource spv 37 limited | Ermine farm | Ermine Street Farm | Ancaster Heath, Ancaster | Grantham | Lincolnshire | NG32 3RN | United Kingdom | 499315 | 347454 | Bicker Fen 132Kv S Stn | Sleaford 33Kv S Stn |  | 33 | Western Power Distribution (East Midlands) Plc | Solar | Photovoltaic | No |  | 0 | 27 | Advanced Fuel (produced via gasification or pyrolysis of biofuel or waste) | Engine (combustion / reciprocating) |  |  |  |  | Advanced Fuel (produced via gasification or pyrolysis of biofuel or waste) | Engine (combustion / reciprocating) | [5 empty] | Connected | 27 | 27 | 28.421 | 0.2 | 0.2105 | 2014-03-27 | [13 empty] | 2022-04-04 01:01
1170000319243 | 1170000319234 | Wellingborough solar ltds | Land off the ridge, great doddington, wellingborough, northamptonshire, nn29 7tu |  | The Ridge, Great Doddington | Wellingborough | Northamptonshire | NN29 7TU | United Kingdom | 48894 | 26566 | Grendon 132Kv S Stn | Wellingborough 33Kv S Stn |  | 33 | Western Power Distribution (East Midlands) Plc | Solar | Photovoltaic | No |  | 0 | 10 | Advanced Fuel (produced via gasification or pyrolysis of biofuel or waste) | Engine (combustion / reciprocating) |  |  |  |  | Advanced Fuel (produced via gasification or pyrolysis of biofuel or waste) | Engine (combustion / reciprocating) | [5 empty] | Connected | 10 | 10 | 10.5263 | 0.1 | 0.1053 | 2014-12-16 | [13 empty] | 2022-04-04 01:01
1170000323133 | 1100051050549 | Volkswagen group uk limited | Volkswagen group | T N T Logistics Centre | Birch Coppice, Dordon | Nr tamworth | Warwickshire | B78 1SZ | United Kingdom |  |  | Lea Marston 132Kv S Stn | Tamworth 33Kv S Stn | Birch Coppice 33 11Kv S Stn | 11 | Western Power Distribution (East Midlands) Plc | Solar | Photovoltaic | No |  | 0 | 1.5 | Advanced Fuel (produced via gasification or pyrolysis of biofuel or waste) | Engine (combustion / reciprocating) |  |  |  |  | Advanced Fuel (produced via gasification or pyrolysis of biofuel or waste) | Engine (combustion / reciprocating) | [5 empty] | Connected | 1.5 | 1.5 | 1.5789 | 2 | 2.1053 | 2014-05-01 | [13 empty] | 2022-04-04 01:01
1170000325292 | 1170000325283 | Winwick wind farm limited | Winwick wind farm | Winwick Wind Farm | Cold Ashby Road | Northampton | Northamptonshire | NN6 6EP | United Kingdom | 46400 | 27470 | Coventry 132Kv S Stn | Daventry 33Kv S Stn |  | 33 | Western Power Distribution (East Midlands) Plc | Wind | Onshore wind turbines | No |  | 0 | 12.3 | Advanced Fuel (produced via gasification or pyrolysis of biofuel or waste) | Engine (combustion / reciprocating) |  |  |  |  | Advanced Fuel (produced via gasification or pyrolysis of biofuel or waste) | Engine (combustion / reciprocating) | [5 empty] | Connected | 12.3 | 12.3 | 12.9474 | 0.275 | 0.2895 | 2016-06-09 | [13 empty] | 2022-04-04 01:01
1170000325317 | 1170000325308 | Watford lodge wind farm ltd | Watford lodge windfarm ltd | Watford Lodge Wind Farm | West Haddon Road | Watford | Northamptonshire | NN6 7UN | United Kingdom | 460841 | 270170 | Coventry 132Kv S Stn | Daventry 33Kv S Stn |  | 33 | Western Power Distribution (East Midlands) Plc | Wind | Onshore wind turbines | No |  | 0 | 10.25 | Advanced Fuel (produced via gasification or pyrolysis of biofuel or waste) | Engine (combustion / reciprocating) |  |  |  |  | Advanced Fuel (produced via gasification or pyrolysis of biofuel or waste) | Engine (combustion / reciprocating) | [5 empty] | Connected | 10.25 | 10.25 | 10.7895 | 0.175 | 0.1842 | 2015-08-18 | [13 empty] | 2022-04-04 01:01
1170000326463 | 1170000326454 | Hazel capital development (wrangle) limited | Land at wrangle farm | Wrangle Farm | Ings Road | Leverton | Lincolnshire | PE22 0PZ | United Kingdom | 53850 | 34935 | Walpole 132Kv S Stn | Boston 33Kv S Stn |  | 33 | Western Power Distribution (East Midlands) Plc | Solar | Photovoltaic | No |  | 0 | 9 | Advanced Fuel (produced via gasification or pyrolysis of biofuel or waste) | Engine (combustion / reciprocating) |  |  |  |  | Advanced Fuel (produced via gasification or pyrolysis of biofuel or waste) | Engine (combustion / reciprocating) | [5 empty] | Connected | 9 | 9 | 9.4737 | 0.06 | 0.0632 | 2014-03-26 | [13 empty] | 2022-04-04 01:01
1170000334000 | 1170000333994 | Pfb solar ltd | Fen road solar | Fen Road Solar Farm | Fen Road, Frampton Fen | Boston | Lincolnshire | PE20 1RU | United Kingdom |  |  | Walpole 132Kv S Stn | Boston 33Kv S Stn | Sleaford Road Boston 33 11Kv S Stn | 11 | Western Power Distribution (East Midlands) Plc | Solar | Photovoltaic | No |  | 0 | 1.2 | Advanced Fuel (produced via gasification or pyrolysis of biofuel or waste) | Engine (combustion / reciprocating) |  |  |  |  | Advanced Fuel (produced via gasification or pyrolysis of biofuel or waste) | Engine (combustion / reciprocating) | [5 empty] | Connected | 1.2 | 1.2 | 1.2632 | 0.1 | 0.1053 | 2014-07-22 | [13 empty] | 2022-04-04 01:01
1170000336382 | 1100039658103 | Defence infrastructure organisation | Oakham, st georges barracks | St Georges Barracks | , North Luffenham | Oakham | Leicestershire | LE15 8RL | United Kingdom | 49319 | 30471 | Grendon 132Kv S Stn | Oakham 33Kv S Stn | Empingham 33 11Kv S Stn | 11 | Western Power Distribution (East Midlands) Plc | Fossil - Gas | Engine (combustion / reciprocating) | Yes |  | 0 | 0.2 | Advanced Fuel (produced via gasification or pyrolysis of biofuel or waste) | Engine (combustion / reciprocating) |  |  |  |  | Advanced Fuel (produced via gasification or pyrolysis of biofuel or waste) | Engine (combustion / reciprocating) | [5 empty] | Connected | 0.2 | 0 | 0 | 1.215 | 1.279 | 2014-03-28 | [13 empty] | 2022-04-04 01:01
1170000337517 | 1170000337508 | Argyll solar limited | Burton pedwardine phase 2 | Burton Pedwardine | Asgarby Road, Burton Pedwardine | Sleaford | Lincolnshire | NG34 0DB | United Kingdom | 51047 | 34345 | Bicker Fen 132Kv S Stn | Sleaford 33Kv S Stn |  | 33 | Western Power Distribution (East Midlands) Plc | Solar | Photovoltaic | No |  | 0 | 3.75 | Advanced Fuel (produced via gasification or pyrolysis of biofuel or waste) | Engine (combustion / reciprocating) |  |  |  |  | Advanced Fuel (produced via gasification or pyrolysis of biofuel or waste) | Engine (combustion / reciprocating) | [5 empty] | Connected | 3.75 | 3.5 | 3.6842 | 0.1 | 0.1053 | 2014-03-31 | [13 empty] | 2022-04-04 01:01
1170000346344 | 1170000346335 | Wellingborough solar ltds | Doddington ridge, doddington road, wellingborough nn29 7tt | Export | The Ridge, Great Doddington | Wellingborough | Northamptonshire | NN29 7TT | United Kingdom |  |  | Grendon 132Kv S Stn | Wellingborough 132Kv S Stn | Wellingborough 132/11Kv (Reserve) | 11 | Western Power Distribution (East Midlands) Plc | Solar | Photovoltaic | No |  | 0 | 2.8 | Advanced Fuel (produced via gasification or pyrolysis of biofuel or waste) | Engine (combustion / reciprocating) |  |  |  |  | Advanced Fuel (produced via gasification or pyrolysis of biofuel or waste) | Engine (combustion / reciprocating) | [5 empty] | Connected | 2.8 | 2.8 | 2.9474 | 0.02 | 0.021 | 2014-03-30 | [13 empty] | 2022-04-04 01:01
1170000346502 | 1170000346511 | Lowther farms | Ashby lane farm | Ashby Lane Farm | Cold Ashby Road, Guilsborough | Northampton | Northamptonshire | NN6 8QP | United Kingdom | 466863 | 274382 | Coventry 132Kv S Stn | Daventry 33Kv S Stn | West Haddon 33 11Kv S Stn | 11 | Western Power Distribution (East Midlands) Plc | Solar | Photovoltaic | No |  | 0 | 1.5 | Advanced Fuel (produced via gasification or pyrolysis of biofuel or waste) | Engine (combustion / reciprocating) |  |  |  |  | Advanced Fuel (produced via gasification or pyrolysis of biofuel or waste) | Engine (combustion / reciprocating) | [5 empty] | Connected | 1.5 | 1.5 | 1.5789 | 0.08 | 0.0842 | 2014-07-18 | [13 empty] | 2022-04-04 01:01
1170000366280 | 1100039634325 | Severn trent wind power ltd | Stoke lane, stoke bardolph | Stoke Bardolph (Stw) | Stoke Lane, Stoke Bardolph | Burton joyce | Nottinghamshire | NG14 5HL | United Kingdom | 46300 | 34203 | Stoke Bardolph 132Kv | Nottingham East 33Kv S Stn | Colwick 33 11Kv S Stn | 11 | Western Power Distribution (East Midlands) Plc | Wind | Onshore wind turbines | No |  | 0 | 1.5 | Advanced Fuel (produced via gasification or pyrolysis of biofuel or waste) | Engine (combustion / reciprocating) |  |  |  |  | Advanced Fuel (produced via gasification or pyrolysis of biofuel or waste) | Engine (combustion / reciprocating) | [5 empty] | Connected | 1.5 | 1.5 | 1.5789 | 0.65 | 0.6842 | 2015-09-01 | [13 empty] | 2022-04-04 01:01
1170000369086 | 1170000369068 | Uk solar (hartwell) llp | Hartwell solar farm, hartwell, northamptonshire, nn7 2eu | Stonepit Farm | Hanslope Road, Hartwell | Northampton | Northamptonshire | NN7 2EU | United Kingdom | 479012 | 249026 | Grendon 132Kv S Stn | Northampton 33Kv S Stn |  | 33 | Western Power Distribution (East Midlands) Plc | Solar | Photovoltaic | No |  | 0 | 15 | Advanced Fuel (produced via gasification or pyrolysis of biofuel or waste) | Engine (combustion / reciprocating) |  |  |  |  | Advanced Fuel (produced via gasification or pyrolysis of biofuel or waste) | Engine (combustion / reciprocating) | [5 empty] | Connected | 15 | 15 | 15.7895 | 0.1 | 0.1053 | 2014-12-01 | [13 empty] | 2022-04-04 01:01
1170000369110 | 1170000369100 | Bulls head solar limited | Eakley lanes north pv | Bulls Head North | Bulls Head Farm, Eakley Lanes, Goldington | Newport pagnell | Buckinghamshire | MK16 8LP | United Kingdom | 48145 | 25117 | Grendon 132Kv S Stn | Northampton East 33Kv S Stn |  | 33 | Western Power Distribution (East Midlands) Plc | Solar | Photovoltaic | No |  | 0 | 5 | Advanced Fuel (produced via gasification or pyrolysis of biofuel or waste) | Engine (combustion / reciprocating) |  |  |  |  | Advanced Fuel (produced via gasification or pyrolysis of biofuel or waste) | Engine (combustion / reciprocating) | [5 empty] | Connected | 5 | 5 | 5.2632 | 0.1 | 0.1053 | 2014-09-01 | [13 empty] | 2022-04-04 01:01
1170000369147 | 1170000369129 | Sl solar services limited | Eakley lanes south pv | (South), Bulls Head House | Eakley Lanes, Stoke Goldington | Newport pagnell | Buckinghamshire | MK16 8LP | United Kingdom | 481745 | 251139 | Grendon 132Kv S Stn | Northampton East 33Kv S Stn |  | 33 | Western Power Distribution (East Midlands) Plc | Solar | Photovoltaic | No |  | 0 | 5 | Advanced Fuel (produced via gasification or pyrolysis of biofuel or waste) | Engine (combustion / reciprocating) |  |  |  |  | Advanced Fuel (produced via gasification or pyrolysis of biofuel or waste) | Engine (combustion / reciprocating) | [5 empty] | Connected | 5 | 5 | 5.2632 | 0.8 | 0.8421 | 2014-09-01 | [13 empty] | 2022-04-04 01:01
1170000379571 | 1170000382885 | Gedling solar limited | Gedling solar farm |  | Spring Lane, Lambley | Nottingham | Nottinghamshire | NG4 4PE | United Kingdom | 462085 | 344627 | Stoke Bardolph 132Kv | Nottingham East 33Kv S Stn | Gedling 33 11Kv S Stn | 11 | Western Power Distribution (East Midlands) Plc | Solar | Photovoltaic | No |  | 0 | 4.8 | Advanced Fuel (produced via gasification or pyrolysis of biofuel or waste) | Engine (combustion / reciprocating) |  |  |  |  | Advanced Fuel (produced via gasification or pyrolysis of biofuel or waste) | Engine (combustion / reciprocating) | [5 empty] | Connected | 4.8 | 4.8 | 5.0526 | 0.039 | 0.041 | 2015-03-01 | [13 empty] | 2022-04-04 01:01
1170000384093 | 1170000384109 | Green plan energy wellingborough ltd | Wellingborough bevan close larner pallets | Bester Generacion Uk Limited, Larner Pallets | Bevan Close, Finedon Road Industrial Estate | Wellingborough | Northamptonshire | NN8 4BL | United Kingdom |  |  | Grendon 132Kv S Stn | Wellingborough 33Kv S Stn | Cannon Street 33 11Kv S Stn | 11 | Western Power Distribution (East Midlands) Plc | Biomass | Steam turbine (thermal power plant) | No |  | 0 | 4.8 | Advanced Fuel (produced via gasification or pyrolysis of biofuel or waste) | Engine (combustion / reciprocating) |  |  |  |  | Advanced Fuel (produced via gasification or pyrolysis of biofuel or waste) | Engine (combustion / reciprocating) | [5 empty] | Connected | 4.8 | 4.8 | 5.0526 | 2 | 2.1053 | 2016-12-01 | [13 empty] | 2022-04-04 01:01
1170000388229 | 1100039605608 | Barclaycard plc | 1234 pavillion drive, northampton nn4 7sg | Barclays, 1234 | Pavilion Drive | Northampton |  | NN4 7SG | United Kingdom |  |  | Grendon 132Kv S Stn | Northampton 33Kv S Stn | Brackmills 33 11Kv S Stn | 11 | Western Power Distribution (East Midlands) Plc | Solar | Photovoltaic | No |  | 0 | 0.05 | Advanced Fuel (produced via gasification or pyrolysis of biofuel or waste) | Engine (combustion / reciprocating) |  |  |  |  | Advanced Fuel (produced via gasification or pyrolysis of biofuel or waste) | Engine (combustion / reciprocating) | [5 empty] | Connected | 0.05 | 0.05 | 0.0526 | 4.8 | 5.0526 | 2014-06-30 | [13 empty] | 2022-04-04 01:01
1170000388752 | 1170000388743 | Welbeck solar limited | Welbeck colliery | Welbeck Colliery | Elkesley Road, Meden Vale | Mansfield | Nottinghamshire | NG20 9PU | United Kingdom | 45699 | 36974 | Chesterfield 132Kv S Stn | Clipstone 33Kv S Stn |  | 33 | Western Power Distribution (East Midlands) Plc | Solar | Photovoltaic | No |  | 0 | 9.6 | Advanced Fuel (produced via gasification or pyrolysis of biofuel or waste) | Engine (combustion / reciprocating) |  |  |  |  | Advanced Fuel (produced via gasification or pyrolysis of biofuel or waste) | Engine (combustion / reciprocating) | [5 empty] | Connected | 9.6 | 9.6 | 10.1053 | 0.1 | 0.1053 | 2014-07-24 | [13 empty] | 2022-04-04 01:01
1170000391462 | 1170000400736 | Culworth grounds solar limited | Culworth solar | Culworth Solar | Banbury Lane, Thorpe Mandeville | Banbury | Oxfordshire | OX17 2HW | United Kingdom |  |  | East Claydon 132Kv S Stn | Brackley 132Kv S Stn | Thenford 33 11Kv S Stn | 11 | Western Power Distribution (East Midlands) Plc | Solar | Photovoltaic | No |  | 0 | 3.2 | Advanced Fuel (produced via gasification or pyrolysis of biofuel or waste) | Engine (combustion / reciprocating) |  |  |  |  | Advanced Fuel (produced via gasification or pyrolysis of biofuel or waste) | Engine (combustion / reciprocating) | [5 empty] | Connected | 3.2 | 3.2 | 3.3684 | 0.03 | 0.0316 | 2014-11-01 | [13 empty] | 2022-04-04 01:01
1170000394979 | 1170000394960 | Emberton solar park limited | Emberton, olney, milton keynes, mk46 5jl | Emberton Solar Park | Emberton, Olney | Milton keynes |  | MK46 5DN | United Kingdom | 48989 | 24933 | Grendon 132Kv S Stn | Northampton East 33Kv S Stn |  | 33 | Western Power Distribution (East Midlands) Plc | Solar | Photovoltaic | No |  | 0 | 7.48 | Advanced Fuel (produced via gasification or pyrolysis of biofuel or waste) | Engine (combustion / reciprocating) |  |  |  |  | Advanced Fuel (produced via gasification or pyrolysis of biofuel or waste) | Engine (combustion / reciprocating) | [5 empty] | Connected | 7.48 | 7.48 | 7.8737 | 0.05 | 0.0526 | 2015-03-31 | [13 empty] | 2022-04-04 01:01
1170000395963 | 1170000395954 | New albion wind limited | New albion wind farm | New Albion Farm | Rushton | Kettering | Northamptonshire | NN14 1QP | United Kingdom | 48478 | 28396 | Grendon 132Kv S Stn | Kettering 33Kv S Stn |  | 33 | Western Power Distribution (East Midlands) Plc | Wind | Onshore wind turbines | No |  | 0 | 16.1 | Advanced Fuel (produced via gasification or pyrolysis of biofuel or waste) | Engine (combustion / reciprocating) |  |  |  |  | Advanced Fuel (produced via gasification or pyrolysis of biofuel or waste) | Engine (combustion / reciprocating) | [5 empty] | Connected | 16.1 | 16.1 | 16.9474 | 0.18 | 0.1895 | 2015-08-10 | [13 empty] | 2022-04-04 01:01
1170000398495 | 1170000398486 | Energiepark uk li gmbh & co lilbourne kg (uk branch) | Lilbourne 12mw wind farm | Lilbourne Wind Farm | Yelvertoft Road, Lilbourne | Rugby | Warwickshire | CV23 0SZ | United Kingdom | 45664 | 27725 | Coventry 132Kv S Stn | Rugby 33Kv S Stn |  | 33 | Western Power Distribution (East Midlands) Plc | Wind | Onshore wind turbines | No |  | 0 | 12 | Advanced Fuel (produced via gasification or pyrolysis of biofuel or waste) | Engine (combustion / reciprocating) |  |  |  |  | Advanced Fuel (produced via gasification or pyrolysis of biofuel or waste) | Engine (combustion / reciprocating) | [5 empty] | Connected | 12 | 12 | 12.6316 | 0.15 | 0.1579 | 2014-11-01 | [13 empty] | 2022-04-04 01:01
1170000399080 | 1170000399090 | Wel solar park 13 limited | Market harborough eckland solar park desborough road | Eckland Solar Park | Eckland Lodge Business Centre, Desborough Road | Market harborough | Leicestershire | LE16 8HB | United Kingdom | 47873 | 28484 | Grendon 132Kv S Stn | Kettering 33Kv S Stn | Desborough 33 11Kv S Stn | 11 | Western Power Distribution (East Midlands) Plc | Solar | Photovoltaic | No |  | 0 | 2.4 | Advanced Fuel (produced via gasification or pyrolysis of biofuel or waste) | Engine (combustion / reciprocating) |  |  |  |  | Advanced Fuel (produced via gasification or pyrolysis of biofuel or waste) | Engine (combustion / reciprocating) | [5 empty] | Connected | 2.4 | 3 | 3.1579 | 0.02 | 0.021 | 2016-12-20 | [13 empty] | 2022-04-04 01:01
1170000400781 | 1170000400772 | Krannich solar farm 1 limited | Moat farm, barnby moor | Moat Farm | Great North Road, Barnby Moor | Retford | Nottinghamshire | DN22 8QS | United Kingdom | 46679 | 38506 | Staythorpe C 132Kv S Stn | Checkerhouse 33Kv S Stn |  | 33 | Western Power Distribution (East Midlands) Plc | Solar | Photovoltaic | No |  | 0 | 4 | Advanced Fuel (produced via gasification or pyrolysis of biofuel or waste) | Engine (combustion / reciprocating) |  |  |  |  | Advanced Fuel (produced via gasification or pyrolysis of biofuel or waste) | Engine (combustion / reciprocating) | [5 empty] | Connected | 4 | 4 | 4.2105 | 0.075 | 0.0789 | 2015-03-31 | [13 empty] | 2022-04-04 01:01
1170000402956 | 1170000422800 | Spring vale holiday park | Spring vale holiday park | Export Spring Vale Holiday Park | , Bevercotes Village |  |  | DN22 8DF | United Kingdom | 470227 | 372490 | Staythorpe C 132Kv S Stn | Checkerhouse 33Kv S Stn | Bevercotes 33 11Kv S Stn | 11 | Western Power Distribution (East Midlands) Plc | Biomass | Steam turbine (thermal power plant) | No |  | 0 | 1 | Advanced Fuel (produced via gasification or pyrolysis of biofuel or waste) | Engine (combustion / reciprocating) |  |  |  |  | Advanced Fuel (produced via gasification or pyrolysis of biofuel or waste) | Engine (combustion / reciprocating) | [5 empty] | Connected | 1 | 1 | 1.0526 | 0.1 | 0.1053 | 2014-11-06 | [13 empty] | 2022-04-04 01:01
1170000406880 | 1100039253759 | Infinis ltd | Bletchley landfill site | Shanks & Mcewan Nlongville;942990, Shanks & Mcewan Nlongville;942990 |  | Milton keynes | Buckinghamshire | MK3 5JU | United Kingdom | 48511 | 23199 | East Claydon 132Kv S Stn | Bletchley 33Kv S Stn | Newton Road 33 11Kv S Stn | 11 | Western Power Distribution (East Midlands) Plc | Biofuel - Landfill gas | Gas turbine (OCGT) | No |  | 0 | 2.113 | Advanced Fuel (produced via gasification or pyrolysis of biofuel or waste) | Engine (combustion / reciprocating) |  |  |  |  | Advanced Fuel (produced via gasification or pyrolysis of biofuel or waste) | Engine (combustion / reciprocating) | [5 empty] | Connected | 2.113 | 2.13 | 2.2421 | 0.3 | 0.3158 | 2014-11-05 | [13 empty] | 2022-04-04 01:01
1170000407884 | 1170000407875 | Bilsthorpe solar limited | Bilsthorpe colliery, eakring road, bilsthorpe, nottinghamshire ng22 8ua | Bilsthorpe Colliery | Eakring Road | Bilsthorpe | Nottinghamshire | NG22 8UA | United Kingdom | 465821 | 361160 | Chesterfield 132Kv S Stn | Annesley 33Kv S Stn |  | 33 | Western Power Distribution (East Midlands) Plc | Solar | Photovoltaic | No |  | 0 | 4.8 | Advanced Fuel (produced via gasification or pyrolysis of biofuel or waste) | Engine (combustion / reciprocating) |  |  |  |  | Advanced Fuel (produced via gasification or pyrolysis of biofuel or waste) | Engine (combustion / reciprocating) | [5 empty] | Connected | 4.8 | 4.8 | 5.0526 | 0.05 | 0.0526 | 2014-11-17 | [13 empty] | 2022-04-04 01:01
1170000409701 | 1170000409696 | Push energy (hall farm) limited | Hall farm solar farm | Hall Farm | Main Street, Newbold Verdon | Leicester | Leicestershire | LE9 9NL | United Kingdom | 444213 | 303816 | Enderby 132Kv S Stn | Coalville 33Kv S Stn |  | 33 | Western Power Distribution (East Midlands) Plc | Solar | Photovoltaic | No |  | 0 | 10.527 | Advanced Fuel (produced via gasification or pyrolysis of biofuel or waste) | Engine (combustion / reciprocating) |  |  |  |  | Advanced Fuel (produced via gasification or pyrolysis of biofuel or waste) | Engine (combustion / reciprocating) | [5 empty] | Connected | 10.527 | 5.264 | 5.541 | 6.154 | 6.4779 | 2015-12-04 | [13 empty] | 2022-04-04 01:01
1170000410274 | 1170000410256 | Ryder point wind limited | Matlock, brassington, ryder point | Bone Mill Quarry | Manystones Lane | Matlock |  | DE4 4ES | United Kingdom | 42577 | 35464 | Willington 132Kv S Stn | Winster 33Kv S Stn | Hopton 33 11Kv S Stn | 11 | Western Power Distribution (East Midlands) Plc | Wind | Onshore wind turbines | No |  | 0 | 4 | Advanced Fuel (produced via gasification or pyrolysis of biofuel or waste) | Engine (combustion / reciprocating) |  |  |  |  | Advanced Fuel (produced via gasification or pyrolysis of biofuel or waste) | Engine (combustion / reciprocating) | [5 empty] | Connected | 4 | 4 | 4.2105 | 0.15 | 0.1579 | 2015-08-01 | [13 empty] | 2022-04-04 01:01
1170000413708 | 1170000413692 | Uk solar (fiskerton) llp | Fiskerton solar farm, fiskerton airfield, reepham road, fiskerton, lincolnshire, | Solar Farm, Fiskerton Airfield | Reepham Road, Fiskerton | Lincoln | Lincolnshire | LN3 4HZ | United Kingdom | 505285 | 373092 | West Burton 132Kv S Stn | Lincoln Main No 1 33Kv S Stn |  | 33 | Western Power Distribution (East Midlands) Plc | Solar | Photovoltaic | No |  | 0 | 30 | Advanced Fuel (produced via gasification or pyrolysis of biofuel or waste) | Engine (combustion / reciprocating) |  |  |  |  | Advanced Fuel (produced via gasification or pyrolysis of biofuel or waste) | Engine (combustion / reciprocating) | [5 empty] | Connected | 30 | 30 | 31.5789 | 0.1 | 0.1053 | 2015-03-01 | [13 empty] | 2022-04-04 01:01
1170000415955 | 1170000415946 | Gaultney solar park limited | West lodge farm & rural centre |  | Back Lane, Desborough | Kettering | Northamptonshire | NN14 2SH | United Kingdom | 481093 | 284935 | Grendon 132Kv S Stn | Kettering 33Kv S Stn |  | 33 | Western Power Distribution (East Midlands) Plc | Solar | Photovoltaic | No |  | 0 | 18 | Advanced Fuel (produced via gasification or pyrolysis of biofuel or waste) | Engine (combustion / reciprocating) |  |  |  |  | Advanced Fuel (produced via gasification or pyrolysis of biofuel or waste) | Engine (combustion / reciprocating) | [5 empty] | Connected | 18 | 18 | 18.9474 | 0.05 | 0.0526 | 2015-03-31 | [13 empty] | 2022-04-04 01:01
1170000416346 | 1170000416355 | Biogen uk ltd | Biogen merevale | Biogen Merevale | Merevale Lane | Atherstone | Warwickshire | CV9 2LA | United Kingdom | 428134 | 297279 | Lea Marston 132Kv S Stn | Tamworth 33Kv S Stn | Wood End 33 11Kv S Stn | 11 | Western Power Distribution (East Midlands) Plc | Biofuel - Biogas from anaerobic digestion (excluding landfill & sewage) | Engine (combustion / reciprocating) | Yes |  | 0 | 2.676 | Advanced Fuel (produced via gasification or pyrolysis of biofuel or waste) | Engine (combustion / reciprocating) |  |  |  |  | Advanced Fuel (produced via gasification or pyrolysis of biofuel or waste) | Engine (combustion / reciprocating) | [5 empty] | Connected | 2.676 | 2.65 | 2.7895 | 0.1 | 0.1053 | 2015-03-01 | [13 empty] | 2022-04-04 01:01
1170000424462 | 1170000424480 | A c shropshire ltd | Greens lodge farm, huncote engine no 2 | Ac Shropshire Generation 2 | Greens Lodge Farm |  |  | LE9 3LE | United Kingdom | 45198 | 29844 | Enderby 132Kv S Stn | Wigston 33Kv S Stn | Alliance And Leicester 33 11Kv S Stn | 11 | Western Power Distribution (East Midlands) Plc | Biofuel - Landfill gas | Gas turbine (OCGT) | Yes |  | 0 | 2 | Advanced Fuel (produced via gasification or pyrolysis of biofuel or waste) | Engine (combustion / reciprocating) |  |  |  |  | Advanced Fuel (produced via gasification or pyrolysis of biofuel or waste) | Engine (combustion / reciprocating) | [5 empty] | Connected | 2 | 2 | 2.1053 | 0.05 | 0.0526 | 2014-12-22 | [13 empty] | 2022-04-04 01:01
1170000424913 | 1170000424904 | Haymaker (mount mill) limited | Mount mill solar farm stratford road wicken milton keynes mk19 6dg | Mount Mill Solar Farm | Stratford Road, Wicken | Milton keynes | Buckinghamshire | MK19 6DG | United Kingdom | 47565 | 23858 | East Claydon 132Kv S Stn | Stony Stratford 33Kv S Stn |  | 33 | Western Power Distribution (East Midlands) Plc | Solar | Photovoltaic | No |  | 0 | 10.2 | Advanced Fuel (produced via gasification or pyrolysis of biofuel or waste) | Engine (combustion / reciprocating) |  |  |  |  | Advanced Fuel (produced via gasification or pyrolysis of biofuel or waste) | Engine (combustion / reciprocating) | [5 empty] | Connected | 10.2 | 10.2 | 10.7368 | 0.1 | 0.1053 | 2015-03-18 | [13 empty] | 2022-04-04 01:01
1170000427180 | 1170000427170 | Airvolution energy (airfield) limited | Airfield farm | Airfield Farm | Hinwick | Wellingborough | Bedfordshire | NN29 7JQ | United Kingdom | 495098 | 260508 | Grendon 132Kv S Stn | Wellingborough 33Kv S Stn |  | 33 | Western Power Distribution (East Midlands) Plc | Wind | Onshore wind turbines | No |  | 0 | 8.55 | Advanced Fuel (produced via gasification or pyrolysis of biofuel or waste) | Engine (combustion / reciprocating) |  |  |  |  | Advanced Fuel (produced via gasification or pyrolysis of biofuel or waste) | Engine (combustion / reciprocating) | [5 empty] | Connected | 8.55 | 9 | 9.4737 | 0.2 | 0.2105 | 2016-11-01 | [13 empty] | 2022-04-04 01:01
1170000427747 | 1170000427756 | British solar renewables limited | Saddington sunnydale farm solar park | Solar Sunnydale | Smeeton Road, Saddington | Leicester |  | LE8 0QT | United Kingdom | 466694 | 292753 | Enderby 132Kv S Stn | Wigston 132Kv (M42) 132Kv S Stn | Wigston 11Kv S Stn | 11 | Western Power Distribution (East Midlands) Plc | Solar | Photovoltaic | No |  | 0 | 4.77 | Advanced Fuel (produced via gasification or pyrolysis of biofuel or waste) | Engine (combustion / reciprocating) |  |  |  |  | Advanced Fuel (produced via gasification or pyrolysis of biofuel or waste) | Engine (combustion / reciprocating) | [5 empty] | Connected | 4.77 | 4.23 | 4.4526 | 0.045 | 0.0474 | 2014-12-01 | [13 empty] | 2022-04-04 01:01
1170000428537 | 1170000428528 | Branston solar park limited | Branston solar park, mere road, branston, lincolnshire, ln4 1nj |  | Mere Road, Branston | Lincoln | Lincolnshire | LN4 1NJ | United Kingdom | 502139 | 365976 | West Burton 132Kv S Stn | Lincoln Main No 1 33Kv S Stn |  | 33 | Western Power Distribution (East Midlands) Plc | Solar | Photovoltaic | No |  | 0 | 15 | Advanced Fuel (produced via gasification or pyrolysis of biofuel or waste) | Engine (combustion / reciprocating) |  |  |  |  | Advanced Fuel (produced via gasification or pyrolysis of biofuel or waste) | Engine (combustion / reciprocating) | [5 empty] | Connected | 15 | 15 | 15.7895 | 0.05 | 0.0526 | 2015-03-09 | [13 empty] | 2022-04-04 01:01
1170000430191 | 1170000430182 | Lightsource spv 30 limited | Eakring solar farm, north laithes farm, wellow road, eakring, notts, ng22 0an | North Laiths Farm | Wellow Road | Eakring | Nottinghamshire | NG22 0AN | United Kingdom | 46587 | 36215 | Chesterfield 132Kv S Stn | Clipstone 33Kv S Stn |  | 33 | Western Power Distribution (East Midlands) Plc | Solar | Photovoltaic | No |  | 0 | 10 | Advanced Fuel (produced via gasification or pyrolysis of biofuel or waste) | Engine (combustion / reciprocating) |  |  |  |  | Advanced Fuel (produced via gasification or pyrolysis of biofuel or waste) | Engine (combustion / reciprocating) | [5 empty] | Connected | 10 | 10 | 10.5263 | 0.05 | 0.0526 | 2015-03-17 | [13 empty] | 2022-04-04 01:01
1170000431168 | 1160001424397 | Marks and spencer plc | New distribution centre | Unit 1, East Midlands Distribution Centre | Arundel Avenue, Castle Donington | Derby | Derbyshire | DE74 2HJ | United Kingdom | 443820 | 328345 | Willington 132Kv S Stn | Spondon B 33Kv S Stn | Trent Lane 33 11Kv S Stn | 11 | Western Power Distribution (East Midlands) Plc | Solar | Photovoltaic | No |  | 0 | 4.8 | Solar | Photovoltaic | No |  | 0 | 0.35 | Advanced Fuel (produced via gasification or pyrolysis of biofuel or waste) | Engine (combustion / reciprocating) | [5 empty] | Connected | 5.15 | 5 | 5.2632 | 5 | 5.2632 | 2014-11-01 | [13 empty] | 2022-04-04 01:01
1170000437160 | 1170000437202 | Kegworth solar llp | Kegworth solar llp | Kegworth Solar Park | Whatton Road, Kegworth | Derby | Derbyshire | DE74 2HT | United Kingdom | 448133 | 325798 | Willington 132Kv S Stn | Spondon B 33Kv S Stn | Castle Donington 33 11Kv S Stn | 11 | Western Power Distribution (East Midlands) Plc | Solar | Photovoltaic | No |  | 0 | 1.3 | Advanced Fuel (produced via gasification or pyrolysis of biofuel or waste) | Engine (combustion / reciprocating) |  |  |  |  | Advanced Fuel (produced via gasification or pyrolysis of biofuel or waste) | Engine (combustion / reciprocating) | [5 empty] | Connected | 1.3 | 1.3 | 1.3684 | 0.04 | 0.0421 | 2015-10-23 | [13 empty] | 2022-04-04 01:01
1170000437220 | 1170000437211 | Welbeck hazel limited | Welbeck solar farm, welbeck estates, carburton, nottinghamshire, ng22 9ey | Welbeck Farm | Netherfield Lane, Carburton | Perlethorpe cum budby | Nottinghamshire | NG22 9EY | United Kingdom | 460729 | 370927 | Chesterfield 132Kv S Stn | Clipstone 33Kv S Stn |  | 33 | Western Power Distribution (East Midlands) Plc | Solar | Photovoltaic | No |  | 0 | 11.84 | Advanced Fuel (produced via gasification or pyrolysis of biofuel or waste) | Engine (combustion / reciprocating) |  |  |  |  | Advanced Fuel (produced via gasification or pyrolysis of biofuel or waste) | Engine (combustion / reciprocating) | [5 empty] | Connected | 11.84 | 11.84 | 12.4632 | 0.09 | 0.0947 | 2015-03-13 | [13 empty] | 2022-04-04 01:01
1170000438321 | 1170000438312 | Lightsource spv 129 ltd | Thoresby solar farm |  | Netherfield Lane, Budby | Worksop | Nottinghamshire | NG20 9PG | United Kingdom | 46101 | 37087 | Chesterfield 132Kv S Stn | Clipstone 33Kv S Stn |  | 33 | Western Power Distribution (East Midlands) Plc | Solar | Photovoltaic | No |  | 0 | 17 | Advanced Fuel (produced via gasification or pyrolysis of biofuel or waste) | Engine (combustion / reciprocating) |  |  |  |  | Advanced Fuel (produced via gasification or pyrolysis of biofuel or waste) | Engine (combustion / reciprocating) | [5 empty] | Connected | 17 | 17 | 17.8947 | 0.17 | 0.1789 | 2015-03-20 | [13 empty] | 2022-04-04 01:01
1170000439886 | 1170000439877 | Six hills lane (ragdale) limited | Ragdale pv solar park, six hills road, ragdale, melton mowbray, le14 3pp | Ragdale Pv Solar Park | Six Hills Road, Ragdale | Melton mowbray | Leicestershire | LE14 3PP | United Kingdom | 46573 | 32041 | Ratcliffe On Soar 132Kv S Stn | Willoughby 33Kv S Stn |  | 33 | Western Power Distribution (East Midlands) Plc | Solar | Photovoltaic | No |  | 0 | 13.33 | Advanced Fuel (produced via gasification or pyrolysis of biofuel or waste) | Engine (combustion / reciprocating) |  |  |  |  | Advanced Fuel (produced via gasification or pyrolysis of biofuel or waste) | Engine (combustion / reciprocating) | [5 empty] | Connected | 13.33 | 13.33 | 14.0316 | 0.82 | 0.8632 | 2015-03-23 | [13 empty] | 2022-04-04 01:01
1170000442860 | 1170000442851 | Malakbel spv 1 limited | Tuxford westwood solar farm | Westwood Farm | Ollerton Road, Tuxford | Newark | Nottinghamshire | NG22 0PF | United Kingdom | 471769 | 370086 | Staythorpe C 132Kv S Stn | Checkerhouse 33Kv S Stn | Tuxford 33 11Kv S Stn | 11 | Western Power Distribution (East Midlands) Plc | Solar | Photovoltaic | No |  | 0 | 4.29 | Advanced Fuel (produced via gasification or pyrolysis of biofuel or waste) | Engine (combustion / reciprocating) |  |  |  |  | Advanced Fuel (produced via gasification or pyrolysis of biofuel or waste) | Engine (combustion / reciprocating) | [5 empty] | Connected | 4.29 | 4.29 | 4.5158 | 0.15 | 0.1579 | 2014-11-01 | [13 empty] | 2022-04-04 01:01
1170000443260 | 1170000443289 | Radstone pv ltd | Hall farm | Hall Farm | Radstone | Brackley | Northamptonshire | NN13 5PY | United Kingdom | 458774 | 239678 | East Claydon 132Kv S Stn | Brackley 132Kv S Stn | Brackley 11Kv | 11 | Western Power Distribution (East Midlands) Plc | Solar | Photovoltaic | No |  | 0 | 5 | Advanced Fuel (produced via gasification or pyrolysis of biofuel or waste) | Engine (combustion / reciprocating) |  |  |  |  | Advanced Fuel (produced via gasification or pyrolysis of biofuel or waste) | Engine (combustion / reciprocating) | [5 empty] | Connected | 5 | 5 | 5.2632 | 0.02 | 0.021 | 2015-03-27 | [13 empty] | 2022-04-04 01:01
1170000443800 | 1170000443776 | Dove view solar farm ltd | Dove view soalr farm moisty lane marchington |  | Moisty Lane | Marchington | Staffordshire | ST14 8JY | United Kingdom | 41150 | 33133 | Willington 132Kv S Stn | Uttoxeter 33Kv S Stn | Marchington 33 11Kv S Stn | 11 | Western Power Distribution (East Midlands) Plc | Solar | Photovoltaic | No |  | 0 | 3.61 | Advanced Fuel (produced via gasification or pyrolysis of biofuel or waste) | Engine (combustion / reciprocating) |  |  |  |  | Advanced Fuel (produced via gasification or pyrolysis of biofuel or waste) | Engine (combustion / reciprocating) | [5 empty] | Connected | 3.61 | 3.61 | 3.8 | 0.023 | 0.0242 | 2015-12-11 | [13 empty] | 2022-04-04 01:01
1170000444102 | 1170000444088 | Skegness solar park limited | Skegness burgh road west pe24 4uf | Coronation Farm | Middlemarsh Road | Skegness | Lincolnshire | PE24 5AB | United Kingdom |  |  | Bicker Fen 132Kv S Stn | Skegness 33Kv S Stn | Warth Lane Skegness 33 11Kv S Stn | 11 | Western Power Distribution (East Midlands) Plc | Solar | Photovoltaic | No |  | 0 | 5 | Advanced Fuel (produced via gasification or pyrolysis of biofuel or waste) | Engine (combustion / reciprocating) |  |  |  |  | Advanced Fuel (produced via gasification or pyrolysis of biofuel or waste) | Engine (combustion / reciprocating) | [5 empty] | Connected | 5 | 5 | 5.2632 | 0.4 | 0.421 | 2015-03-01 | [13 empty] | 2022-04-04 01:01
1170000444681 | 1170000444690 | Atherstone solar farm | Atherstone solar farm | Grendon House Farm | Warton Lane, Grendon | Atherstone | Warwickshire | CV9 3DT | United Kingdom | 42968 | 30152 | Lea Marston 132Kv S Stn | Tamworth 33Kv S Stn |  | 33 | Western Power Distribution (East Midlands) Plc | Solar | Photovoltaic | No |  | 0 | 14 | Advanced Fuel (produced via gasification or pyrolysis of biofuel or waste) | Engine (combustion / reciprocating) |  |  |  |  | Advanced Fuel (produced via gasification or pyrolysis of biofuel or waste) | Engine (combustion / reciprocating) | [5 empty] | Connected | 14 | 14 | 14.7368 | 0.05 | 0.0526 | 2015-03-09 | [13 empty] | 2022-04-04 01:01
1170000445133 | 1170000445115 | Blue planet solar park ii limited | Babworth estate solar farm | Babworth Estate Solar Farm | Smeath Lane, Bassetlaw | Retford | Nottinghamshire | DN22 7PX | United Kingdom | 47151 | 38370 | Staythorpe C 132Kv S Stn | Checkerhouse 33Kv S Stn |  | 33 | Western Power Distribution (East Midlands) Plc | Solar | Photovoltaic | No |  | 0 | 8 | Advanced Fuel (produced via gasification or pyrolysis of biofuel or waste) | Engine (combustion / reciprocating) |  |  |  |  | Advanced Fuel (produced via gasification or pyrolysis of biofuel or waste) | Engine (combustion / reciprocating) | [5 empty] | Connected | 8 | 8 | 8.421 | 0.05 | 0.0526 | 2015-03-10 | [13 empty] | 2022-04-04 01:01
1170000446128 | 1170000446119 | Harper solar ltd | Gawcott fields solar park, gawcott fields farm, gawcott road, buckingham,mk181tn | Gawcott Fields Solar Park | Gawcott Fields Farm, Gawcott Road, Gawcott | Buckingham |  | MK18 1TN | United Kingdom | 46866 | 23247 | East Claydon 132Kv S Stn | Brackley 132Kv S Stn |  | 33 | Western Power Distribution (East Midlands) Plc | Solar | Photovoltaic | No |  | 0 | 7.656 | Advanced Fuel (produced via gasification or pyrolysis of biofuel or waste) | Engine (combustion / reciprocating) |  |  |  |  | Advanced Fuel (produced via gasification or pyrolysis of biofuel or waste) | Engine (combustion / reciprocating) | [5 empty] | Connected | 7.656 | 7.656 | 8.0589 | 0.1 | 0.1053 | 2016-06-24 | [13 empty] | 2022-04-04 01:01
1170000446606 | 1170000446615 | Haymaker (homestead) ltd | Homestead solar farm | Homestead Farm | Watling Street, Potterspury | Towcester | Northamptonshire | NN12 6LH | United Kingdom | 47401 | 24575 | East Claydon 132Kv S Stn | Stony Stratford 33Kv S Stn |  | 33 | Western Power Distribution (East Midlands) Plc | Solar | Photovoltaic | No |  | 0 | 15 | Advanced Fuel (produced via gasification or pyrolysis of biofuel or waste) | Engine (combustion / reciprocating) |  |  |  |  | Advanced Fuel (produced via gasification or pyrolysis of biofuel or waste) | Engine (combustion / reciprocating) | [5 empty] | Connected | 15 | 15 | 15.7895 | 0.1 | 0.1053 | 2015-03-24 | [13 empty] | 2022-04-04 01:01
1170000447042 | 1170000447033 | Solar park developments 3 ltd | Grange farm, kirkby on bain, lincolnshire, ln10 6yy | Grange Farm | Kirkby Lane, Kirkby-On-Bain | Woodhall spa | Lincolnshire | LN10 6YY | United Kingdom | 523123 | 362227 | Bicker Fen 132Kv S Stn | Sleaford 33Kv S Stn |  | 33 | Western Power Distribution (East Midlands) Plc | Solar | Photovoltaic | No |  | 0 | 7.5 | Advanced Fuel (produced via gasification or pyrolysis of biofuel or waste) | Engine (combustion / reciprocating) |  |  |  |  | Advanced Fuel (produced via gasification or pyrolysis of biofuel or waste) | Engine (combustion / reciprocating) | [5 empty] | Connected | 7.5 | 7.5 | 7.8947 | 0.07 | 0.0737 | 2015-03-20 | [13 empty] | 2022-04-04 01:01
1170000447488 | 1170000447479 | Smith hall solar farm limited | Smith hall farm solar plant, smith hall lane, hulland ward, ashbourne, de63es | Smith Hall Farm | Smith Hall Lane, Hulland Ward | Ashbourne | Derbyshire | DE6 3ES | United Kingdom | 426441 | 345849 | Chesterfield 132Kv S Stn | Alfreton 33Kv S Stn |  | 33 | Western Power Distribution (East Midlands) Plc | Solar | Photovoltaic | No |  | 0 | 6 | Advanced Fuel (produced via gasification or pyrolysis of biofuel or waste) | Engine (combustion / reciprocating) |  |  |  |  | Advanced Fuel (produced via gasification or pyrolysis of biofuel or waste) | Engine (combustion / reciprocating) | [5 empty] | Connected | 6 | 6 | 6.3158 | 0.15 | 0.1579 | 2016-03-24 | [13 empty] | 2022-04-04 01:01
1170000447502 | 1170000447497 | Second generation park farm limited | Park farm solar pv plant | Park Farm | Babelake Street, Packington | Ashby de la zouch | Leicestershire | LE65 1TG | United Kingdom | 435587 | 312664 | Enderby 132Kv S Stn | Coalville 33Kv S Stn |  | 33 | Western Power Distribution (East Midlands) Plc | Solar | Photovoltaic | No |  | 0 | 10 | Advanced Fuel (produced via gasification or pyrolysis of biofuel or waste) | Engine (combustion / reciprocating) |  |  |  |  | Advanced Fuel (produced via gasification or pyrolysis of biofuel or waste) | Engine (combustion / reciprocating) | [5 empty] | Connected | 10 | 10 | 10.5263 | 0.2 | 0.2105 | 2015-02-15 | [13 empty] | 2022-04-04 01:01
1170000447725 | 1170000447716 | Sune prestop park limited | Prestop park farm | Prestop Park Farm | Burton Road | Ashby-de-la-zouch | Leicestershire | LE65 2TE | United Kingdom | 433914 | 317806 | Drakelow 132Kv | Gresley 33Kv S Stn |  | 33 | Western Power Distribution (East Midlands) Plc | Solar | Photovoltaic | No |  | 0 | 17 | Advanced Fuel (produced via gasification or pyrolysis of biofuel or waste) | Engine (combustion / reciprocating) |  |  |  |  | Advanced Fuel (produced via gasification or pyrolysis of biofuel or waste) | Engine (combustion / reciprocating) | [5 empty] | Connected | 17 | 17 | 17.8947 | 0.06 | 0.0632 | 2015-03-21 | [13 empty] | 2022-04-04 01:01
1170000448710 | 1170000448695 | Crow trees solar farm ltd | Sutton in ashfield crow trees solar farm pinxton lane | Crow Trees Solar Farm | Pinxton Lane, Fulwood | Sutton in ashfield | Nottinghamshire | NG17 1JF | United Kingdom | 447210 | 356960 | Chesterfield 132Kv S Stn | Pinxton 132Kv S Stn | Pinxton 11Kv S Stn | 11 | Western Power Distribution (East Midlands) Plc | Solar | Photovoltaic | No |  | 0 | 3.51 | Advanced Fuel (produced via gasification or pyrolysis of biofuel or waste) | Engine (combustion / reciprocating) |  |  |  |  | Advanced Fuel (produced via gasification or pyrolysis of biofuel or waste) | Engine (combustion / reciprocating) | [5 empty] | Connected | 3.51 | 3.51 | 3.6947 | 0.022 | 0.0232 | 2015-12-21 | [13 empty] | 2022-04-04 01:01
1170000451439 | 1170000451420 | Aston house solar limited | Aston house solar farm, aston house farm, derbyshire, de6 5hg | Aston House Solar Farm | Aston House Farm | Ashbourne | Derbyshire | DE6 5HG | United Kingdom | 41739 | 33139 | Drakelow 132Kv | Burton 33Kv |  | 33 | Western Power Distribution (East Midlands) Plc | Solar | Photovoltaic | No |  | 0 | 14.8 | Advanced Fuel (produced via gasification or pyrolysis of biofuel or waste) | Engine (combustion / reciprocating) |  |  |  |  | Advanced Fuel (produced via gasification or pyrolysis of biofuel or waste) | Engine (combustion / reciprocating) | [5 empty] | Connected | 14.8 | 14.8 | 15.5789 | 0.09 | 0.0947 | 2015-03-23 | [13 empty] | 2022-04-04 01:01
1170000454138 | 1170000454616 | Better energy creswell k/s limited | Creswell solar farm | Cresswell Solar Farm | Colliery Road, Creswell |  |  | S80 4AJ | United Kingdom | 45270 | 37327 | Chesterfield 132Kv S Stn | Whitwell 33Kv S Stn | Craggs Lane 33 11Kv S Stn | 11 | Western Power Distribution (East Midlands) Plc | Solar | Photovoltaic | No |  | 0 | 5 | Advanced Fuel (produced via gasification or pyrolysis of biofuel or waste) | Engine (combustion / reciprocating) |  |  |  |  | Advanced Fuel (produced via gasification or pyrolysis of biofuel or waste) | Engine (combustion / reciprocating) | [5 empty] | Connected | 5 | 5 | 5.2632 | 0.05 | 0.0526 | 2015-02-09 | [13 empty] | 2022-04-04 01:01
1170000457626 | 1170000457617 | Southam solar farm ltd | Elms farm southam solar farm | Solar Farm, The Elms | Plough Lane | Bishops itchington | Warwickshire | CV47 2QG | United Kingdom | 437787 | 257578 | Berkswell 132Kv S Stn | Harbury 33Kv S Stn |  | 33 | Western Power Distribution (East Midlands) Plc | Solar | Photovoltaic | No |  | 0 | 9 | Advanced Fuel (produced via gasification or pyrolysis of biofuel or waste) | Engine (combustion / reciprocating) |  |  |  |  | Advanced Fuel (produced via gasification or pyrolysis of biofuel or waste) | Engine (combustion / reciprocating) | [5 empty] | Connected | 9 | 9 | 9.4737 | 0.05 | 0.0526 | 2015-03-05 | [13 empty] | 2022-04-04 01:01
1170000458569 | 1170000458550 | Morton solar limited | Morton 2 solar farm |  | Walkers Wood, Mansfield Road | Babworth | Nottinghamshire | DN22 8HE | United Kingdom | 46687 | 37951 | Staythorpe C 132Kv S Stn | Checkerhouse 33Kv S Stn |  | 33 | Western Power Distribution (East Midlands) Plc | Solar | Photovoltaic | No |  | 0 | 20.72 | Advanced Fuel (produced via gasification or pyrolysis of biofuel or waste) | Engine (combustion / reciprocating) |  |  |  |  | Advanced Fuel (produced via gasification or pyrolysis of biofuel or waste) | Engine (combustion / reciprocating) | [5 empty] | Connected | 20.72 | 20.72 | 21.8105 | 0.09 | 0.0947 | 2015-03-03 | [13 empty] | 2022-04-04 01:01
1170000460930 | 1170000460949 | Ameycespa (mk) odc limited | Waste to energy | Waste To Energy Plant | Dickens Road, Old Wolverton | Milton keynes |  | MK12 5QF | United Kingdom |  |  | East Claydon 132Kv S Stn | Bradwell Abbey 33Kv S Stn | Wolverton 33 11Kv S Stn | 11 | Western Power Distribution (East Midlands) Plc | Biofuel - Landfill gas | Gas turbine (OCGT) | No |  | 0 | 5.8 | Biofuel - Biogas from anaerobic digestion (excluding landfill & sewage) | Engine (combustion / reciprocating) | Yes |  | 0 | 1.2 | Advanced Fuel (produced via gasification or pyrolysis of biofuel or waste) | Engine (combustion / reciprocating) | [5 empty] | Connected | 7 | 7 | 7.3684 | 5.5 | 5.7895 | 2017-06-15 | [13 empty] | 2022-04-04 01:01
1170000460958 | 1170000460967 | Ameycespa (mk) odc limited | Waste to energy | Waste To Energy Plant | Dickens Road, Old Wolverton | Milton keynes |  | MK12 5QF | United Kingdom |  |  | East Claydon 132Kv S Stn | Bradwell Abbey 33Kv S Stn | Wolverton 33 11Kv S Stn | 11 | Western Power Distribution (East Midlands) Plc | Biofuel - Landfill gas | Gas turbine (OCGT) | No |  | 0 | 5.8 | Biofuel - Biogas from anaerobic digestion (excluding landfill & sewage) | Engine (combustion / reciprocating) | Yes |  | 0 | 1.2 | Advanced Fuel (produced via gasification or pyrolysis of biofuel or waste) | Engine (combustion / reciprocating) | [5 empty] | Connected | 7 | 7 | 7.3684 | 5.5 | 5.7895 | 2017-06-15 | [13 empty] | 2022-04-04 01:01
1170000461678 | 1170000461687 | Hunciecroft solar ltd | Hunciecroft solar farm | Hunciecroft Farm | Hunciecroft, Holbeck | Worksop | Nottinghamshire | S80 3ND | United Kingdom | 454514 | 373909 | Chesterfield 132Kv S Stn | Whitwell 33Kv S Stn | Craggs Lane 33 11Kv S Stn | 11 | Western Power Distribution (East Midlands) Plc | Solar | Photovoltaic | No |  | 0 | 5.55 | Advanced Fuel (produced via gasification or pyrolysis of biofuel or waste) | Engine (combustion / reciprocating) |  |  |  |  | Advanced Fuel (produced via gasification or pyrolysis of biofuel or waste) | Engine (combustion / reciprocating) | [5 empty] | Connected | 5.55 | 5.55 | 5.8421 | 0.05 | 0.0526 | 2015-03-02 | [13 empty] | 2022-04-04 01:01
1170000463160 | 1170000463150 | Glebe farm spv limited | Glebe farm solar park | Glebe Farm House | Wymington Road | Podington | Northamptonshire | NN29 7HP | United Kingdom | 494663 | 262516 | Grendon 132Kv S Stn | Wellingborough 33Kv S Stn |  | 33 | Western Power Distribution (East Midlands) Plc | Solar | Photovoltaic | No |  | 0 | 26 | Advanced Fuel (produced via gasification or pyrolysis of biofuel or waste) | Engine (combustion / reciprocating) |  |  |  |  | Advanced Fuel (produced via gasification or pyrolysis of biofuel or waste) | Engine (combustion / reciprocating) | [5 empty] | Connected | 26 | 26 | 27.3684 | 0.4 | 0.421 | 2015-03-20 | [13 empty] | 2022-04-04 01:01
1170000467527 | 1170000467509 | Federal estates ltd | Chelveston, the airfield | Chelveston Renewable Energy Park | The Airfield, Chelveston | Wymington | Northamptonshire | NN9 6AR | United Kingdom | 50066 | 26884 | Grendon 132Kv S Stn | Irthlingborough 33Kv S Stn |  | 33 | Western Power Distribution (East Midlands) Plc | Solar | Photovoltaic | No |  | 0 | 40 | Advanced Fuel (produced via gasification or pyrolysis of biofuel or waste) | Engine (combustion / reciprocating) |  |  |  |  | Advanced Fuel (produced via gasification or pyrolysis of biofuel or waste) | Engine (combustion / reciprocating) | [5 empty] | Connected | 40 | 40 | 42.1053 | 0.1 | 0.1053 | 2015-03-10 | [13 empty] | 2022-04-04 01:01
1170000467563 | 1170000467554 | Lockington solar limited | Lockington solar farm | Export | Warren Lane, Sawley Marina, Long Eaton | Nottingham | Nottinghamshire | NG10 3AD | United Kingdom | 447750 | 330828 | Ratcliffe On Soar 132Kv S Stn | Toton 3 33Kv S Stn |  | 33 | Western Power Distribution (East Midlands) Plc | Solar | Photovoltaic | No |  | 0 | 20 | Advanced Fuel (produced via gasification or pyrolysis of biofuel or waste) | Engine (combustion / reciprocating) |  |  |  |  | Advanced Fuel (produced via gasification or pyrolysis of biofuel or waste) | Engine (combustion / reciprocating) | [5 empty] | Connected | 20 | 20 | 21.0526 | 0.1 | 0.1053 | 2015-06-01 | [13 empty] | 2022-04-04 01:01
1170000467581 | 1170000467572 | Nowhere solar limited | Nowhere farm fishmere end kirton | Nowhere Farm | Fishmere End | Kirton | Lincolnshire | PE20 2HX | United Kingdom | 52761 | 33794 | Walpole 132Kv S Stn | Boston 33Kv S Stn |  | 33 | Western Power Distribution (East Midlands) Plc | Solar | Photovoltaic | No |  | 0 | 6.5 | Advanced Fuel (produced via gasification or pyrolysis of biofuel or waste) | Engine (combustion / reciprocating) |  |  |  |  | Advanced Fuel (produced via gasification or pyrolysis of biofuel or waste) | Engine (combustion / reciprocating) | [5 empty] | Connected | 6.5 | 6.5 | 6.8421 | 0.03 | 0.0316 | 2015-03-31 | [13 empty] | 2022-04-04 01:01
1170000468024 | 1170000468015 | Push energy (rolleston) limited | Rolleston park |  | Rolleston Park | Tutbury | Staffordshire | DE13 9HQ | United Kingdom | 42133 | 32725 | Drakelow 132Kv | Burton 33Kv |  | 33 | Western Power Distribution (East Midlands) Plc | Solar | Photovoltaic | No |  | 0 | 16 | Advanced Fuel (produced via gasification or pyrolysis of biofuel or waste) | Engine (combustion / reciprocating) |  |  |  |  | Advanced Fuel (produced via gasification or pyrolysis of biofuel or waste) | Engine (combustion / reciprocating) | [5 empty] | Connected | 16 | 16 | 16.8421 | 0.792 | 0.8337 | 2015-03-30 | [13 empty] | 2022-04-04 01:01
1170000468441 | 1170000468414 | Sun and soil renewable 12 ltd | Wragby | Primrose Hill Solar Farm | Bardney Road, Wragby | Market rasen | Lincolnshire | LN8 5JE | United Kingdom | 51361 | 37677 | West Burton 132Kv S Stn | Lincoln Main No 1 33Kv S Stn | Wragby 33 11Kv S Stn | 11 | Western Power Distribution (East Midlands) Plc | Solar | Photovoltaic | No |  | 0 | 3.51 | Advanced Fuel (produced via gasification or pyrolysis of biofuel or waste) | Engine (combustion / reciprocating) |  |  |  |  | Advanced Fuel (produced via gasification or pyrolysis of biofuel or waste) | Engine (combustion / reciprocating) | [5 empty] | Connected | 3.51 | 3.51 | 3.6947 | 0.15 | 0.1579 | 2015-03-01 | [13 empty] | 2022-04-04 01:01
1170000474107 | 1170000474082 | Amp gm001 | Grange farm sutton st james | Grange Farm Photovoltaic | Fishergate, Sutton St James | Spalding | Lincolnshire | PE12 0EZ | United Kingdom | 539304 | 318746 | Walpole 132Kv S Stn | South Holland 33Kv S Stn |  | 33 | Western Power Distribution (East Midlands) Plc | Solar | Photovoltaic | No |  | 0 | 10 | Advanced Fuel (produced via gasification or pyrolysis of biofuel or waste) | Engine (combustion / reciprocating) |  |  |  |  | Advanced Fuel (produced via gasification or pyrolysis of biofuel or waste) | Engine (combustion / reciprocating) | [5 empty] | Connected | 10 | 10 | 10.5263 | 0.06 | 0.0632 | 2015-03-25 | [13 empty] | 2022-04-04 01:01
1170000474409 | 1170000474393 | Decoy farm power limited | Crowland spalding road | Cb04 Ad Plant, Decoy Farm | Spalding Road, Crowland | Peterborough | Lincolnshire | PE6 0LX | United Kingdom | 526276 | 312811 | Walpole 132Kv S Stn | Spalding Clay Lake 33Kv S Stn |  | 33 | Western Power Distribution (East Midlands) Plc | Biofuel - Biogas from anaerobic digestion (excluding landfill & sewage) | Engine (combustion / reciprocating) | Yes |  | 0 | 2 | Biofuel - Biogas from anaerobic digestion (excluding landfill & sewage) | Engine (combustion / reciprocating) | Yes |  | 0 | 1 | Advanced Fuel (produced via gasification or pyrolysis of biofuel or waste) | Engine (combustion / reciprocating) | [5 empty] | Connected | 3 | 3 | 3.1579 | 0.2 | 0.2105 | 2015-10-22 | [13 empty] | 2022-04-04 01:01
1170000474445 | 1170000474436 | Push energy (decoy) ltd | Crowland spalding road | Cb03, Decoy Farm | Spalding Road, Crowland | Peterborough | Lincolnshire | PE6 0LX | United Kingdom | 526276 | 312811 | Walpole 132Kv S Stn | Spalding Clay Lake 33Kv S Stn |  | 33 | Western Power Distribution (East Midlands) Plc | Solar | Photovoltaic | No |  | 0 | 4.2 | Advanced Fuel (produced via gasification or pyrolysis of biofuel or waste) | Engine (combustion / reciprocating) |  |  |  |  | Advanced Fuel (produced via gasification or pyrolysis of biofuel or waste) | Engine (combustion / reciprocating) | [5 empty] | Connected | 4.2 | 4.2 | 4.4211 | 0.1 | 0.1053 | 2015-10-22 | [13 empty] | 2022-04-04 01:01
1170000475388 | 1100039601979 | Walkers snack foods limited | Bursom road | Pepsico Bursom Road Generation, Leicester Ad Plant;11 | Walkers Snack Food Limited, Bursom Road | Leicester |  | LE4 1BS | United Kingdom | 45696 | 30863 | Enderby 132Kv S Stn | Leicester North 33Kv S Stn | Beaumont Leys 33 11Kv S Stn | 11 | Western Power Distribution (East Midlands) Plc | Biomass | Steam turbine (thermal power plant) | Yes |  | 0 | 2 | Advanced Fuel (produced via gasification or pyrolysis of biofuel or waste) | Engine (combustion / reciprocating) |  |  |  |  | Advanced Fuel (produced via gasification or pyrolysis of biofuel or waste) | Engine (combustion / reciprocating) | [5 empty] | Connected | 2 | 2 | 2.1053 | 6.12 | 6.4421 | 2015-08-12 | [13 empty] | 2022-04-04 01:01
1170000478351 | 1170000478360 | Solein walmoor limited | Walmoor farm retford | Walmoor Solar Farm Export | Grove | Retford | Nottinghamshire | DN22 0RN | United Kingdom | 47213 | 37897 | Staythorpe C 132Kv S Stn | Checkerhouse 33Kv S Stn | Ordsall Rd 33 11Kv S Stn | 11 | Western Power Distribution (East Midlands) Plc | Solar | Photovoltaic | No |  | 0 | 3 | Advanced Fuel (produced via gasification or pyrolysis of biofuel or waste) | Engine (combustion / reciprocating) |  |  |  |  | Advanced Fuel (produced via gasification or pyrolysis of biofuel or waste) | Engine (combustion / reciprocating) | [5 empty] | Connected | 3 | 3 | 3.1579 | 0.1 | 0.1053 | 2015-03-27 | [13 empty] | 2022-04-04 01:01
1170000480699 | 1170000480680 | Littlewood farm solar limited | Littlewood solar farm, hanslope | Yew Tree Farm | Tathall End, Hanslope | Milton keynes | Northamptonshire | MK19 7NF | United Kingdom | 482406 | 247548 | East Claydon 132Kv S Stn | Bradwell Abbey 33Kv S Stn |  | 33 | Western Power Distribution (East Midlands) Plc | Solar | Photovoltaic | No |  | 0 | 12 | Advanced Fuel (produced via gasification or pyrolysis of biofuel or waste) | Engine (combustion / reciprocating) |  |  |  |  | Advanced Fuel (produced via gasification or pyrolysis of biofuel or waste) | Engine (combustion / reciprocating) | [5 empty] | Connected | 12 | 12 | 12.6316 | 0.1 | 0.1053 | 2015-03-16 | [13 empty] | 2022-04-04 01:01
1170000485508 | 1170000485517 | Cherry tree solar farm limited | Chesterfield cherry tree solar farm | Import Mpan, Cherry Tree Solar Farm | Chesterfield Road, Duckmanton | Chesterfield | Derbyshire | S44 5JG | United Kingdom | 44321 | 37145 | Chesterfield 132Kv S Stn | Chesterfield 33Kv S Stn | Bolsover 11Kv S Stn | 11 | Western Power Distribution (East Midlands) Plc | Solar | Photovoltaic | No |  | 0 | 4.68 | Advanced Fuel (produced via gasification or pyrolysis of biofuel or waste) | Engine (combustion / reciprocating) |  |  |  |  | Advanced Fuel (produced via gasification or pyrolysis of biofuel or waste) | Engine (combustion / reciprocating) | [5 empty] | Connected | 4.68 | 4.68 | 4.9263 | 0.15 | 0.1579 | 2015-12-15 | [13 empty] | 2022-04-04 01:01
1170000487151 | 1170000487142 | Egmanton solar park limited | Cobb farm | Cobb Farm | Weston Road | Egmanton | Nottinghamshire | NG22 0HH | United Kingdom | 47488 | 36882 | Staythorpe C 132Kv S Stn | Checkerhouse 33Kv S Stn |  | 33 | Western Power Distribution (East Midlands) Plc | Solar | Photovoltaic | No |  | 0 | 10 | Advanced Fuel (produced via gasification or pyrolysis of biofuel or waste) | Engine (combustion / reciprocating) |  |  |  |  | Advanced Fuel (produced via gasification or pyrolysis of biofuel or waste) | Engine (combustion / reciprocating) | [5 empty] | Connected | 10 | 10 | 10.5263 | 0.05 | 0.0526 | 2015-03-27 | [13 empty] | 2022-04-04 01:01
1170000489210 | 1170000489238 | Ssb radcliffe ltd | Blackberry solar farm north | Blackberry Farm North | Stragglethorpe Road, Stragglethorpe | Nottingham | Nottinghamshire | NG12 2JZ | United Kingdom | 46313 | 33804 | Stoke Bardolph 132Kv | Nottingham East 33Kv S Stn | Cotgrave 33 11Kv S Stn | 11 | Western Power Distribution (East Midlands) Plc | Solar | Photovoltaic | No |  | 0 | 4.92 | Advanced Fuel (produced via gasification or pyrolysis of biofuel or waste) | Engine (combustion / reciprocating) |  |  |  |  | Advanced Fuel (produced via gasification or pyrolysis of biofuel or waste) | Engine (combustion / reciprocating) | [5 empty] | Connected | 4.92 | 4.92 | 5.1789 | 0.08 | 0.0842 | 2015-07-29 | [13 empty] | 2022-04-04 01:01
1170000489283 | 1170000489326 | Ssb cotgrave ltd | Blackberry solar farm south | Blackberry Solar Farm South | Main Road | Cotgrave | Nottinghamshire | NG12 3HQ | United Kingdom | 463999 | 336227 | Stoke Bardolph 132Kv | Nottingham East 33Kv S Stn | Cotgrave 33 11Kv S Stn | 11 | Western Power Distribution (East Midlands) Plc | Solar | Photovoltaic | No |  | 0 | 4.92 | Advanced Fuel (produced via gasification or pyrolysis of biofuel or waste) | Engine (combustion / reciprocating) |  |  |  |  | Advanced Fuel (produced via gasification or pyrolysis of biofuel or waste) | Engine (combustion / reciprocating) | [5 empty] | Connected | 4.92 | 4.92 | 5.1789 | 0.08 | 0.0842 | 2015-07-29 | [13 empty] | 2022-04-04 01:01
1170000510252 | 1100039603239 | Her majesty's government communications centre estates | Hanslope park | Export Pv Generation, Foreign And Commonwealth Office | Hanslope Park, Hanslope | Milton keynes | Buckinghamshire | MK19 7BH | United Kingdom | 48144 | 24574 | East Claydon 132Kv S Stn | Bradwell Abbey 33Kv S Stn | Hanslope Park 33 11Kv S Stn | 11 | Western Power Distribution (East Midlands) Plc | Solar | Photovoltaic | No |  | 0 | 0.035 | Advanced Fuel (produced via gasification or pyrolysis of biofuel or waste) | Engine (combustion / reciprocating) |  |  |  |  | Advanced Fuel (produced via gasification or pyrolysis of biofuel or waste) | Engine (combustion / reciprocating) | [5 empty] | Connected | 0.035 | 0.035 | 0.0368 | 5.5 | 5.7895 | 2015-01-11 | [13 empty] | 2022-04-04 01:01
1170000527558 | 1170000527567 | Grantham solar farm limited | Pasture farm | Pasture Farm | Gonerby Lane, Allington | Grantham | Lincolnshire | NG32 2DU | United Kingdom | 48840 | 33977 | Bicker Fen 132Kv S Stn | Grantham North 132Kv S Stn | Grantham North 11Kv S Stn | 11 | Western Power Distribution (East Midlands) Plc | Solar | Photovoltaic | No |  | 0 | 4 | Advanced Fuel (produced via gasification or pyrolysis of biofuel or waste) | Engine (combustion / reciprocating) |  |  |  |  | Advanced Fuel (produced via gasification or pyrolysis of biofuel or waste) | Engine (combustion / reciprocating) | [5 empty] | Connected | 4 | 4 | 4.2105 | 0.05 | 0.0526 | 2015-12-17 | [13 empty] | 2022-04-04 01:01
1170000527761 | 1170000527770 | Gpp langstone llp | Ashby-de-la-zouch, lount solar park | Lount Estate |  | Ashby da lan zouch | Leicestershire | LE65 1DS | United Kingdom | 43779 | 31776 | Drakelow 132Kv | Gresley 33Kv S Stn | Ashby 33 11Kv S Stn | 11 | Western Power Distribution (East Midlands) Plc | Solar | Photovoltaic | No |  | 0 | 2.3 | Advanced Fuel (produced via gasification or pyrolysis of biofuel or waste) | Engine (combustion / reciprocating) |  |  |  |  | Advanced Fuel (produced via gasification or pyrolysis of biofuel or waste) | Engine (combustion / reciprocating) | [5 empty] | Connected | 2.3 | 2.3 | 2.421 | 0.05 | 0.0526 | 2015-10-31 | [13 empty] | 2022-04-04 01:01
1170000529003 | 1170000528997 | Millclose solar limited | The walnut yard, langley priory diseworth | The Walnut Yard, Langley Priory |  | Diseworth | Derbyshire | DE74 2QQ | United Kingdom |  |  | Coventry 132Kv S Stn | Whitley 33Kv S Stn | Whitley 11Kv S Stn | 11 | Western Power Distribution (East Midlands) Plc | Solar | Photovoltaic | No |  | 0 | 1.5 | Advanced Fuel (produced via gasification or pyrolysis of biofuel or waste) | Engine (combustion / reciprocating) |  |  |  |  | Advanced Fuel (produced via gasification or pyrolysis of biofuel or waste) | Engine (combustion / reciprocating) | [5 empty] | Connected | 1.5 | 1.5 | 1.5789 | 0.1 | 0.1053 | 2015-12-01 | [13 empty] | 2022-04-04 01:01
1170000530969 | 1170000530950 | Kelmarsh wind farm limited | Kelmarsh wind farm | Kelmarsh Windfarm | Kelmarsh, Market Harborough | Northampton | Northamptonshire | NN6 9NA | United Kingdom | 47199 | 27908 | Grendon 132Kv S Stn | Kibworth 33Kv S Stn |  | 33 | Western Power Distribution (East Midlands) Plc | Wind | Onshore wind turbines | No |  | 0 | 12.3 | Advanced Fuel (produced via gasification or pyrolysis of biofuel or waste) | Engine (combustion / reciprocating) |  |  |  |  | Advanced Fuel (produced via gasification or pyrolysis of biofuel or waste) | Engine (combustion / reciprocating) | [5 empty] | Connected | 12.3 | 12.3 | 12.9474 | 0.25 | 0.2632 | 2016-01-25 | [13 empty] | 2022-04-04 01:01
1170000532140 | 1170000532168 | Ollerton solar limited c/o anesco | Ollerton solar farm |  | Mansfield Road, Edwinstowe | Newark | Nottinghamshire | NG22 9DX | United Kingdom | 46415 | 36715 | Chesterfield 132Kv S Stn | Clipstone 33Kv S Stn | Thoresby 33 11Kv S Stn | 11 | Western Power Distribution (East Midlands) Plc | Solar | Photovoltaic | No |  | 0 | 4 | Advanced Fuel (produced via gasification or pyrolysis of biofuel or waste) | Engine (combustion / reciprocating) |  |  |  |  | Advanced Fuel (produced via gasification or pyrolysis of biofuel or waste) | Engine (combustion / reciprocating) | [5 empty] | Connected | 4 | 4 | 4.2105 | 0.016 | 0.0168 | 2015-09-01 | [13 empty] | 2022-04-04 01:01
1170000535113 | 1170000535104 | Welland bio power limited | Pebble hall farm ad | Pebble Hall Farm | Theddingworth | Lutterworth | Leicestershire | LE17 2NJ | United Kingdom | 46615 | 28448 | Grendon 132Kv S Stn | Kibworth 33Kv S Stn |  | 33 | Western Power Distribution (East Midlands) Plc | Biofuel - Biogas from anaerobic digestion (excluding landfill & sewage) | Engine (combustion / reciprocating) | No |  | 0 | 16.56 | Advanced Fuel (produced via gasification or pyrolysis of biofuel or waste) | Engine (combustion / reciprocating) |  |  |  |  | Advanced Fuel (produced via gasification or pyrolysis of biofuel or waste) | Engine (combustion / reciprocating) | [5 empty] | Connected | 16.56 | 20 | 21.0526 | 2 | 2.1053 | 2016-12-15 | [13 empty] | 2022-04-04 01:01
1170000535540 | 1170000535530 | Sibelco uk limited | Matlock, brassington, manystones lane | Viaton Industries Limited | Manystones Lane, Brassington | Matlock | Derbyshire | DE4 4ES | United Kingdom | 42491 | 35503 | Willington 132Kv S Stn | Winster 33Kv S Stn | Longcliffe 33 11Kv S Stn | 11 | Western Power Distribution (East Midlands) Plc | Wind | Onshore wind turbines | No |  | 0 | 1.5 | Advanced Fuel (produced via gasification or pyrolysis of biofuel or waste) | Engine (combustion / reciprocating) |  |  |  |  | Advanced Fuel (produced via gasification or pyrolysis of biofuel or waste) | Engine (combustion / reciprocating) | [5 empty] | Connected | 1.5 | 1.5 | 1.5789 | 2.6 | 2.7368 | 2016-09-26 | [13 empty] | 2022-04-04 01:01
1170000540832 | 1170000540841 | Beeswax dyson farming ltd | A d plant beeches lane | Export Meter, Carrington Farm Biogas Plant | Carrington | Boston | Lincolnshire | PE22 7JD | United Kingdom | 53053 | 35436 | Walpole 132Kv S Stn | Boston 33Kv S Stn | Stickney 33 11Kv S Stn | 11 | Western Power Distribution (East Midlands) Plc | Biomass | Steam turbine (thermal power plant) | No |  | 0 | 3 | Advanced Fuel (produced via gasification or pyrolysis of biofuel or waste) | Engine (combustion / reciprocating) |  |  |  |  | Advanced Fuel (produced via gasification or pyrolysis of biofuel or waste) | Engine (combustion / reciprocating) | [5 empty] | Connected | 3 | 3 | 3.1579 | 0.35 | 0.3684 | 2015-09-10 | [13 empty] | 2022-04-04 01:01
1170000541757 | 1100039669202 | Blankney estates ltd | Navenby, the grange | The Grange (Export) | Temple Grange, Navenby | Lincoln | Lincolnshire | LN5 0AU | United Kingdom | 50288 | 35785 | West Burton 132Kv S Stn | Lincoln Main No 1 33Kv S Stn | Metheringham 33 11Kv S Stn | 11 | Western Power Distribution (East Midlands) Plc | Biofuel - Landfill gas | Gas turbine (OCGT) | No |  | 0 | 0.2 | Advanced Fuel (produced via gasification or pyrolysis of biofuel or waste) | Engine (combustion / reciprocating) |  |  |  |  | Advanced Fuel (produced via gasification or pyrolysis of biofuel or waste) | Engine (combustion / reciprocating) | [5 empty] | Connected | 0.2 | 0.2 | 0.2105 | 1.5 | 1.5789 | 2015-11-27 | [13 empty] | 2022-04-04 01:01
1170000544492 | 1170000544508 | Stonehaven wind turbine limited | Off bagworth rd, barlestone |  | Stonehaven Farm, Bagworth Road | Newbold verdon | Leicestershire | LE9 9NB | United Kingdom |  |  | Grendon 132Kv S Stn | Irthlingborough 33Kv S Stn | Raunds 11Kv | 11 | Western Power Distribution (East Midlands) Plc | Wind | Onshore wind turbines | No |  | 0 | 1.5 | Advanced Fuel (produced via gasification or pyrolysis of biofuel or waste) | Engine (combustion / reciprocating) |  |  |  |  | Advanced Fuel (produced via gasification or pyrolysis of biofuel or waste) | Engine (combustion / reciprocating) | [5 empty] | Connected | 1.5 | 1.5 | 1.5789 | 0.035 | 0.0368 | 2015-09-15 | [13 empty] | 2022-04-04 01:01
1170000545886 | 1170000446670 | Lmp thrapston ltd | Distribution centre, a14, islip, northamptonshire nn14 3jw | Project Thunderbird | Islip Road | Islip | Northamptonshire | NN14 3JW | United Kingdom |  |  | Grendon 132Kv S Stn | Irthlingborough 33Kv S Stn | Thrapston 33 11Kv S Stn | 11 | Western Power Distribution (East Midlands) Plc | Solar | Photovoltaic | No |  | 0 | 0.46 | Advanced Fuel (produced via gasification or pyrolysis of biofuel or waste) | Engine (combustion / reciprocating) |  |  |  |  | Advanced Fuel (produced via gasification or pyrolysis of biofuel or waste) | Engine (combustion / reciprocating) | [5 empty] | Connected | 0.46 | 0.45 | 0.4737 | 2.5 | 2.6316 | 2016-01-07 | [13 empty] | 2022-04-04 01:01
1170000549240 | 1170000549231 | Copley solar limited | Copley farm | Copley Farm | Doddington Lane, Claypole | Newark | Nottinghamshire | NG23 5AT | United Kingdom | 484929 | 347957 | Staythorpe C 132Kv S Stn | Hawton 33Kv S Stn |  | 33 | Western Power Distribution (East Midlands) Plc | Solar | Photovoltaic | No |  | 0 | 21.3 | Advanced Fuel (produced via gasification or pyrolysis of biofuel or waste) | Engine (combustion / reciprocating) |  |  |  |  | Advanced Fuel (produced via gasification or pyrolysis of biofuel or waste) | Engine (combustion / reciprocating) | [5 empty] | Connected | 21.3 | 21.3 | 22.421 | 0.25 | 0.2632 | 2015-12-04 | [13 empty] | 2022-04-04 01:01
1170000549278 | 1170000549269 | Fcc buckinghamshire limited | Greatmoor energy from waste |  | Greatmoor Road, Woodham | Aylesbury | Buckinghamshire | HP18 0AF | United Kingdom | 47037 | 22240 | East Claydon 132Kv S Stn | East Claydon 33Kv |  | 33 | Western Power Distribution (East Midlands) Plc | Waste | Steam turbine (thermal power plant) | No |  | 0 | 27.2 | Advanced Fuel (produced via gasification or pyrolysis of biofuel or waste) | Engine (combustion / reciprocating) |  |  |  |  | Advanced Fuel (produced via gasification or pyrolysis of biofuel or waste) | Engine (combustion / reciprocating) | [5 empty] | Connected | 27.2 | 27.2 | 28.6316 | 3.3 | 3.4737 | 2015-11-05 | [13 empty] | 2022-04-04 01:01
1170000550681 | 1170000551198 | Helios solar 1 limited | Coton park generation, linton | Coton Park | Coton Lane, Linton | Swadlincote | Derbyshire | DE12 6RE | United Kingdom | 42727 | 31782 | Drakelow 132Kv | Gresley 33Kv S Stn | Gresley 11Kv S Stn | 11 | Western Power Distribution (East Midlands) Plc | Solar | Photovoltaic | No |  | 0 | 3.5 | Advanced Fuel (produced via gasification or pyrolysis of biofuel or waste) | Engine (combustion / reciprocating) |  |  |  |  | Advanced Fuel (produced via gasification or pyrolysis of biofuel or waste) | Engine (combustion / reciprocating) | [5 empty] | Connected | 3.5 | 3.5 | 3.6842 | 0.1 | 0.1053 | 2015-08-01 | [13 empty] | 2022-04-04 01:01
1170000552730 | 1170000581402 | ☐stragglethorpe energy limited | Stragglethorpe anaerobic digestion plant | Biogas Site, Fields Farm | Nottingham Road, Cropwell Bishop | Nottingham | Nottinghamshire | NG12 2JS | United Kingdom | 46748 | 33561 | Stoke Bardolph 132Kv | Nottingham East 33Kv S Stn | Cotgrave 33 11Kv S Stn | 11 | Western Power Distribution (East Midlands) Plc | Biomass | Steam turbine (thermal power plant) | No |  | 0 | 1 | Advanced Fuel (produced via gasification or pyrolysis of biofuel or waste) | Engine (combustion / reciprocating) |  |  |  |  | Advanced Fuel (produced via gasification or pyrolysis of biofuel or waste) | Engine (combustion / reciprocating) | [5 empty] | Connected | 1 | 1 | 1.0526 | 0.2 | 0.2105 | 2015-12-15 | [13 empty] | 2022-04-04 01:01
1170000552883 | 1170000552874 | Mercer farming ltd | Blakenhall park solar pv, green lane | Blackenhall Farm Solar Pv | Green Lane, Barton Under Needwood | Burton on trent | Staffordshire | DE13 8AW | United Kingdom | 41783 | 31730 | Drakelow 132Kv | Burton South 33Kv S Stn | Barton Under Needwood 33 11Kv S Stn | 11 | Western Power Distribution (East Midlands) Plc | Solar | Photovoltaic | No |  | 0 | 1.5 | Advanced Fuel (produced via gasification or pyrolysis of biofuel or waste) | Engine (combustion / reciprocating) |  |  |  |  | Advanced Fuel (produced via gasification or pyrolysis of biofuel or waste) | Engine (combustion / reciprocating) | [5 empty] | Connected | 1.5 | 1.5 | 1.5789 | 0.45 | 0.4737 | 2015-09-09 | [13 empty] | 2022-04-04 01:01
1170000558626 | 1100039666559 | J sainsbury plc | Tamworth, distribution centre relay park | Sainsbury'S Distribution Centre | Relay Drive, Stonydelph | Tamworth | Staffordshire | B77 5PR | United Kingdom | 42389 | 30131 | Lea Marston 132Kv S Stn | Tamworth 33Kv S Stn | Tamworth Grid 11Kv S Stn | 11 | Western Power Distribution (East Midlands) Plc | Solar | Photovoltaic | No |  | 0 | 1.35 | Fossil - Oil | Engine (combustion / reciprocating) | No |  | 0 | 1 | Advanced Fuel (produced via gasification or pyrolysis of biofuel or waste) | Engine (combustion / reciprocating) | [5 empty] | Connected | 2.35 | 2.35 | 2.4737 | 0.67 | 0.7053 | 2016-01-11 | [13 empty] | 2022-04-04 01:01
1170000559790 | 1170000559806 | Willows farm solar ltd | The willows solar farm, dove walk, uttoxeter | The Willows | Dove Walk | Uttoxeter | Staffordshire | ST14 8EJ | United Kingdom | 410260 | 333698 | Willington 132Kv S Stn | Uttoxeter 33Kv S Stn | Church St 33 11Kv S Stn | 11 | Western Power Distribution (East Midlands) Plc | Solar | Photovoltaic | No |  | 0 | 3.92 | Advanced Fuel (produced via gasification or pyrolysis of biofuel or waste) | Engine (combustion / reciprocating) |  |  |  |  | Advanced Fuel (produced via gasification or pyrolysis of biofuel or waste) | Engine (combustion / reciprocating) | [5 empty] | Connected | 3.92 | 3.92 | 4.1263 | 0.05 | 0.0526 | 2017-03-01 | [13 empty] | 2022-04-04 01:01
1170000559860 | 1170000559851 | Calow solar limited | Lodge farm solar farm | Lodge Farm Solar Farm | Top Road | Calow | Derbyshire | S44 5TE | United Kingdom | 44184 | 37035 | Chesterfield 132Kv S Stn | Chesterfield 33Kv S Stn |  | 33 | Western Power Distribution (East Midlands) Plc | Solar | Photovoltaic | No |  | 0 | 4.5 | Advanced Fuel (produced via gasification or pyrolysis of biofuel or waste) | Engine (combustion / reciprocating) |  |  |  |  | Advanced Fuel (produced via gasification or pyrolysis of biofuel or waste) | Engine (combustion / reciprocating) | [5 empty] | Connected | 4.5 | 4.5 | 4.7368 | 0.05 | 0.0526 | 2015-10-01 | [13 empty] | 2022-04-04 01:01
1170000560625 | 1100039603897 | Lafarge cement uk | Works lane | Associated Portland Cement | Works Lane, Barnstone | Nottingham | Nottinghamshire | NG13 9JT | United Kingdom | 47367 | 33518 | Ratcliffe On Soar 132Kv S Stn | Willoughby 33Kv S Stn | Bingham 33 11Kv S Stn | 11 | Western Power Distribution (East Midlands) Plc | Biofuel - Landfill gas | Gas turbine (OCGT) | No |  | 0 | 0.5 | Advanced Fuel (produced via gasification or pyrolysis of biofuel or waste) | Engine (combustion / reciprocating) |  |  |  |  | Advanced Fuel (produced via gasification or pyrolysis of biofuel or waste) | Engine (combustion / reciprocating) | [5 empty] | Connected | 0.5 | 0.5 | 0.5263 | 1.6 | 1.6842 | 2014-04-01 | [13 empty] | 2022-04-04 01:01
1170000561025 | 1100039634325 | Severn trent wind power ltd | Stoke lane, stoke bardolph | Export Multi-Mpan Stoke Bardolph (Stw) | Stoke Lane, Stoke Bardolph | Burton joyce | Nottinghamshire | NG14 5HL | United Kingdom | 46300 | 34203 | Stoke Bardolph 132Kv | Nottingham East 33Kv S Stn | Colwick 33 11Kv S Stn | 11 | Western Power Distribution (East Midlands) Plc | Wind | Onshore wind turbines | No |  | 0 | 1.5 | Advanced Fuel (produced via gasification or pyrolysis of biofuel or waste) | Engine (combustion / reciprocating) |  |  |  |  | Advanced Fuel (produced via gasification or pyrolysis of biofuel or waste) | Engine (combustion / reciprocating) | [5 empty] | Connected | 1.5 | 1.5 | 1.5789 | 0.65 | 0.6842 | 2015-09-01 | [13 empty] | 2022-04-04 01:01
1170000561460 | 1100039616051 | Shield engineering (syston) ltd | 6 wenlock way, troon ind estate | Shield Engineering Limited, 6 | Wenlock Way | Leicester | Leicestershire | LE4 9HU | United Kingdom | 462256 | 307582 | Enderby 132Kv S Stn | Leicester East 33Kv S Stn | Thurmaston 33 11Kv S Stn | 11 | Western Power Distribution (East Midlands) Plc | Solar | Photovoltaic | No |  | 0 | 4.972 | Advanced Fuel (produced via gasification or pyrolysis of biofuel or waste) | Engine (combustion / reciprocating) |  |  |  |  | Advanced Fuel (produced via gasification or pyrolysis of biofuel or waste) | Engine (combustion / reciprocating) | [5 empty] | Connected | 4.972 | 0.296 | 0.3116 | 0.5 | 0.5263 | 2012-10-11 | [13 empty] | 2022-04-04 01:01
1170000561647 | 1170000561656 | Ssoge kickles solar farm limited | Kickles solar farm | The Kickles | Lakes Lane | Newport pagnell | Milton Keynes | MK16 8EF | United Kingdom | 486362 | 244841 | East Claydon 132Kv S Stn | Bradwell Abbey 33Kv S Stn | Newport Pagnell 33 11Kv S Stn | 11 | Western Power Distribution (East Midlands) Plc | Solar | Photovoltaic | No |  | 0 | 4.08 | Advanced Fuel (produced via gasification or pyrolysis of biofuel or waste) | Engine (combustion / reciprocating) |  |  |  |  | Advanced Fuel (produced via gasification or pyrolysis of biofuel or waste) | Engine (combustion / reciprocating) | [5 empty] | Connected | 4.08 | 4.08 | 4.2947 | 0.05 | 0.0526 | 2016-03-16 | [13 empty] | 2022-04-04 01:01
1170000567550 | 1170000567560 | Sun and soil renewable 21 ltd | Yeldersley ladyhole solar farm | Ladyhole Farm | Yeldersley | Ashbourne | Derbyshire | DE6 1LR | United Kingdom | 42076 | 34563 | Willington 132Kv S Stn | Winster 33Kv S Stn | Ashbourne 33 11Kv S Stn | 11 | Western Power Distribution (East Midlands) Plc | Solar | Photovoltaic | No |  | 0 | 2.5 | Advanced Fuel (produced via gasification or pyrolysis of biofuel or waste) | Engine (combustion / reciprocating) |  |  |  |  | Advanced Fuel (produced via gasification or pyrolysis of biofuel or waste) | Engine (combustion / reciprocating) | [5 empty] | Connected | 2.5 | 2.5 | 2.6316 | 0.15 | 0.1579 | 2016-03-22 | [13 empty] | 2022-04-04 01:01
1170000568962 | 1170000568990 | Exeter rp limited | Ripley, asher lane, asher lane stor site | Asher Lane Stor Site | Asher Lane | Ripley | Derbyshire | DE5 3SW | United Kingdom | 43942 | 35179 | Willington 132Kv S Stn | Heanor 33Kv S Stn | Ripley 33 11Kv S Stn | 11 | Western Power Distribution (East Midlands) Plc | Fossil - Gas | Engine (combustion / reciprocating) | Yes |  | 0 | 5 | Fossil - Gas | Engine (combustion / reciprocating) |  |  |  |  | Advanced Fuel (produced via gasification or pyrolysis of biofuel or waste) | Engine (combustion / reciprocating) | [5 empty] | Connected | 5 | 5 | 5.2632 | 0.15 | 0.1579 | 2015-12-14 | [13 empty] | 2022-04-04 01:01
1170000569850 | 1170000569840 | Arkwright solar limited | Arkwright solar farm | Arkwright Solar Farm | Tom Lane, Duckmanton | Chesterfield | Derbyshire | S44 5HF | United Kingdom | 44375 | 37229 | Chesterfield 132Kv S Stn | Chesterfield 33Kv S Stn |  | 33 | Western Power Distribution (East Midlands) Plc | Solar | Photovoltaic | No |  | 0 | 6 | Advanced Fuel (produced via gasification or pyrolysis of biofuel or waste) | Engine (combustion / reciprocating) |  |  |  |  | Advanced Fuel (produced via gasification or pyrolysis of biofuel or waste) | Engine (combustion / reciprocating) | [5 empty] | Connected | 6 | 6 | 6.3158 | 0.6 | 0.6316 | 2015-12-15 | [13 empty] | 2022-04-04 01:01
1170000576625 | 1170000584820 | Tollgate solar limited | Tollgate solar farm, tollgate farm, banbury road, warwickshire, cv33 9qj, | Tollgate Farm | Banbury Road, Bishops Tachbrook | Leamington spa | Warwickshire | CV33 9QJ | United Kingdom | 431099 | 259493 | Berkswell 132Kv S Stn | Warwick 33Kv S Stn | Banbury Road 33 11Kv S Stn | 11 | Western Power Distribution (East Midlands) Plc | Solar | Photovoltaic | No |  | 0 | 3 | Advanced Fuel (produced via gasification or pyrolysis of biofuel or waste) | Engine (combustion / reciprocating) |  |  |  |  | Advanced Fuel (produced via gasification or pyrolysis of biofuel or waste) | Engine (combustion / reciprocating) | [5 empty] | Connected | 3 | 3.5 | 3.6842 | 0.09 | 0.0947 | 2016-03-07 | [13 empty] | 2022-04-04 01:01
1170000579254 | 1170000579245 | Kappa solar limited | Langar, langar farm | Langer Farm | Cropwell Road | Langar | Nottinghamshire | NG12 3FP | United Kingdom | 47065 | 33414 | Ratcliffe On Soar 132Kv S Stn | Willoughby 33Kv S Stn |  | 33 | Western Power Distribution (East Midlands) Plc | Solar | Photovoltaic | No |  | 0 | 8 | Advanced Fuel (produced via gasification or pyrolysis of biofuel or waste) | Engine (combustion / reciprocating) |  |  |  |  | Advanced Fuel (produced via gasification or pyrolysis of biofuel or waste) | Engine (combustion / reciprocating) | [5 empty] | Connected | 8 | 8 | 8.421 | 0.06 | 0.0632 | 2016-05-31 | [13 empty] | 2022-04-04 01:01
1170000579272 | 1170000579263 | Spf somersall ltd | Somersall mill solar park doveridge | Somersal Mill Farm | Grove Lane, Doveridge | Ashbourne | Derbyshire | DE6 5PB | United Kingdom | 413211 | 334247 | Willington 132Kv S Stn | Uttoxeter 33Kv S Stn | Marchington 33 11Kv S Stn | 11 | Western Power Distribution (East Midlands) Plc | Solar | Photovoltaic | No |  | 0 | 2 | Advanced Fuel (produced via gasification or pyrolysis of biofuel or waste) | Engine (combustion / reciprocating) |  |  |  |  | Advanced Fuel (produced via gasification or pyrolysis of biofuel or waste) | Engine (combustion / reciprocating) | [5 empty] | Connected | 2 | 2 | 2.1053 | 0.1 | 0.1053 | 2015-12-16 | [13 empty] | 2022-04-04 01:01
1170000579928 | 1170000579919 | Averill farm limited | Averill farm |  | Averill Farm, Morton | Alfreton | Derbyshire | DE55 6HB | United Kingdom | 44048 | 36143 | Chesterfield 132Kv S Stn | Chesterfield 33Kv S Stn |  | 33 | Western Power Distribution (East Midlands) Plc | Solar | Photovoltaic | No |  | 0 | 3.744 | Advanced Fuel (produced via gasification or pyrolysis of biofuel or waste) | Engine (combustion / reciprocating) |  |  |  |  | Advanced Fuel (produced via gasification or pyrolysis of biofuel or waste) | Engine (combustion / reciprocating) | [5 empty] | Connected | 3.744 | 3.744 | 3.941 | 0.042 | 0.0442 | 2015-12-16 | [13 empty] | 2022-04-04 01:01
1170000580621 | 1170000580612 | Anesco stud farm limited | Rufford solar stud farm | Stud Farm Solar Farm | Stud Farm | Rufford | Newark | NG22 9HB | United Kingdom | 46484 | 36207 | Chesterfield 132Kv S Stn | Clipstone 33Kv S Stn | Bilsthorpe 33 11Kv S Stn | 11 | Western Power Distribution (East Midlands) Plc | Solar | Photovoltaic | No |  | 0 | 2 | Advanced Fuel (produced via gasification or pyrolysis of biofuel or waste) | Engine (combustion / reciprocating) |  |  |  |  | Advanced Fuel (produced via gasification or pyrolysis of biofuel or waste) | Engine (combustion / reciprocating) | [5 empty] | Connected | 2 | 2 | 2.1053 | 0.05 | 0.0526 | 2015-12-01 | [13 empty] | 2022-04-04 01:01
1170000582708 | 1170000582692 | Marchington solar limited | Marchington solar farm | Marchington Farm | Moreton Lane | Draycott in the clay | Staffordshire | DE6 5GX | United Kingdom | 41567 | 33073 | Willington 132Kv S Stn | Uttoxeter 33Kv S Stn |  | 33 | Western Power Distribution (East Midlands) Plc | Solar | Photovoltaic | No |  | 0 | 4.44 | Advanced Fuel (produced via gasification or pyrolysis of biofuel or waste) | Engine (combustion / reciprocating) |  |  |  |  | Advanced Fuel (produced via gasification or pyrolysis of biofuel or waste) | Engine (combustion / reciprocating) | [5 empty] | Connected | 4.44 | 4.44 | 4.6737 | 0.026 | 0.0274 | 2016-03-01 | [13 empty] | 2022-04-04 01:01
1170000586508 | 1170000586492 | West end farm pv limited | West end farm | West End Farm | Town Street, Treswell | Retford | Nottinghamshire | DN22 0EG | United Kingdom | 47705 | 37877 | Staythorpe C 132Kv S Stn | Checkerhouse 33Kv S Stn |  | 33 | Western Power Distribution (East Midlands) Plc | Solar | Photovoltaic | No |  | 0 | 7.4 | Advanced Fuel (produced via gasification or pyrolysis of biofuel or waste) | Engine (combustion / reciprocating) |  |  |  |  | Advanced Fuel (produced via gasification or pyrolysis of biofuel or waste) | Engine (combustion / reciprocating) | [5 empty] | Connected | 7.4 | 7.4 | 7.7895 | 0.06 | 0.0632 | 2015-12-18 | [13 empty] | 2022-04-04 01:01
1170000586614 | 1170000586605 | Fields farm solar limited | Field farm solar farm | Fields Farm Solar Farm | Off Kineton Lane | Southam | Warwickshire | CV47 2DG | United Kingdom | 44040 | 26097 | Berkswell 132Kv S Stn | Harbury 33Kv S Stn |  | 33 | Western Power Distribution (East Midlands) Plc | Solar | Photovoltaic | No |  | 0 | 4.4 | Advanced Fuel (produced via gasification or pyrolysis of biofuel or waste) | Engine (combustion / reciprocating) |  |  |  |  | Advanced Fuel (produced via gasification or pyrolysis of biofuel or waste) | Engine (combustion / reciprocating) | [5 empty] | Connected | 4.4 | 4.4 | 4.6316 | 0.05 | 0.0526 | 2016-02-01 | [13 empty] | 2022-04-04 01:01
1170000586907 | 1100039665271 | Severn trent water limited | Nuneaton hartshill stw woodford lane | Nuneaton-Hartshill (Stw) | Woodford Lane | Nuneaton | Warwickshire | CV10 0SA | United Kingdom | 43325 | 29542 | Coventry 132Kv S Stn | Nuneaton 33Kv S Stn | Whittleford 33 11Kv S Stn | 11 | Western Power Distribution (East Midlands) Plc | Solar | Photovoltaic | No |  | 0 | 0.6 | Advanced Fuel (produced via gasification or pyrolysis of biofuel or waste) | Engine (combustion / reciprocating) |  |  |  |  | Advanced Fuel (produced via gasification or pyrolysis of biofuel or waste) | Engine (combustion / reciprocating) | [5 empty] | Connected | 0.6 | 0.6 | 0.6316 | 1.6 | 1.6842 | 2015-11-16 | [13 empty] | 2022-04-04 01:01
1170000587282 | 1170000587273 | Canopus farm solar limited | Canopus farm | Canopus Farm | Frith Bank | Boston | Lincolnshire | PE22 7BD | United Kingdom | 530528 | 347322 | Walpole 132Kv S Stn | Boston 33Kv S Stn |  | 33 | Western Power Distribution (East Midlands) Plc | Solar | Photovoltaic | No |  | 0 | 4.62 | Advanced Fuel (produced via gasification or pyrolysis of biofuel or waste) | Engine (combustion / reciprocating) |  |  |  |  | Advanced Fuel (produced via gasification or pyrolysis of biofuel or waste) | Engine (combustion / reciprocating) | [5 empty] | Connected | 4.62 | 4.62 | 4.8632 | 0.05 | 0.0526 | 2015-12-10 | [13 empty] | 2022-04-04 01:01
1170000592237 | 1170000592228 | Fim solar distribution llp | Wymeswold narrow lane pv | Wymeswold Solar Farm | Narrow Lane | Wymeswold | Leicestershire | LE12 6SE | United Kingdom | 46266 | 32316 | Ratcliffe On Soar 132Kv S Stn | Willoughby 33Kv S Stn |  | 33 | Western Power Distribution (East Midlands) Plc | Solar | Photovoltaic | No |  | 0 | 4.12 | Advanced Fuel (produced via gasification or pyrolysis of biofuel or waste) | Engine (combustion / reciprocating) |  |  |  |  | Advanced Fuel (produced via gasification or pyrolysis of biofuel or waste) | Engine (combustion / reciprocating) | [5 empty] | Connected | 4.12 | 4.12 | 4.3368 | 0.1 | 0.1053 | 2015-12-21 | [13 empty] | 2022-04-04 01:01
1170000594173 | 1170000594164 | Thornborough solar limited | Thornborough grounds solar park | Grange Farm | Thronborough Grounds, Padley | Bourton | Buckinghamshire | MK18 2AB | United Kingdom | 47580 | 24047 | East Claydon 132Kv S Stn | Stony Stratford 33Kv S Stn |  | 33 | Western Power Distribution (East Midlands) Plc | Solar | Photovoltaic | No |  | 0 | 3.75 | Advanced Fuel (produced via gasification or pyrolysis of biofuel or waste) | Engine (combustion / reciprocating) |  |  |  |  | Advanced Fuel (produced via gasification or pyrolysis of biofuel or waste) | Engine (combustion / reciprocating) | [5 empty] | Connected | 3.75 | 3.75 | 3.9474 | 0.1 | 0.1053 | 2016-03-30 | [13 empty] | 2022-04-04 01:01
1170000594270 | 1170000594261 | St solar invest leicestershire 2 limited | Lindridge farm solar park | Lindridge Farm | Lindridge Lane, Desford | Leicester | Leicestershire | LE9 9FD | United Kingdom | 446680 | 305219 | Enderby 132Kv S Stn | Coalville 33Kv S Stn |  | 33 | Western Power Distribution (East Midlands) Plc | Solar | Photovoltaic | No |  | 0 | 3.96 | Advanced Fuel (produced via gasification or pyrolysis of biofuel or waste) | Engine (combustion / reciprocating) |  |  |  |  | Advanced Fuel (produced via gasification or pyrolysis of biofuel or waste) | Engine (combustion / reciprocating) | [5 empty] | Connected | 3.96 | 3.96 | 4.1684 | 0.05 | 0.0526 | 2015-12-29 | [13 empty] | 2022-04-04 01:01
1170000596551 | 1170000596542 | Solardev 2 ltd | Kirton end | Export Mapn | Washdyle Lane, Kirton | Boston | Lincolnshire | PE20 1PR | United Kingdom | 52846 | 33886 | Walpole 132Kv S Stn | Boston 33Kv S Stn | Kirton 33 11Kv S Stn | 11 | Western Power Distribution (East Midlands) Plc | Solar | Photovoltaic | No |  | 0 | 2.7 | Advanced Fuel (produced via gasification or pyrolysis of biofuel or waste) | Engine (combustion / reciprocating) |  |  |  |  | Advanced Fuel (produced via gasification or pyrolysis of biofuel or waste) | Engine (combustion / reciprocating) | [5 empty] | Connected | 2.7 | 2.7 | 2.8421 | 0.1 | 0.1053 | 2015-11-20 | [13 empty] | 2022-04-04 01:01
1170000597661 | 1170000597680 | Folly lane solar limited | Folly lane, stickney |  | Folly Lane, Stickney | Boston | Lincolnshire | PE22 8BL | United Kingdom | 53272 | 35789 | Walpole 132Kv S Stn | Boston 33Kv S Stn | Stickney 33 11Kv S Stn | 11 | Western Power Distribution (East Midlands) Plc | Solar | Photovoltaic | No |  | 0 | 3.7 | Advanced Fuel (produced via gasification or pyrolysis of biofuel or waste) | Engine (combustion / reciprocating) |  |  |  |  | Advanced Fuel (produced via gasification or pyrolysis of biofuel or waste) | Engine (combustion / reciprocating) | [5 empty] | Connected | 3.7 | 3.7 | 3.8947 | 0.09 | 0.0947 | 2016-02-09 | [13 empty] | 2022-04-04 01:01
1170000597778 | 1170000254784 | John lewis partnership | Plot 120, magna park, milton keynes | John Lewis, Magna Park 1 | Fen Street | Milton keynes |  | MK17 8EW | United Kingdom | 49174 | 23841 | East Claydon 132Kv S Stn | Bletchley 33Kv S Stn | Fen Farm 33 11Kv S Stn | 11 | Western Power Distribution (East Midlands) Plc | Fossil - Oil | Engine (combustion / reciprocating) | No |  | 0 | 1.6 | Advanced Fuel (produced via gasification or pyrolysis of biofuel or waste) | Engine (combustion / reciprocating) |  |  |  |  | Advanced Fuel (produced via gasification or pyrolysis of biofuel or waste) | Engine (combustion / reciprocating) | [5 empty] | Connected | 1.6 | 0.001 | 0.001 | 3 | 3.1579 | 2015-10-14 | [13 empty] | 2022-04-04 01:01
1170000597963 | 1100039602183 | Coventry university | Energy centre, whitefriars street, coventry, cv1 2hf | No For Feeder 01, New Energy Centre | Whitefriars Street | Coventry |  | CV1 2HF | United Kingdom | 43380 | 27878 | Berkswell 132Kv S Stn | Coventry Central 33Kv S Stn | Cox Street 33 6 6Kv S Stn | 66 | Western Power Distribution (East Midlands) Plc | Solar | Photovoltaic | Yes |  | 0 | 0.35 | Fossil - Oil | Engine (combustion / reciprocating) | No |  | 0 | 0.21 | Advanced Fuel (produced via gasification or pyrolysis of biofuel or waste) | Engine (combustion / reciprocating) | [5 empty] | Connected | 0.56 | 0.5 | 0.5263 | 8.8 | 9.2632 | 2015-10-12 | [13 empty] | 2022-04-04 01:01
1170000597972 | 1100039602183 | Coventry university | Energy centre, whitefriars street, coventry, cv1 2hf | No For Feeder 02, New Energy Centre | Whitefriars Street | Coventry |  | CV1 2HF | United Kingdom | 43380 | 27878 | Berkswell 132Kv S Stn | Coventry Central 33Kv S Stn | Cox Street 33 6 6Kv S Stn | 66 | Western Power Distribution (East Midlands) Plc | Solar | Photovoltaic | Yes |  | 0 | 0.35 | Fossil - Oil | Engine (combustion / reciprocating) | No |  | 0 | 0.21 | Advanced Fuel (produced via gasification or pyrolysis of biofuel or waste) | Engine (combustion / reciprocating) | [5 empty] | Connected | 0.56 | 0.5 | 0.5263 | 8.8 | 9.2632 | 2015-10-12 | [13 empty] | 2022-04-04 01:01
1170000598043 | 1170000598034 | F&s manor farm limited | Manor farm solar farm | Manor Farm Pv | Ravestone Lane | Horton | Northamptonshire | NN7 2BH | United Kingdom | 48357 | 25343 | Grendon 132Kv S Stn | Northampton East 33Kv S Stn |  | 33 | Western Power Distribution (East Midlands) Plc | Solar | Photovoltaic | No |  | 0 | 4 | Advanced Fuel (produced via gasification or pyrolysis of biofuel or waste) | Engine (combustion / reciprocating) |  |  |  |  | Advanced Fuel (produced via gasification or pyrolysis of biofuel or waste) | Engine (combustion / reciprocating) | [5 empty] | Connected | 4 | 4 | 4.2105 | 0.02 | 0.021 | 2015-12-23 | [13 empty] | 2022-04-04 01:01
1170000598061 | 1170000598025 | Temple normanton solar limited | Temple normanton solar farm |  | Hassocky Lane, Temple Normanton | Chesterfield | Derbyshire | S42 5DG | United Kingdom | 441773 | 368198 | Chesterfield 132Kv S Stn | Chesterfield 33Kv S Stn | Grassmoor 33 11Kv S Stn | 11 | Western Power Distribution (East Midlands) Plc | Solar | Photovoltaic | No |  | 0 | 5 | Advanced Fuel (produced via gasification or pyrolysis of biofuel or waste) | Engine (combustion / reciprocating) |  |  |  |  | Advanced Fuel (produced via gasification or pyrolysis of biofuel or waste) | Engine (combustion / reciprocating) | [5 empty] | Connected | 5 | 5 | 5.2632 | 0.15 | 0.1579 | 2015-12-18 | [13 empty] | 2022-04-04 01:01
1170000598201 | 1170000598196 | Haymaker (handley park solar) limited | Handley park solar farm |  | Handley Park | Towcester | Northamptonshire | NN12 8PA | United Kingdom | 46733 | 24601 | East Claydon 132Kv S Stn | Brackley 132Kv S Stn |  | 33 | Western Power Distribution (East Midlands) Plc | Solar | Photovoltaic | No |  | 0 | 5 | Advanced Fuel (produced via gasification or pyrolysis of biofuel or waste) | Engine (combustion / reciprocating) |  |  |  |  | Advanced Fuel (produced via gasification or pyrolysis of biofuel or waste) | Engine (combustion / reciprocating) | [5 empty] | Connected | 5 | 5 | 5.2632 | 0.1 | 0.1053 | 2016-03-24 | [13 empty] | 2022-04-04 01:01
1170000598708 | 1100039650805 | Snowdome group limited | Tamworth snowdome river drive | The Tamworth Snow Dome | River Drive | Tamworth | Staffordshire | B79 7ND | United Kingdom | 420970 | 303556 | Lea Marston 132Kv S Stn | Tamworth Town 132Kv S Stn | Tamworth Town 11Kv S Stn | 11 | Western Power Distribution (East Midlands) Plc | Solar | Photovoltaic | No |  | 0 | 0.24 | Advanced Fuel (produced via gasification or pyrolysis of biofuel or waste) | Engine (combustion / reciprocating) |  |  |  |  | Advanced Fuel (produced via gasification or pyrolysis of biofuel or waste) | Engine (combustion / reciprocating) | [5 empty] | Connected | 0.24 | 0.24 | 0.2526 | 1.3 | 1.3684 | 2015-11-30 | [13 empty] | 2022-04-04 01:01
1170000600748 |  | Greenyard frozen uk ltd | Marsh lane | Penguim Roof Mounted Solo | , Boston |  |  | PE21 7RG | United Kingdom | 53310 | 34265 | Walpole 132Kv S Stn | Boston 33Kv S Stn | Marsh Lane 33 11Kv S Stn | 11 | Western Power Distribution (East Midlands) Plc | Solar | Photovoltaic | Yes |  | 0 | 12.8 | Solar | Photovoltaic | No |  | 0 | 2.5 | Advanced Fuel (produced via gasification or pyrolysis of biofuel or waste) | Engine (combustion / reciprocating) | [5 empty] | Connected | 15.3 | 2.5 | 2.6316 |  |  | 2018-06-26 | [13 empty] | 2022-04-04 01:01
1170000600989 | 1170000600970 | Solar condover ltd | Tuckey farm | Tuckey Farm | East Claydon Road, Winslow | Buckingham |  | MK18 3ND | United Kingdom |  |  | East Claydon 132Kv S Stn | Bletchley 33Kv S Stn | Fen Farm 33 11Kv S Stn | 11 | Western Power Distribution (East Midlands) Plc | Solar | Photovoltaic | No |  | 0 | 2 | Advanced Fuel (produced via gasification or pyrolysis of biofuel or waste) | Engine (combustion / reciprocating) |  |  |  |  | Advanced Fuel (produced via gasification or pyrolysis of biofuel or waste) | Engine (combustion / reciprocating) | [5 empty] | Connected | 2 | 2 | 2.1053 | 0.06 | 0.0632 | 2016-03-31 | [13 empty] | 2022-04-04 01:01
1170000601991 | 1170000601982 | Sune elton farm solar limited | Shelton lodge | Shelton Lodge | Elton | Nottingham | Nottinghamshire | NG13 9LG | United Kingdom | 47685 | 33954 | Staythorpe C 132Kv S Stn | Hawton 33Kv S Stn |  | 33 | Western Power Distribution (East Midlands) Plc | Solar | Photovoltaic | No |  | 0 | 3.5 | Advanced Fuel (produced via gasification or pyrolysis of biofuel or waste) | Engine (combustion / reciprocating) |  |  |  |  | Advanced Fuel (produced via gasification or pyrolysis of biofuel or waste) | Engine (combustion / reciprocating) | [5 empty] | Connected | 3.5 | 3.5 | 3.6842 | 0.041 | 0.0432 | 2015-12-22 | [13 empty] | 2022-04-04 01:01
1170000602071 | 1170000602080 | Lightsource spv 193 ltd | Ratcliffe culey ratcliffe house farm | Export Mapn, Ratcliffe House Farm | Ratcliffe Culey | Atherstone | Leicestershire | CV9 3LZ | United Kingdom | 43350 | 29888 | Lea Marston 132Kv S Stn | Tamworth 33Kv S Stn | Atherstone 33 11Kv S Stn | 11 | Western Power Distribution (East Midlands) Plc | Solar | Photovoltaic | No |  | 0 | 2 | Advanced Fuel (produced via gasification or pyrolysis of biofuel or waste) | Engine (combustion / reciprocating) |  |  |  |  | Advanced Fuel (produced via gasification or pyrolysis of biofuel or waste) | Engine (combustion / reciprocating) | [5 empty] | Connected | 2 | 2 | 2.1053 | 0.05 | 0.0526 | 2015-12-18 | [13 empty] | 2022-04-04 01:01
1170000604050 | 1170000604023 | Brafield solar limited | Brafield on the green solar park |  | Horton Road, Brafield On The Green, Horton | Northampton | Northamptonshire | NN7 2BA | United Kingdom | 48240 | 25709 | Grendon 132Kv S Stn | Northampton East 33Kv S Stn |  | 33 | Western Power Distribution (East Midlands) Plc | Solar | Photovoltaic | No |  | 0 | 3.75 | Advanced Fuel (produced via gasification or pyrolysis of biofuel or waste) | Engine (combustion / reciprocating) |  |  |  |  | Advanced Fuel (produced via gasification or pyrolysis of biofuel or waste) | Engine (combustion / reciprocating) | [5 empty] | Connected | 3.75 | 3.75 | 3.9474 | 0.1 | 0.1053 | 2016-03-31 | [13 empty] | 2022-04-04 01:01
1170000604910 | 1170000604886 | Blaby solar farm limited | Blaby blaby solar farm leicester road | Blaby Solar Farm | Leicester Road | Blaby | Leicestershire | LE8 5QW | United Kingdom | 45890 | 29661 | Enderby 132Kv S Stn | Wigston 132Kv (M42) 132Kv S Stn | Wigston 11Kv S Stn | 11 | Western Power Distribution (East Midlands) Plc | Solar | Photovoltaic | No |  | 0 | 3 | Advanced Fuel (produced via gasification or pyrolysis of biofuel or waste) | Engine (combustion / reciprocating) |  |  |  |  | Advanced Fuel (produced via gasification or pyrolysis of biofuel or waste) | Engine (combustion / reciprocating) | [5 empty] | Connected | 3 | 3 | 3.1579 | 0.045 | 0.0474 | 2016-03-01 | [13 empty] | 2022-04-04 01:01
1170000605240 | 1170000605221 | Sywell solar limited | Sywell pv | Sywell Farm | Sywell Road, Mears Ashby | Northampton | Northamptonshire | NN6 0DL | United Kingdom | 48388 | 26845 | Grendon 132Kv S Stn | Wellingborough 33Kv S Stn |  | 33 | Western Power Distribution (East Midlands) Plc | Solar | Photovoltaic | No |  | 0 | 10 | Advanced Fuel (produced via gasification or pyrolysis of biofuel or waste) | Engine (combustion / reciprocating) |  |  |  |  | Advanced Fuel (produced via gasification or pyrolysis of biofuel or waste) | Engine (combustion / reciprocating) | [5 empty] | Connected | 10 | 10 | 10.5263 | 0.1 | 0.1053 | 2015-12-03 | [13 empty] | 2022-04-04 01:01
1170000606448 | 1170000606457 | Brian henton | Houghton on the hill ingarsby pv redvers farm | Export Ingarsby Pv, Redvers Farm | Uppingham Road | Houghton on the hill | Leicestershire | LE7 9HG | United Kingdom | 46776 | 30444 | Enderby 132Kv S Stn | Leicester East 33Kv S Stn | Thurnby 33 11Kv S Stn | 11 | Western Power Distribution (East Midlands) Plc | Solar | Photovoltaic | No |  | 0 | 2.1 | Advanced Fuel (produced via gasification or pyrolysis of biofuel or waste) | Engine (combustion / reciprocating) |  |  |  |  | Advanced Fuel (produced via gasification or pyrolysis of biofuel or waste) | Engine (combustion / reciprocating) | [5 empty] | Connected | 2.1 | 2.1 | 2.2105 | 0.05 | 0.0526 | 2016-03-31 | [13 empty] | 2022-04-04 01:01
1170000606581 | 1170000606615 | Wel solar park 20 limited | Woodhouse fields solar farm rocester | Woodhouse Fields Farm | Hollington Road | Rocester | Uttoxeter | ST14 5JA | United Kingdom | 40874 | 33912 | Willington 132Kv S Stn | Uttoxeter 33Kv S Stn | Rocester 33 11Kv S Stn | 11 | Western Power Distribution (East Midlands) Plc | Solar | Photovoltaic | No |  | 0 | 4.15 | Advanced Fuel (produced via gasification or pyrolysis of biofuel or waste) | Engine (combustion / reciprocating) |  |  |  |  | Advanced Fuel (produced via gasification or pyrolysis of biofuel or waste) | Engine (combustion / reciprocating) | [5 empty] | Connected | 4.15 | 4.15 | 4.3684 | 0.15 | 0.1579 | 2016-02-01 | [13 empty] | 2022-04-04 01:01
1170000606670 | 1170000606660 | Debdale solar ltd | Debdale solar pv |  | Debdale Lane | Mansfield | Nottinghamshire | NG19 7EZ | United Kingdom | 45303 | 36282 | Chesterfield 132Kv S Stn | Mansfield 33Kv S Stn | Mansfield 11Kv S Stn | 11 | Western Power Distribution (East Midlands) Plc | Solar | Photovoltaic | No |  | 0 | 3.8 | Advanced Fuel (produced via gasification or pyrolysis of biofuel or waste) | Engine (combustion / reciprocating) |  |  |  |  | Advanced Fuel (produced via gasification or pyrolysis of biofuel or waste) | Engine (combustion / reciprocating) | [5 empty] | Connected | 3.8 | 3.8 | 4 | 0.07 | 0.0737 | 2016-03-21 | [13 empty] | 2022-04-04 01:01
1170000609494 | 1170000609485 | Pearmat solar 2 ltd | Short hazel solar farm, manchester lane, hartshorne | Short Hazel Farm | Manchester Lane, Hartshorne | Swadlincote | Derbyshire | DE11 7BD | United Kingdom | 43294 | 32000 | Drakelow 132Kv | Burton 33Kv | Woodville 33/11Kv | 11 | Western Power Distribution (East Midlands) Plc | Solar | Photovoltaic | No |  | 0 | 5 | Advanced Fuel (produced via gasification or pyrolysis of biofuel or waste) | Engine (combustion / reciprocating) |  |  |  |  | Advanced Fuel (produced via gasification or pyrolysis of biofuel or waste) | Engine (combustion / reciprocating) | [5 empty] | Connected | 5 | 5 | 5.2632 | 0.125 | 0.1316 | 2016-02-01 | [13 empty] | 2022-04-04 01:01
1170000610807 | 1170000610791 | Ashby solar farm limited | Ashby farm solar measham road ashby de la zouch le65 2un | Ashby Farm | Measham Road, Willesley Woodsite | Ashby de la zouch | Leicestershire | LE65 2UN | United Kingdom | 43466 | 31382 | Drakelow 132Kv | Gresley 33Kv S Stn | Willesley 33 11Kv S Stn | 11 | Western Power Distribution (East Midlands) Plc | Solar | Photovoltaic | No |  | 0 | 5 | Advanced Fuel (produced via gasification or pyrolysis of biofuel or waste) | Engine (combustion / reciprocating) |  |  |  |  | Advanced Fuel (produced via gasification or pyrolysis of biofuel or waste) | Engine (combustion / reciprocating) | [5 empty] | Connected | 5 | 5 | 5.2632 | 0.1 | 0.1053 | 2016-03-05 | [13 empty] | 2022-04-04 01:01
1170000610825 | 1170000607033 | Desford lane solar farm limited | Desford lane solar, desford lane, desford le9 2bf |  | Desford Lane | Desford | Leicestershire | LE9 2BF | United Kingdom | 44994 | 30482 | Enderby 132Kv S Stn | Coalville 33Kv S Stn | Desford 33 11Kv S Stn | 11 | Western Power Distribution (East Midlands) Plc | Solar | Photovoltaic | No |  | 0 | 5 | Advanced Fuel (produced via gasification or pyrolysis of biofuel or waste) | Engine (combustion / reciprocating) |  |  |  |  | Advanced Fuel (produced via gasification or pyrolysis of biofuel or waste) | Engine (combustion / reciprocating) | [5 empty] | Connected | 5 | 5 | 5.2632 | 0.15 | 0.1579 | 2016-03-21 | [13 empty] | 2022-04-04 01:01
1170000612051 | 1170000612042 | Shortheath solar park ltd | Shortheath solar farm, overseal | Export Mapn, Shortheath Solar Farm | Moira Lane, Overseal | Swadlincote | Derbyshire | DE12 6JB | United Kingdom | 43011 | 31460 | Drakelow 132Kv | Gresley 33Kv S Stn | Moira 33 11Kv S Stn | 11 | Western Power Distribution (East Midlands) Plc | Solar | Photovoltaic | No |  | 0 | 4.14 | Advanced Fuel (produced via gasification or pyrolysis of biofuel or waste) | Engine (combustion / reciprocating) |  |  |  |  | Advanced Fuel (produced via gasification or pyrolysis of biofuel or waste) | Engine (combustion / reciprocating) | [5 empty] | Connected | 4.14 | 5 | 5.2632 | 0.05 | 0.0526 | 2016-07-01 | [13 empty] | 2022-04-04 01:01
1170000614402 | 1170000614411 | Stretton solar limited | Morton, evershill lane, land north of averill farm | Averill Farm | Evershill Lane, Morton | Alfreton | Derbyshire | DE55 6HA | United Kingdom | 440524 | 361669 | Chesterfield 132Kv S Stn | Chesterfield 33Kv S Stn | Danesmoor 33 11Kv S Stn | 11 | Western Power Distribution (East Midlands) Plc | Solar | Photovoltaic | No |  | 0 | 3.8 | Advanced Fuel (produced via gasification or pyrolysis of biofuel or waste) | Engine (combustion / reciprocating) |  |  |  |  | Advanced Fuel (produced via gasification or pyrolysis of biofuel or waste) | Engine (combustion / reciprocating) | [5 empty] | Connected | 3.8 | 3.8 | 4 | 0.07 | 0.0737 | 2016-03-23 | [13 empty] | 2022-04-04 01:01
1170000614420 | 1170000614430 | Little irchester solar limited | Little irchester higham road |  | Higham Road, Little Irchester | Wellingborough | Northamptonshire | NN8 2DU | United Kingdom |  |  | Grendon 132Kv S Stn | Wellingborough 132Kv S Stn | Wellingborough 132/11Kv (Reserve) | 11 | Western Power Distribution (East Midlands) Plc | Solar | Photovoltaic | No |  | 0 | 5 | Advanced Fuel (produced via gasification or pyrolysis of biofuel or waste) | Engine (combustion / reciprocating) |  |  |  |  | Advanced Fuel (produced via gasification or pyrolysis of biofuel or waste) | Engine (combustion / reciprocating) | [5 empty] | Connected | 5 | 5 | 5.2632 | 0.1 | 0.1053 | 2016-03-30 | [13 empty] | 2022-04-04 01:01
1170000614857 | 1170000614848 | Alkane energy cm limited | Ex-summit colliery site kirkby in ashfield | Export | Kirkby Ex-Summit Colliery | Kirkby in ashfield |  | NG17 8EP | United Kingdom | 45037 | 35701 | Chesterfield 132Kv S Stn | Annesley 33Kv S Stn | Annesley (Kirkby) 11Kv S Stn | 11 | Western Power Distribution (East Midlands) Plc | Biofuel - Landfill gas | Gas turbine (OCGT) | No |  | 0 | 6 | Advanced Fuel (produced via gasification or pyrolysis of biofuel or waste) | Engine (combustion / reciprocating) |  |  |  |  | Advanced Fuel (produced via gasification or pyrolysis of biofuel or waste) | Engine (combustion / reciprocating) | [5 empty] | Connected | 6 | 6 | 6.3158 | 0.05 | 0.0526 | 2016-03-31 | [13 empty] | 2022-04-04 01:01
1170000614981 | 1170000614972 | Ks spv 49 ltd | Drakelow solar farm | Drakelow Solar Farm | Drakelow | Burton on trent | Derbyshire | DE14 3DP | United Kingdom | 42257 | 32006 | Drakelow 132Kv | Burton South 33Kv S Stn |  | 33 | Western Power Distribution (East Midlands) Plc | Solar | Photovoltaic | No |  | 0 | 5 | Advanced Fuel (produced via gasification or pyrolysis of biofuel or waste) | Engine (combustion / reciprocating) |  |  |  |  | Advanced Fuel (produced via gasification or pyrolysis of biofuel or waste) | Engine (combustion / reciprocating) | [5 empty] | Connected | 5 | 5 | 5.2632 | 0.05 | 0.0526 | 2016-03-31 | [13 empty] | 2022-04-04 01:01
1170000615007 | 1170000614990 | Holtwood solar limited | Holtwood farm solar park | Holtwood Farm | Doveridge | Holtwood | Derbyshire | DE6 5JW | United Kingdom | 41321 | 33274 | Willington 132Kv S Stn | Uttoxeter 33Kv S Stn |  | 33 | Western Power Distribution (East Midlands) Plc | Solar | Photovoltaic | No |  | 0 | 4.55 | Advanced Fuel (produced via gasification or pyrolysis of biofuel or waste) | Engine (combustion / reciprocating) |  |  |  |  | Advanced Fuel (produced via gasification or pyrolysis of biofuel or waste) | Engine (combustion / reciprocating) | [5 empty] | Connected | 4.55 | 4.55 | 4.7895 | 0.084 | 0.0884 | 2016-03-01 | [13 empty] | 2022-04-04 01:01
1170000615888 | 1170000615897 | Sun and soil renewable 18 ltd | Morton, padleywood solar farm |  | Padleywood Farm, Padleywood Lane, Morton | Alfreton | Derbyshire | DE55 6HB | United Kingdom | 44086 | 36213 | Chesterfield 132Kv S Stn | Chesterfield 33Kv S Stn | Danesmoor 33 11Kv S Stn | 11 | Western Power Distribution (East Midlands) Plc | Solar | Photovoltaic | No |  | 0 | 3.8 | Advanced Fuel (produced via gasification or pyrolysis of biofuel or waste) | Engine (combustion / reciprocating) |  |  |  |  | Advanced Fuel (produced via gasification or pyrolysis of biofuel or waste) | Engine (combustion / reciprocating) | [5 empty] | Connected | 3.8 | 3.8 | 4 | 0.15 | 0.1579 | 2016-03-31 | [13 empty] | 2022-04-04 01:01
1170000616640 | 1170000616455 | Thornton lane solar farm limited | Thornton lane solar farm | Trornton Lane | Stanton Under Bardon | Markfield | Leicestershire | LE67 9TU | United Kingdom | 44676 | 30966 | Enderby 132Kv S Stn | Coalville 33Kv S Stn | Coalville 11Kv S Stn | 11 | Western Power Distribution (East Midlands) Plc | Solar | Photovoltaic | No |  | 0 | 2.75 | Advanced Fuel (produced via gasification or pyrolysis of biofuel or waste) | Engine (combustion / reciprocating) |  |  |  |  | Advanced Fuel (produced via gasification or pyrolysis of biofuel or waste) | Engine (combustion / reciprocating) | [5 empty] | Connected | 2.75 | 2.75 | 2.8947 | 0.1 | 0.1053 | 2016-03-22 | [13 empty] | 2022-04-04 01:01
1170000617236 | 1170000617227 | Severn trent water limited | Loughborough sewage works, | Loughborough Stw Loughborough (Stw) | Festival Drive - Swingbridge Road | Loughborough | Leicestershire | LE11 5TP | United Kingdom | 45309 | 32103 | Ratcliffe On Soar 132Kv S Stn | Loughborough 132Kv S Stn (M32) | Loughborough 11Kv S Stn | 11 | Western Power Distribution (East Midlands) Plc | Solar | Photovoltaic | No |  | 0 | 1.25 | Fossil - Oil | Engine (combustion / reciprocating) | Yes |  | 0 | 0.33 | Advanced Fuel (produced via gasification or pyrolysis of biofuel or waste) | Engine (combustion / reciprocating) | [5 empty] | Connected | 1.58 | 1.58 | 1.6632 | 0.88 | 0.9263 | 2016-03-23 | [13 empty] | 2022-04-04 01:01
1170000619785 | 1170000619767 | Ebs wymeswold limited | Wymeswold solar farm |  | Burton Lane | Wymeswold | Leicestershire | LE12 6UA | United Kingdom | 46017 | 32243 | Ratcliffe On Soar 132Kv S Stn | Willoughby 33Kv S Stn | Willoughby 11Kv S Stn | 11 | Western Power Distribution (East Midlands) Plc | Solar | Photovoltaic | No |  | 0 | 1.705 | Advanced Fuel (produced via gasification or pyrolysis of biofuel or waste) | Engine (combustion / reciprocating) |  |  |  |  | Advanced Fuel (produced via gasification or pyrolysis of biofuel or waste) | Engine (combustion / reciprocating) | [5 empty] | Connected | 1.705 | 1.705 | 1.7947 | 0.04 | 0.0421 | 2016-03-07 | [13 empty] | 2022-04-04 01:01
1170000619925 | 1170000619916 | Lightsource spv 139 limited | Stragglethorpe road pv solar park | Stragglethorpe Road Pv Solar Park | Main Road | Radcliffe on trent | Nottinghamshire | NG12 2JZ | United Kingdom | 46379 | 33727 | Stoke Bardolph 132Kv | Nottingham East 33Kv S Stn |  | 33 | Western Power Distribution (East Midlands) Plc | Solar | Photovoltaic | No |  | 0 | 4.2 | Advanced Fuel (produced via gasification or pyrolysis of biofuel or waste) | Engine (combustion / reciprocating) |  |  |  |  | Advanced Fuel (produced via gasification or pyrolysis of biofuel or waste) | Engine (combustion / reciprocating) | [5 empty] | Connected | 4.2 | 4.2 | 4.4211 | 0.042 | 0.0442 | 2016-03-29 | [13 empty] | 2022-04-04 01:01
1170000622982 | 1170000622547 | Peak pipes | Peak pipes systems, fusion group ltd | Peak Pipes, Fusion Group Limited | Smeckley Wood Close | Chesterfield | Derbyshire | S41 9PZ | United Kingdom | 44540 | 35707 | Chesterfield 132Kv S Stn | Alfreton 33Kv S Stn | Blackwell 33 11Kv S Stn | 11 | Western Power Distribution (East Midlands) Plc | Solar | Photovoltaic | No |  | 0 | 0.05 | Advanced Fuel (produced via gasification or pyrolysis of biofuel or waste) | Engine (combustion / reciprocating) |  |  |  |  | Advanced Fuel (produced via gasification or pyrolysis of biofuel or waste) | Engine (combustion / reciprocating) | [5 empty] | Connected | 0.05 | 0.05 | 0.0526 | 1.5 | 1.5789 | 2012-02-03 | [13 empty] | 2022-04-04 01:01
1170000625361 | 1170000625352 | Misson solar limited | Austerfield, bawtry road, norwith farm, misson solar farm | Norwith Farm | Bawtry Road | Austerfield | South Yorkshire | DN10 6BU | United Kingdom | 467430 | 394326 | Staythorpe C 132Kv S Stn | Checkerhouse 33Kv S Stn | Misson 33 11Kv S Stn | 11 | Western Power Distribution (East Midlands) Plc | Solar | Photovoltaic | No |  | 0 | 5 | Advanced Fuel (produced via gasification or pyrolysis of biofuel or waste) | Engine (combustion / reciprocating) |  |  |  |  | Advanced Fuel (produced via gasification or pyrolysis of biofuel or waste) | Engine (combustion / reciprocating) | [5 empty] | Connected | 5 | 5 | 5.2632 | 0.031 | 0.0326 | 2016-03-31 | [13 empty] | 2022-04-04 01:01
1170000625690 | 1170000625681 | Littlewood solar limited | Littlewood farm pv |  | Littlewood Farm, Pleasley | Mansfield | Nottinghamshire | NG19 8RR | United Kingdom | 45333 | 36513 | Chesterfield 132Kv S Stn | Mansfield 33Kv S Stn |  | 33 | Western Power Distribution (East Midlands) Plc | Solar | Photovoltaic | No |  | 0 | 3.96 | Advanced Fuel (produced via gasification or pyrolysis of biofuel or waste) | Engine (combustion / reciprocating) |  |  |  |  | Advanced Fuel (produced via gasification or pyrolysis of biofuel or waste) | Engine (combustion / reciprocating) | [5 empty] | Connected | 3.96 | 3.8 | 4 | 0.03 | 0.0316 | 2017-03-27 | [13 empty] | 2022-04-04 01:01
1170000626825 | 1170000626816 | Renewi uk services limited | Derby and derbyshire new waste (nwft) | Derby Recylcling Centre, Sinfin Lane | Sinfin | Derby |  | DE24 9GF | United Kingdom | 43511 | 33297 | Willington 132Kv S Stn | Derby South 33Kv S Stn |  | 33 | Western Power Distribution (East Midlands) Plc | Waste | Steam turbine (thermal power plant) | No |  | 0 | 19.5 | Advanced Fuel (produced via gasification or pyrolysis of biofuel or waste) | Engine (combustion / reciprocating) |  |  |  |  | Advanced Fuel (produced via gasification or pyrolysis of biofuel or waste) | Engine (combustion / reciprocating) | [5 empty] | Connected | 19.5 | 15.791 | 16.6221 | 8 | 8.421 | 2017-06-01 | [13 empty] | 2022-04-04 01:01
1170000627457 | 1170000627448 | Oxcroft solar ltd | Oxcroft solar farm | Oxcroft Farm | Stanfree | Chesterfield | Derbyshire | S44 6AG | United Kingdom | 44687 | 37408 | Chesterfield 132Kv S Stn | Whitwell 33Kv S Stn |  | 33 | Western Power Distribution (East Midlands) Plc | Solar | Photovoltaic | No |  | 0 | 3.5 | Stored Energy (all stored energy irrespective of the original energy source) | Storage - Electrochemical (Batteries) | No |  | 0 | 1 | Advanced Fuel (produced via gasification or pyrolysis of biofuel or waste) | Engine (combustion / reciprocating) | [5 empty] | Connected | 4.5 | 4.5 | 4.7368 | 0.85 | 0.8947 | 2016-06-01 | [13 empty] | 2022-04-04 01:01
1170000627518 | 1170000627484 | Spf thirty acres ltd | Thirty acres farm | Import Mpan Farm, Thirty Acres | Carter Lane, Warsop Vale | Mansfield | Nottinghamshire | NG20 8XT | United Kingdom | 453432 | 367916 | Chesterfield 132Kv S Stn | Mansfield 33Kv S Stn | Acreage Lane 33 11Kv S Stn | 11 | Western Power Distribution (East Midlands) Plc | Solar | Photovoltaic | No |  | 0 | 3 | Advanced Fuel (produced via gasification or pyrolysis of biofuel or waste) | Engine (combustion / reciprocating) |  |  |  |  | Advanced Fuel (produced via gasification or pyrolysis of biofuel or waste) | Engine (combustion / reciprocating) | [5 empty] | Connected | 3 | 3 | 3.1579 | 0.03 | 0.0316 | 2016-03-31 | [13 empty] | 2022-04-04 01:01
1170000628168 | 1170000628130 | Amp gm024 limited | Asfordby north solar site, welby lane | Rmu1, Asfordby Solar Farm | Welby Lane, Asfordby | Melton mowbray | Leicestershire | LE14 3JL | United Kingdom |  |  | Grendon 132Kv S Stn | Melton Mowbray 33Kv S Stn | Holwell 33 11Kv S Stn | 11 | Western Power Distribution (East Midlands) Plc | Solar | Photovoltaic | No |  | 0 | 5 | Advanced Fuel (produced via gasification or pyrolysis of biofuel or waste) | Engine (combustion / reciprocating) |  |  |  |  | Advanced Fuel (produced via gasification or pyrolysis of biofuel or waste) | Engine (combustion / reciprocating) | [5 empty] | Connected | 5 | 5 | 5.2632 | 0.2 | 0.2105 | 2016-03-30 | [13 empty] | 2022-04-04 01:01
1170000628186 | 1170000628177 | First renewable psi limited | Asfordby south solar site, welby lane | Rmu2 | Welby Lane | Melton mowbray | Leicestershire | LE14 3JL | United Kingdom |  |  | Grendon 132Kv S Stn | Melton Mowbray 33Kv S Stn | Holwell 33 11Kv S Stn | 11 | Western Power Distribution (East Midlands) Plc | Solar | Photovoltaic | No |  | 0 | 5 | Advanced Fuel (produced via gasification or pyrolysis of biofuel or waste) | Engine (combustion / reciprocating) |  |  |  |  | Advanced Fuel (produced via gasification or pyrolysis of biofuel or waste) | Engine (combustion / reciprocating) | [5 empty] | Connected | 5 | 5 | 5.2632 | 0.2 | 0.2105 | 2016-03-30 | [13 empty] | 2022-04-04 01:01
1170000628326 | 1170000628317 | Sunventures 4 ltd | Nailstone solar park, crown farm, nailstone, nuneaton, leicestershire, cv13 0ql | Photovoltaic Installation, Crown Farm | Bagworth Road | Nailstone | Leicestershire | CV13 0QL | United Kingdom | 443152 | 307998 | Enderby 132Kv S Stn | Coalville 33Kv S Stn | Nailstone 33 11Kv S Stn | 11 | Western Power Distribution (East Midlands) Plc | Solar | Photovoltaic | No |  | 0 | 3.808 | Advanced Fuel (produced via gasification or pyrolysis of biofuel or waste) | Engine (combustion / reciprocating) |  |  |  |  | Advanced Fuel (produced via gasification or pyrolysis of biofuel or waste) | Engine (combustion / reciprocating) | [5 empty] | Connected | 3.808 | 4.4 | 4.6316 | 0.05 | 0.0526 | 2016-01-29 | [13 empty] | 2022-04-04 01:01
1170000628335 | 1170000628308 | Sunventures 2 ltd | Ingles hill (ashby) solar farm, burton road, le65 2te | Ingles Hill Farm | Burton Road | Ashby de la zouch | Leicestershire | LE65 2TE | United Kingdom | 43447 | 31764 | Drakelow 132Kv | Gresley 33Kv S Stn | Ashby 33 11Kv S Stn | 11 | Western Power Distribution (East Midlands) Plc | Solar | Photovoltaic | No |  | 0 | 2.5 | Advanced Fuel (produced via gasification or pyrolysis of biofuel or waste) | Engine (combustion / reciprocating) |  |  |  |  | Advanced Fuel (produced via gasification or pyrolysis of biofuel or waste) | Engine (combustion / reciprocating) | [5 empty] | Connected | 2.5 | 2.5 | 2.6316 | 0.035 | 0.0368 | 2016-01-29 | [13 empty] | 2022-04-04 01:01
1170000629659 | 1170000629640 | Tower hayes solar limited | Tower hayes solar park | Little Battleflat Farm | West Land | Ellistown | Leicestershire | LE67 1FA | United Kingdom | 444447 | 310439 | Enderby 132Kv S Stn | Coalville 33Kv S Stn |  | 33 | Western Power Distribution (East Midlands) Plc | Solar | Photovoltaic | No |  | 0 | 4.4 | Advanced Fuel (produced via gasification or pyrolysis of biofuel or waste) | Engine (combustion / reciprocating) |  |  |  |  | Advanced Fuel (produced via gasification or pyrolysis of biofuel or waste) | Engine (combustion / reciprocating) | [5 empty] | Connected | 4.4 | 4.4 | 4.6316 | 0.05 | 0.0526 | 2016-04-13 | [13 empty] | 2022-04-04 01:01
1170000630422 | 1170000630413 | Obton solenergi nagel gmbh & co kg | Twin yards farm | Twin Yards Farm | Beristow Lane, Hilcote | Alfreton | Derbyshire | DE55 2FW | United Kingdom | 44573 | 35786 | Chesterfield 132Kv S Stn | Annesley 33Kv S Stn |  | 33 | Western Power Distribution (East Midlands) Plc | Solar | Photovoltaic | No |  | 0 | 4.08 | Advanced Fuel (produced via gasification or pyrolysis of biofuel or waste) | Engine (combustion / reciprocating) |  |  |  |  | Advanced Fuel (produced via gasification or pyrolysis of biofuel or waste) | Engine (combustion / reciprocating) | [5 empty] | Connected | 4.08 | 4.968 | 5.2295 | 0.05 | 0.0526 | 2017-03-24 | [13 empty] | 2022-04-04 01:01
1170000631435 | 1170000631426 | Le solar 51 limited | Barnby moor solar farm | Barnby Moor Solar Farm | Retford Road, Barnby Moor | Retford | Nottinghamshire | DN22 8QF | United Kingdom | 46429 | 38588 | Staythorpe C 132Kv S Stn | Checkerhouse 33Kv S Stn |  | 33 | Western Power Distribution (East Midlands) Plc | Solar | Photovoltaic | No |  | 0 | 3.9 | Advanced Fuel (produced via gasification or pyrolysis of biofuel or waste) | Engine (combustion / reciprocating) |  |  |  |  | Advanced Fuel (produced via gasification or pyrolysis of biofuel or waste) | Engine (combustion / reciprocating) | [5 empty] | Connected | 3.9 | 3.99 | 4.2 | 0.1 | 0.1053 | 2017-03-10 | [13 empty] | 2022-04-04 01:01
1170000632615 | 1170000632606 | Lightsource spv 95 limited | The breck solar park | The Breck Solar Park | Barrow Hill | Chesterfield | Derbyshire | S43 2NP | United Kingdom | 44249 | 37619 | Chesterfield 132Kv S Stn | Staveley 33Kv S Stn |  | 33 | Western Power Distribution (East Midlands) Plc | Solar | Photovoltaic | No |  | 0 | 4.2 | Advanced Fuel (produced via gasification or pyrolysis of biofuel or waste) | Engine (combustion / reciprocating) |  |  |  |  | Advanced Fuel (produced via gasification or pyrolysis of biofuel or waste) | Engine (combustion / reciprocating) | [5 empty] | Connected | 4.2 | 4.2 | 4.4211 | 0.072 | 0.0758 | 2016-03-17 | [13 empty] | 2022-04-04 01:01
1170000636512 | 1170000636503 | Lincoln skegness solar farm limited | Lincoln farm solar | Lincoln Farm | Wainfleet Road, Irby-In-The-Marsh | Skegness | Lincolnshire | PE24 5AT | United Kingdom | 547402 | 362880 | Bicker Fen 132Kv S Stn | Skegness 33Kv S Stn |  | 33 | Western Power Distribution (East Midlands) Plc | Solar | Photovoltaic | No |  | 0 | 8.8 | Advanced Fuel (produced via gasification or pyrolysis of biofuel or waste) | Engine (combustion / reciprocating) |  |  |  |  | Advanced Fuel (produced via gasification or pyrolysis of biofuel or waste) | Engine (combustion / reciprocating) | [5 empty] | Connected | 8.8 | 8.8 | 9.2632 | 0.08 | 0.0842 | 2016-03-17 | [13 empty] | 2022-04-04 01:01
1170000638760 | 1100039676291 | Severn trent water limited | Little eaton wtw | - | Little Eaton Solar Park | Little eaton | Derbyshire | DE21 5DB | United Kingdom | 43640 | 34071 | Willington 132Kv S Stn | Derby 33Kv S Stn | Darley Abbey 33 11Kv S Stn | 11 | Western Power Distribution (East Midlands) Plc | Solar | Photovoltaic | No |  | 0 | 0.66 | Advanced Fuel (produced via gasification or pyrolysis of biofuel or waste) | Engine (combustion / reciprocating) |  |  |  |  | Advanced Fuel (produced via gasification or pyrolysis of biofuel or waste) | Engine (combustion / reciprocating) | [5 empty] | Connected | 0.66 | 0.6 | 0.6316 | 2.75 | 2.8947 | 2016-03-21 | [13 empty] | 2022-04-04 01:01
1170000640972 | 1100039676282 | Severn trent water limited | Little eaton wtw | - | Little Eaton Solar Park | Little eaton | Derbyshire | DE21 5DB | United Kingdom | 43640 | 34071 | Willington 132Kv S Stn | Derby 33Kv S Stn | Darley Abbey 33 11Kv S Stn | 11 | Western Power Distribution (East Midlands) Plc | Solar | Photovoltaic | No |  | 0 | 0.66 | Advanced Fuel (produced via gasification or pyrolysis of biofuel or waste) | Engine (combustion / reciprocating) |  |  |  |  | Advanced Fuel (produced via gasification or pyrolysis of biofuel or waste) | Engine (combustion / reciprocating) | [5 empty] | Connected | 0.66 | 0.6 | 0.6316 | 2.75 | 2.8947 | 2016-03-21 | [13 empty] | 2022-04-04 01:01
1170000641293 | 1170000641284 | Basin bridge solar limited | Stoke golding, basin bridge lane, basin bridge solar farm | Basin Bridge Solar Farm | Basin Bridge Lane | Hinckley | Leicestershire | CV13 6JJ | United Kingdom | 43960 | 29609 | Coventry 132Kv S Stn | Hinckley 33Kv S Stn | Middlefield 33 11Kv S Stn | 11 | Western Power Distribution (East Midlands) Plc | Solar | Photovoltaic | No |  | 0 | 4 | Advanced Fuel (produced via gasification or pyrolysis of biofuel or waste) | Engine (combustion / reciprocating) |  |  |  |  | Advanced Fuel (produced via gasification or pyrolysis of biofuel or waste) | Engine (combustion / reciprocating) | [5 empty] | Connected | 4 | 4 | 4.2105 | 0.017 | 0.0179 | 2016-07-31 | [13 empty] | 2022-04-04 01:01
1170000641489 | 1170000641470 | Wel solar park 10 ltd | Mill farm solar | Hell Lane | High Dyke, Great Ponton | Grantham | Lincolnshire | NG33 5DP | United Kingdom | 49480 | 33101 | Bicker Fen 132Kv S Stn | Grantham 33Kv S Stn |  | 33 | Western Power Distribution (East Midlands) Plc | Solar | Photovoltaic | No |  | 0 | 4.5 | Advanced Fuel (produced via gasification or pyrolysis of biofuel or waste) | Engine (combustion / reciprocating) |  |  |  |  | Advanced Fuel (produced via gasification or pyrolysis of biofuel or waste) | Engine (combustion / reciprocating) | [5 empty] | Connected | 4.5 | 4.5 | 4.7368 | 0.05 | 0.0526 | 2016-03-31 | [13 empty] | 2022-04-04 01:01
1170000642320 | 1160001493433 | National football centre limited | National football centre | National Football Centre Export | St George'S Park, Newborough Road, Needwood | Burton upon trent |  | DE13 9PD | United Kingdom | 41646 | 32365 | Drakelow 132Kv | Burton South 33Kv S Stn | Barton Under Needwood 33 11Kv S Stn | 11 | Western Power Distribution (East Midlands) Plc | Solar | Photovoltaic | No |  | 0 | 0.2 | Advanced Fuel (produced via gasification or pyrolysis of biofuel or waste) | Engine (combustion / reciprocating) |  |  |  |  | Advanced Fuel (produced via gasification or pyrolysis of biofuel or waste) | Engine (combustion / reciprocating) | [5 empty] | Connected | 0.2 | 0.24 | 0.2526 | 1.7 | 1.7895 | 2016-03-21 | [13 empty] | 2022-04-04 01:01
1170000651983 | 1100039618485 | Severn trent water limited | Leicester water centre, anstey lane | Severn Trent, Leicester Water Centre | Gorse Hill, Anstey | Leicester | Leicestershire | LE7 7GU | United Kingdom | 456077 | 307134 | Enderby 132Kv S Stn | Leicester North 33Kv S Stn | Groby Road 33 11Kv S Stn | 11 | Western Power Distribution (East Midlands) Plc | Solar | Photovoltaic | No |  | 0 | 1.62 | Advanced Fuel (produced via gasification or pyrolysis of biofuel or waste) | Engine (combustion / reciprocating) |  |  |  |  | Advanced Fuel (produced via gasification or pyrolysis of biofuel or waste) | Engine (combustion / reciprocating) | [5 empty] | Connected | 1.62 | 0.18 | 0.1895 | 0.585 | 0.6158 | 2016-03-28 | [13 empty] | 2022-04-04 01:01
1170000652018 | 1170000652009 | Future earth energy (drakelow) limited | Drakelow rec | Drakelow Renewable Energy Centre | Walton Road | Burton on trent |  | DE15 | United Kingdom | 42328 | 31977 | Drakelow 132Kv | Burton South 33Kv S Stn |  | 33 | Western Power Distribution (East Midlands) Plc | Biofuel - Landfill gas | Gas turbine (OCGT) | Yes |  | 0 | 23.75 | Advanced Fuel (produced via gasification or pyrolysis of biofuel or waste) | Engine (combustion / reciprocating) |  |  |  |  | Advanced Fuel (produced via gasification or pyrolysis of biofuel or waste) | Engine (combustion / reciprocating) | [5 empty] | Connected | 23.75 | 18.95 | 19.9474 | 4.5 | 4.7368 | 2021-01-25 | [13 empty] | 2022-04-04 01:01
1170000660905 | 1170000660890 | Equitix esi chp (sheffield ) limited | Holbrook community renewable energy centre | Holbrook Community Renewable Energy Cent | Rother Valley Way | Holbrook | Sheffield | S20 3GH | United Kingdom | 44456 | 38167 | Chesterfield 132Kv S Stn | Whitwell 33Kv S Stn | Halfway 33 11Kv S Stn | 11 | Western Power Distribution (East Midlands) Plc | Biomass | Steam turbine (thermal power plant) | Yes |  | 0 | 5.85 | Advanced Fuel (produced via gasification or pyrolysis of biofuel or waste) | Engine (combustion / reciprocating) |  |  |  |  | Advanced Fuel (produced via gasification or pyrolysis of biofuel or waste) | Engine (combustion / reciprocating) | [5 empty] | Connected | 5.85 | 5.85 | 6.1579 | 1.5 | 1.5789 | 2016-07-01 | [13 empty] | 2022-04-04 01:01
1170000662140 | 1170000662150 | William corbett farms ltd | Atherstone, austrey house farm ad plant | Ad Plant, Austrey House Farm | Orton Lane, Austrey | Atherstone | Warwickshire | CV9 3EA | United Kingdom | 43020 | 30533 | Lea Marston 132Kv S Stn | Tamworth 33Kv S Stn | Polesworth 33 11Kv S Stn | 11 | Western Power Distribution (East Midlands) Plc | Biofuel - Biogas from anaerobic digestion (excluding landfill & sewage) | Engine (combustion / reciprocating) | Yes |  | 0 | 1 | Advanced Fuel (produced via gasification or pyrolysis of biofuel or waste) | Engine (combustion / reciprocating) |  |  |  |  | Advanced Fuel (produced via gasification or pyrolysis of biofuel or waste) | Engine (combustion / reciprocating) | [5 empty] | Connected | 1 | 1 | 1.0526 | 0.2 | 0.2105 | 2016-06-01 | [13 empty] | 2022-04-04 01:01
1170000671109 | 1170000671093 | Deepdale farm solar ltd | Deepdale solar farm | Deepdale Farm | Moor Lane, Leasingham | Sleaford | Lincolnshire | NG34 8SH | United Kingdom | 507416 | 349027 | Bicker Fen 132Kv S Stn | Sleaford 33Kv S Stn |  | 33 | Western Power Distribution (East Midlands) Plc | Solar | Photovoltaic | No |  | 0 | 3.9 | Advanced Fuel (produced via gasification or pyrolysis of biofuel or waste) | Engine (combustion / reciprocating) |  |  |  |  | Advanced Fuel (produced via gasification or pyrolysis of biofuel or waste) | Engine (combustion / reciprocating) | [5 empty] | Connected | 3.9 | 3.9 | 4.1053 | 0.05 | 0.0526 | 2016-06-29 | [13 empty] | 2022-04-04 01:01
1170000671127 | 1170000671118 | Burton wold wind farm south ltd | Burton wold south wind farm | Burton Wold South Wind Farm | Burton Latimer | Kettering | Northamptonshire | NN15 5PH | United Kingdom | 49150 | 27367 | Grendon 132Kv S Stn | Irthlingborough 33Kv S Stn |  | 33 | Western Power Distribution (East Midlands) Plc | Wind | Onshore wind turbines | No |  | 0 | 8.34 | Advanced Fuel (produced via gasification or pyrolysis of biofuel or waste) | Engine (combustion / reciprocating) |  |  |  |  | Advanced Fuel (produced via gasification or pyrolysis of biofuel or waste) | Engine (combustion / reciprocating) | [5 empty] | Connected | 8.34 | 8.779 | 9.241 | 0.05 | 0.0526 | 2017-03-03 | [13 empty] | 2022-04-04 01:01
1170000675089 | 1100039636030 | Noble foods limited | Long belt farm | Ad Plant | Stud Farm, Rufford | Newark | Nottinghamshire | NG22 9HB | United Kingdom | 46543 | 36307 | Chesterfield 132Kv S Stn | Clipstone 33Kv S Stn | Bilsthorpe 33 11Kv S Stn | 11 | Western Power Distribution (East Midlands) Plc | Biomass | Steam turbine (thermal power plant) | No |  | 0 | 0.5 | Advanced Fuel (produced via gasification or pyrolysis of biofuel or waste) | Engine (combustion / reciprocating) |  |  |  |  | Advanced Fuel (produced via gasification or pyrolysis of biofuel or waste) | Engine (combustion / reciprocating) | [5 empty] | Connected | 0.5 | 0.5 | 0.5263 | 1.06 | 1.1158 | 2016-08-01 | [13 empty] | 2022-04-04 01:01
1170000696362 | 1100039600432 | Harworth estates mines property ltd | Edwinstowe, thoresby colliery | Uk Coal Mining Ltd;Thoresby Colliery | , Edwinstowe | Mansfield | Nottinghamshire | NG21 9PS | United Kingdom |  |  | Chesterfield 132Kv S Stn | Clipstone 33Kv S Stn | Rufford 33 11Kv S Stn | 11 | Western Power Distribution (East Midlands) Plc | Biofuel - Landfill gas | Gas turbine (OCGT) | No |  | 0 | 1 | Advanced Fuel (produced via gasification or pyrolysis of biofuel or waste) | Engine (combustion / reciprocating) |  |  |  |  | Advanced Fuel (produced via gasification or pyrolysis of biofuel or waste) | Engine (combustion / reciprocating) | [5 empty] | Connected | 1 | 1 | 1.0526 | 3 | 3.1579 | 2016-08-01 | [13 empty] | 2022-04-04 01:01
1170000696646 | 1100039600511 | Center parcs ltd | Sherwood holiday village | Rmu 1, Center Parcs Ltd: Sherwood Holiday Villa | , Rufford | Newark | Nottinghamshire | NG22 9DN | United Kingdom | 46365 | 36426 | Chesterfield 132Kv S Stn | Clipstone 33Kv S Stn | Ollerton 33 11Kv S Stn | 11 | Western Power Distribution (East Midlands) Plc | Biofuel - Biogas from anaerobic digestion (excluding landfill & sewage) | Engine (combustion / reciprocating) | Yes |  | 0 | 1 | Advanced Fuel (produced via gasification or pyrolysis of biofuel or waste) | Engine (combustion / reciprocating) |  |  |  |  | Advanced Fuel (produced via gasification or pyrolysis of biofuel or waste) | Engine (combustion / reciprocating) | [5 empty] | Connected | 1 | 1 | 1.0526 | 4.6 | 4.8421 | 2016-07-01 | [13 empty] | 2022-04-04 01:01
1170000696655 | 1100039600511 | Center parcs ltd | Sherwood holiday village | Export (2), Rmu 1, Center Parcs Ltd: Sherwood Holiday Villa | , Rufford | Newark | Nottinghamshire | NG22 9DN | United Kingdom | 46365 | 36426 | Chesterfield 132Kv S Stn | Clipstone 33Kv S Stn | Ollerton 33 11Kv S Stn | 11 | Western Power Distribution (East Midlands) Plc | Biofuel - Biogas from anaerobic digestion (excluding landfill & sewage) | Engine (combustion / reciprocating) | Yes |  | 0 | 1 | Advanced Fuel (produced via gasification or pyrolysis of biofuel or waste) | Engine (combustion / reciprocating) |  |  |  |  | Advanced Fuel (produced via gasification or pyrolysis of biofuel or waste) | Engine (combustion / reciprocating) | [5 empty] | Connected | 1 | 1 | 1.0526 | 4.6 | 4.8421 | 2016-07-01 | [13 empty] | 2022-04-04 01:01
1170000713479 | 1170000713488 | Blisworth solar limited | Blisworth hill pv farm |  | Blisworth Road, Blisworth | Northampton | Northamptonshire | NN7 2LN | United Kingdom | 47377 | 25232 | Grendon 132Kv S Stn | Northampton 33Kv S Stn | Roade 33 11Kv S Stn | 11 | Western Power Distribution (East Midlands) Plc | Solar | Photovoltaic | No |  | 0 | 3 | Advanced Fuel (produced via gasification or pyrolysis of biofuel or waste) | Engine (combustion / reciprocating) |  |  |  |  | Advanced Fuel (produced via gasification or pyrolysis of biofuel or waste) | Engine (combustion / reciprocating) | [5 empty] | Connected | 3 | 3 | 3.1579 | 0.05 | 0.0526 | 2016-10-11 | [13 empty] | 2022-04-04 01:01
1170000718779 | 1170000718788 | Exeter rp limited | Exeter rp ltd, stor site 1 |  | Manners Avenue Stor Site (Export), Manners Avenue | Ilkeston |  | DE7 8EF | United Kingdom | 44554 | 34230 | Willington 132Kv S Stn | Stanton 33Kv S Stn | Ilkeston 33 11Kv S Stn | 11 | Western Power Distribution (East Midlands) Plc | Fossil - Gas | Engine (combustion / reciprocating) | No |  | 0 | 7 | Advanced Fuel (produced via gasification or pyrolysis of biofuel or waste) | Engine (combustion / reciprocating) |  |  |  |  | Advanced Fuel (produced via gasification or pyrolysis of biofuel or waste) | Engine (combustion / reciprocating) | [5 empty] | Connected | 7 | 7 | 7.3684 | 0.15 | 0.1579 | 2016-12-22 | [13 empty] | 2022-04-04 01:01
1170000722701 | 1170000722696 | French farm ltd | Crowland, french farm wind farm |  | French Farm Windfarm | Crowland | Cambridgeshire | PE6 0PH | United Kingdom | 52858 | 30914 | Walpole 132Kv S Stn | Spalding Clay Lake 33Kv S Stn |  | 33 | Western Power Distribution (East Midlands) Plc | Wind | Onshore wind turbines | No |  | 0 | 4.2 | Advanced Fuel (produced via gasification or pyrolysis of biofuel or waste) | Engine (combustion / reciprocating) |  |  |  |  | Advanced Fuel (produced via gasification or pyrolysis of biofuel or waste) | Engine (combustion / reciprocating) | [5 empty] | Connected | 4.2 | 4.2 | 4.4211 | 0.075 | 0.0789 | 2016-09-23 | [13 empty] | 2022-04-04 01:01
1170000722757 | 1170000722748 | Equitix esi chp (nottingham) ltd | John brookes sawmill | John Brooke Sawmills Limited , Broughton Grange | Fosse Way, Widmerpool | Nottingham | Nottinghamshire | NG12 5PS | United Kingdom | 465239 | 327796 | Ratcliffe On Soar 132Kv S Stn | Willoughby 33Kv S Stn |  | 33 | Western Power Distribution (East Midlands) Plc | Waste | Steam turbine (thermal power plant) | No |  | 0 | 7.8 | Advanced Fuel (produced via gasification or pyrolysis of biofuel or waste) | Engine (combustion / reciprocating) |  |  |  |  | Advanced Fuel (produced via gasification or pyrolysis of biofuel or waste) | Engine (combustion / reciprocating) | [5 empty] | Connected | 7.8 | 7 | 7.3684 | 1.1 | 1.1579 | 2017-03-01 | [13 empty] | 2022-04-04 01:01
1170000727230 | 1170000727221 | Reserve power trading ltd | Garnham close | Reserve Power Trading Limited | Garnham Close, Somercotes | Alfreton | Derbyshire | DE55 4QH | United Kingdom | 442561 | 355009 | Chesterfield 132Kv S Stn | Alfreton 33Kv S Stn |  | 33 | Western Power Distribution (East Midlands) Plc | Fossil - Gas | Engine (combustion / reciprocating) | No |  | 0 | 1.7367 | Advanced Fuel (produced via gasification or pyrolysis of biofuel or waste) | Engine (combustion / reciprocating) |  |  |  |  | Advanced Fuel (produced via gasification or pyrolysis of biofuel or waste) | Engine (combustion / reciprocating) | [5 empty] | Connected | 1.7367 | 15 | 15.7895 | 0.25 | 0.2632 | 2017-03-24 | [13 empty] | 2022-04-04 01:01
1170000736704 | 1170000420254 | Manufacturing technology centre limited | Coventry, arc pilot way | Aerospace Research Centre (Arc) | Pilot Way, Ansty, Ansty Park | Coventry |  | CV7 9JD | United Kingdom |  |  | Coventry 132Kv S Stn | Coventry North 33Kv S Stn | Walsgrave 33 11Kv S Stn | 11 | Western Power Distribution (East Midlands) Plc | Solar | Photovoltaic | No |  | 0 | 0.17 | Advanced Fuel (produced via gasification or pyrolysis of biofuel or waste) | Engine (combustion / reciprocating) |  |  |  |  | Advanced Fuel (produced via gasification or pyrolysis of biofuel or waste) | Engine (combustion / reciprocating) | [5 empty] | Connected | 0.17 | 0.17 | 0.1789 | 2 | 2.1053 | 2016-10-01 | [13 empty] | 2022-04-04 01:01
1170000736769 | 1170000736750 | Ne energy one limited | Newstead & annesley wind turbine | Newstead & Annesley Wind Turbine | Newstead & Annesley Country Park, Tilford Road, Newstead Village | Nottingham | Nottinghamshire | NG15 0BT | United Kingdom | 452552 | 353446 | Chesterfield 132Kv S Stn | Annesley 33Kv S Stn | Annesley (Kirkby) 11Kv S Stn | 11 | Western Power Distribution (East Midlands) Plc | Wind | Onshore wind turbines | No |  | 0 | 1.6 | Advanced Fuel (produced via gasification or pyrolysis of biofuel or waste) | Engine (combustion / reciprocating) |  |  |  |  | Advanced Fuel (produced via gasification or pyrolysis of biofuel or waste) | Engine (combustion / reciprocating) | [5 empty] | Connected | 1.6 | 1.6 | 1.6842 | 0.07 | 0.0737 | 2016-12-12 | [13 empty] | 2022-04-04 01:01
1170000740844 | 1100050353005 | George eliot hospital nhs trust | George eliot hospital | George Eliot Hospital | College Street | Nuneaton | Warwickshire | CV10 7BG | United Kingdom | 43571 | 29069 | Coventry 132Kv S Stn | Nuneaton 33Kv S Stn | Nuneaton 11Kv S Stn | 11 | Western Power Distribution (East Midlands) Plc | Waste | Steam-gas turbine (CCGT) | Yes |  | 0 | 2.6 | Fossil - Oil | Engine (combustion / reciprocating) | Yes |  | 0 | 1.332 | Advanced Fuel (produced via gasification or pyrolysis of biofuel or waste) | Engine (combustion / reciprocating) | [5 empty] | Connected | 3.932 | 1.2 | 1.2632 | 1.4 | 1.4737 | 2017-04-12 | [13 empty] | 2022-04-04 01:01
1170000744209 | 1170000744218 | Kislingbury m1 solar limited | Kislingbury m1 solar | Off Banbury Lane (From South) | Off Rothersthorpe Road (North), Rothersthorpe | Northampton | Northamptonshire | NN7 3JA | United Kingdom | 47022 | 25700 | Grendon 132Kv S Stn | Northampton West 33Kv S Stn | Banbury Lane 33 11Kv S Stn | 11 | Western Power Distribution (East Midlands) Plc | Solar | Photovoltaic | No |  | 0 | 3.92 | Advanced Fuel (produced via gasification or pyrolysis of biofuel or waste) | Engine (combustion / reciprocating) |  |  |  |  | Advanced Fuel (produced via gasification or pyrolysis of biofuel or waste) | Engine (combustion / reciprocating) | [5 empty] | Connected | 3.92 | 3.92 | 4.1263 | 0.05 | 0.0526 | 2017-03-22 | [13 empty] | 2022-04-04 01:01
1170000751474 | 1170000751465 | Uk capacity reserve limited | Hermitage lane | Abbey Industrial Estate | Hermitage Lane | Mansfield | Nottinghamshire | NG18 5DN | United Kingdom | 45244 | 35979 | Chesterfield 132Kv S Stn | Mansfield 33Kv S Stn |  | 33 | Western Power Distribution (East Midlands) Plc | Fossil - Gas | Engine (combustion / reciprocating) | No |  | 0 | 20.12 | Advanced Fuel (produced via gasification or pyrolysis of biofuel or waste) | Engine (combustion / reciprocating) |  |  |  |  | Advanced Fuel (produced via gasification or pyrolysis of biofuel or waste) | Engine (combustion / reciprocating) | [5 empty] | Connected | 20.12 | 20 | 21.0526 | 0.25 | 0.2632 | 2017-04-14 | [13 empty] | 2022-04-04 01:01
1170000759394 | 1170000759836 | Ssr seaton limited | Seaton road solar farm |  | Seaton Road | Uppingham | Rutland | LE15 9BG | United Kingdom | 487547 | 299425 | Grendon 132Kv S Stn | Oakham 33Kv S Stn | Uppingham 33 11Kv S Stn | 11 | Western Power Distribution (East Midlands) Plc | Solar | Photovoltaic | No |  | 0 | 3.25 | Advanced Fuel (produced via gasification or pyrolysis of biofuel or waste) | Engine (combustion / reciprocating) |  |  |  |  | Advanced Fuel (produced via gasification or pyrolysis of biofuel or waste) | Engine (combustion / reciprocating) | [5 empty] | Connected | 3.25 | 3.25 | 3.421 | 0.08 | 0.0842 | 2017-03-23 | [13 empty] | 2022-04-04 01:01
1170000759687 | 1170000759678 | Luminous energy (ca) ltd | Fosse way radford semele solar farm | Fosse Way | Radford Semile | Leamington spa | Warwickshire | CV3 1JX | United Kingdom | 43538 | 26202 | Berkswell 132Kv S Stn | Harbury 33Kv S Stn |  | 33 | Western Power Distribution (East Midlands) Plc | Solar | Photovoltaic | No |  | 0 | 5 | Advanced Fuel (produced via gasification or pyrolysis of biofuel or waste) | Engine (combustion / reciprocating) |  |  |  |  | Advanced Fuel (produced via gasification or pyrolysis of biofuel or waste) | Engine (combustion / reciprocating) | [5 empty] | Connected | 5 | 5 | 5.2632 | 0.03 | 0.0316 | 2017-02-01 | [13 empty] | 2022-04-04 01:01
1170000761659 | 1170000761640 | Lightsource spv 177 limited | Meadow farm | Meadow Farm | Thorpe Langton | Market harborough | Leicestershire | LE16 7TS | United Kingdom | 47404 | 29021 | Grendon 132Kv S Stn | Kibworth 33Kv S Stn |  | 33 | Western Power Distribution (East Midlands) Plc | Solar | Photovoltaic | No |  | 0 | 3.9 | Advanced Fuel (produced via gasification or pyrolysis of biofuel or waste) | Engine (combustion / reciprocating) |  |  |  |  | Advanced Fuel (produced via gasification or pyrolysis of biofuel or waste) | Engine (combustion / reciprocating) | [5 empty] | Connected | 3.9 | 3.9 | 4.1053 | 0.05 | 0.0526 | 2017-03-10 | [13 empty] | 2022-04-04 01:01
1170000768566 | 1170000768557 | Hyde farm solar limited | Hyde solar farm | Hyde Farm | Warrington Road | Olney | Buckinghamshire | MK46 4DU | United Kingdom | 488765 | 253909 | Grendon 132Kv S Stn | Northampton East 33Kv S Stn |  | 33 | Western Power Distribution (East Midlands) Plc | Solar | Photovoltaic | No |  | 0 | 4.16 | Advanced Fuel (produced via gasification or pyrolysis of biofuel or waste) | Engine (combustion / reciprocating) |  |  |  |  | Advanced Fuel (produced via gasification or pyrolysis of biofuel or waste) | Engine (combustion / reciprocating) | [5 empty] | Connected | 4.16 | 4.5 | 4.7368 | 0.1 | 0.1053 | 2017-03-13 | [13 empty] | 2022-04-04 01:01
1170000772465 | 1170000772456 | Dayfields solar limited | Dayfields farm | Dayfields Farm | Atlow | Ashbourne | Derbyshire | DE6 1NU | United Kingdom | 423399 | 347814 | Willington 132Kv S Stn | Winster 33Kv S Stn |  | 33 | Western Power Distribution (East Midlands) Plc | Solar | Photovoltaic | No |  | 0 | 4.38 | Advanced Fuel (produced via gasification or pyrolysis of biofuel or waste) | Engine (combustion / reciprocating) |  |  |  |  | Advanced Fuel (produced via gasification or pyrolysis of biofuel or waste) | Engine (combustion / reciprocating) | [5 empty] | Connected | 4.38 | 4.59 | 4.8316 | 0.025 | 0.0263 | 2017-03-14 | [13 empty] | 2022-04-04 01:01
1170000775350 | 1170000775340 | Lark energy bilsthorpe ltd | Bilsthorpe pv | Featherstone House Farm | Mickledale Lane, Bilsthorpe | Newark | Nottinghamshire | NG22 8RD | United Kingdom | 464098 | 360832 | Chesterfield 132Kv S Stn | Clipstone 33Kv S Stn |  | 33 | Western Power Distribution (East Midlands) Plc | Solar | Photovoltaic | No |  | 0 | 3.9 | Advanced Fuel (produced via gasification or pyrolysis of biofuel or waste) | Engine (combustion / reciprocating) |  |  |  |  | Advanced Fuel (produced via gasification or pyrolysis of biofuel or waste) | Engine (combustion / reciprocating) | [5 empty] | Connected | 3.9 | 5 | 5.2632 | 0.1 | 0.1053 | 2017-03-24 | [13 empty] | 2022-04-04 01:01
1170000775721 | 1170000775712 | Lightsource spv 65 limited | Bolsover moor solar farm |  | Rotherham Road, Bolsover | Chesterfield | Derbyshire | S80 4GZ | United Kingdom | 44976 | 37184 | Chesterfield 132Kv S Stn | Whitwell 33Kv S Stn |  | 33 | Western Power Distribution (East Midlands) Plc | Solar | Photovoltaic | No |  | 0 | 4 | Advanced Fuel (produced via gasification or pyrolysis of biofuel or waste) | Engine (combustion / reciprocating) |  |  |  |  | Advanced Fuel (produced via gasification or pyrolysis of biofuel or waste) | Engine (combustion / reciprocating) | [5 empty] | Connected | 4 | 4.25 | 4.4737 | 0.043 | 0.0453 | 2017-02-28 | [13 empty] | 2022-04-04 01:01
1170000783314 | 1170000783305 | Parabel gypsum limited | Sutton bonnington solar farm | Sutton Bonnington Farm | Barrow Road, Sileby | Loughborough | Leicester | LE12 7LR | United Kingdom | 45976 | 31615 | Ratcliffe On Soar 132Kv S Stn | Willoughby 33Kv S Stn |  | 33 | Western Power Distribution (East Midlands) Plc | Solar | Photovoltaic | No |  | 0 | 3.948 | Advanced Fuel (produced via gasification or pyrolysis of biofuel or waste) | Engine (combustion / reciprocating) |  |  |  |  | Advanced Fuel (produced via gasification or pyrolysis of biofuel or waste) | Engine (combustion / reciprocating) | [5 empty] | Connected | 3.948 | 4.5 | 4.7368 | 0.05 | 0.0526 | 2017-03-30 | [13 empty] | 2022-04-04 01:01
1170000784994 | 1100039648986 | South warwickshire nhs foundation trust | South warwickshire hospital | South Warwickshire Hospital, Warwick Hospital | Lakin Road | Warwick | Warwickshire | CV34 5BW | United Kingdom | 42865 | 26578 | Berkswell 132Kv S Stn | Warwick 132Kv S Stn | Warwick 11Kv S Stn | 11 | Western Power Distribution (East Midlands) Plc | Fossil - Gas | Engine (combustion / reciprocating) | Yes |  | 0 | 0.53 | Advanced Fuel (produced via gasification or pyrolysis of biofuel or waste) | Engine (combustion / reciprocating) |  |  |  |  | Advanced Fuel (produced via gasification or pyrolysis of biofuel or waste) | Engine (combustion / reciprocating) | [5 empty] | Connected | 0.53 | 0 | 0 | 2.6 | 2.7368 | 2017-02-14 | [13 empty] | 2022-04-04 01:01
1170000786227 | 1170000786218 | Powertree (foxwood road) ltd | Powertree(foxwood road) limited | Foxwood Road Stor Site | Foxwood Road, Sheepbridge Industrial Estate | Chesterfield | North East Derbyshire | S41 9RX | United Kingdom | 43730 | 37474 | Chesterfield 132Kv S Stn | Chesterfield 33Kv S Stn | Sheepbridge 6 6Kv S Stn | 11 | Western Power Distribution (East Midlands) Plc | Fossil - Gas | Engine (combustion / reciprocating) | Yes |  | 0 | 6.446 | Advanced Fuel (produced via gasification or pyrolysis of biofuel or waste) | Engine (combustion / reciprocating) |  |  |  |  | Advanced Fuel (produced via gasification or pyrolysis of biofuel or waste) | Engine (combustion / reciprocating) | [5 empty] | Connected | 6.446 | 5 | 5.2632 | 0.15 | 0.1579 | 2017-06-01 | [13 empty] | 2022-04-04 01:01
1170000790250 | 1170000790241 | Green lane solar limited | Marchington, green lane |  | Green Lane, Marchington | Uttoxeter | Staffordshire | ST14 8LQ | United Kingdom | 41462 | 33097 | Willington 132Kv S Stn | Uttoxeter 33Kv S Stn |  | 33 | Western Power Distribution (East Midlands) Plc | Solar | Photovoltaic | No |  | 0 | 3.32 | Advanced Fuel (produced via gasification or pyrolysis of biofuel or waste) | Engine (combustion / reciprocating) |  |  |  |  | Advanced Fuel (produced via gasification or pyrolysis of biofuel or waste) | Engine (combustion / reciprocating) | [5 empty] | Connected | 3.32 | 3.32 | 3.4947 | 0.05 | 0.0526 | 2017-03-30 | [13 empty] | 2022-04-04 01:01
1170000797761 | 1170000797752 | Bentley renewables | Baddesley 33kv energy park | Baddesley Energy Park | Coleshill Road | Baddersley ensor | Warwickshire | CV9 2LE | United Kingdom | 42824 | 29732 | Lea Marston 132Kv S Stn | Tamworth 33Kv S Stn |  | 33 | Western Power Distribution (East Midlands) Plc | Solar | Photovoltaic | No |  | 0 | 2.744 | Advanced Fuel (produced via gasification or pyrolysis of biofuel or waste) | Engine (combustion / reciprocating) |  |  |  |  | Advanced Fuel (produced via gasification or pyrolysis of biofuel or waste) | Engine (combustion / reciprocating) | [5 empty] | Connected | 2.744 | 13.8 | 14.5263 | 1 | 1.0526 | 2017-03-17 | [13 empty] | 2022-04-04 01:01
1170000803705 | 1170000713326 | University of warwick | National automotive innovation centre, university of warwick, gibbet hill road | Feeder 1, University Of Warwick | Gibbet Hill Road | Coventry | West Midlands | CV4 7AL | United Kingdom | 42993 | 27638 | Coventry 132Kv S Stn | Whitley 132Kv S Stn | Coventry South 11Kv S Stn | 11 | Western Power Distribution (East Midlands) Plc | Solar | Photovoltaic | No |  | 0 | 0.2536 | Advanced Fuel (produced via gasification or pyrolysis of biofuel or waste) | Engine (combustion / reciprocating) |  |  |  |  | Advanced Fuel (produced via gasification or pyrolysis of biofuel or waste) | Engine (combustion / reciprocating) | [5 empty] | Connected | 0.2536 | 0.254 | 0.2674 | 14 | 14.7368 | 2017-08-16 | [13 empty] | 2022-04-04 01:01
1170000803714 | 1170000713326 | University of warwick | National automotive innovation centre, university of warwick, gibbet hill road | For Feeder 2, University Of Warwick - Niac | Gibbet Hill Road | Coventry | West Midlands | CV4 7AL | United Kingdom | 42993 | 27638 | Coventry 132Kv S Stn | Whitley 132Kv S Stn | Coventry South 11Kv S Stn | 11 | Western Power Distribution (East Midlands) Plc | Solar | Photovoltaic | No |  | 0 | 0.2536 | Advanced Fuel (produced via gasification or pyrolysis of biofuel or waste) | Engine (combustion / reciprocating) |  |  |  |  | Advanced Fuel (produced via gasification or pyrolysis of biofuel or waste) | Engine (combustion / reciprocating) | [5 empty] | Connected | 0.2536 | 0.254 | 0.2674 | 14 | 14.7368 | 2017-08-16 | [13 empty] | 2022-04-04 01:01
1170000816936 | 1170000816972 | Powertree (sidings road) limited | Kirkby in ashfield gas generator sidings road |  | Sidings Road | Kirkby in ashfield | Nottinghamshire | NG17 7JZ | United Kingdom | 45103 | 35703 | Chesterfield 132Kv S Stn | Annesley 33Kv S Stn | Sutton Junction 33 11Kv S Stn | 11 | Western Power Distribution (East Midlands) Plc | Fossil - Gas | Engine (combustion / reciprocating) | No |  | 0 | 3.2 | Advanced Fuel (produced via gasification or pyrolysis of biofuel or waste) | Engine (combustion / reciprocating) |  |  |  |  | Advanced Fuel (produced via gasification or pyrolysis of biofuel or waste) | Engine (combustion / reciprocating) | [5 empty] | Connected | 3.2 | 2.85 | 3 | 0.1 | 0.1053 | 2017-10-01 | [13 empty] | 2022-04-04 01:01
1170000817034 | 1170000817007 | University of warwick | University of warwick | 2, University Of Warwick | Agent Court Estates Office, Sir William Lyons Road | Coventry |  | CV4 7EZ | United Kingdom | 42972 | 27628 | Berkswell 132Kv S Stn | Coventry South 33Kv S Stn | University Of Warwick 33 11Kv S Stn | 11 | Western Power Distribution (East Midlands) Plc | Fossil - Gas | Engine (combustion / reciprocating) | Yes |  | 0 | 8.2 | Fossil - Oil | Engine (combustion / reciprocating) | Yes |  | 0 | 0.4 | Solar | Photovoltaic | No |  | 0 | 0.3892 |  | Connected | 9.0392 | 9.04 | 9.5158 | 19.2 | 20.2105 | 2019-01-07 | [13 empty] | 2022-04-04 01:01
1170000817043 | 1170000817007 | University of warwick | University of warwick | 1, University Of Warwick | Agent Court Estates Office, Sir William Lyons Road | Coventry |  | CV4 7EZ | United Kingdom | 42972 | 27628 | Berkswell 132Kv S Stn | Coventry South 33Kv S Stn | University Of Warwick 33 11Kv S Stn | 11 | Western Power Distribution (East Midlands) Plc | Fossil - Gas | Engine (combustion / reciprocating) | Yes |  | 0 | 8.2 | Fossil - Oil | Engine (combustion / reciprocating) | Yes |  | 0 | 0.4 | Solar | Photovoltaic | No |  | 0 | 0.3892 |  | Connected | 9.0392 | 9.04 | 9.5158 | 19.2 | 20.2105 | 2019-01-07 | [13 empty] | 2022-04-04 01:01
1170000818367 | 1170000818358 | Kiln power limited | Lime kilns generation connection point b | Export 2, Board B, Hinckley Power A Unit 8 | Lime Kilns Business Park | Hinckley | Leicestershire | LE10 3EQ | United Kingdom | 44133 | 29254 | Coventry 132Kv S Stn | Hinckley 132Kv S Stn | Hinckley 11Kv S Stn | 11 | Western Power Distribution (East Midlands) Plc | Fossil - Gas | Engine (combustion / reciprocating) | No |  | 0 | 11.36 | Advanced Fuel (produced via gasification or pyrolysis of biofuel or waste) | Engine (combustion / reciprocating) |  |  |  |  | Advanced Fuel (produced via gasification or pyrolysis of biofuel or waste) | Engine (combustion / reciprocating) | [5 empty] | Connected | 11.36 | 8.421 | 8.8642 | 0.05 | 0.0526 | 2018-03-12 | [13 empty] | 2022-04-04 01:01
1170000818376 | 1170000818349 | Kiln power limited | Lime kilns generation connection point a | 1, Board A, Hinckley Power A Unit 8 | Lime Kilns Business Park | Hinckley | Leicestershire | LE10 3EQ | United Kingdom | 44133 | 29254 | Coventry 132Kv S Stn | Hinckley 132Kv S Stn | Hinckley 11Kv S Stn | 11 | Western Power Distribution (East Midlands) Plc | Fossil - Gas | Engine (combustion / reciprocating) | No |  | 0 | 11.36 | Advanced Fuel (produced via gasification or pyrolysis of biofuel or waste) | Engine (combustion / reciprocating) |  |  |  |  | Advanced Fuel (produced via gasification or pyrolysis of biofuel or waste) | Engine (combustion / reciprocating) | [5 empty] | Connected | 11.36 | 8.421 | 8.8642 | 0.35 | 0.3684 | 2018-03-12 | [13 empty] | 2022-04-04 01:01
1170000847492 | 1170000847483 | Mercia power response (hallam way) limited | Mansfield hallam way stor | Hallam Way | Old Mill Lane Industrial Estate | Mansfield | Nottinghamshire | NG19 9BG | United Kingdom | 45436 | 36222 | Chesterfield 132Kv S Stn | Mansfield 33Kv S Stn | Mansfield 11Kv S Stn | 11 | Western Power Distribution (East Midlands) Plc | Fossil - Gas | Engine (combustion / reciprocating) | No |  | 0 | 3 | Advanced Fuel (produced via gasification or pyrolysis of biofuel or waste) | Engine (combustion / reciprocating) |  |  |  |  | Advanced Fuel (produced via gasification or pyrolysis of biofuel or waste) | Engine (combustion / reciprocating) | [5 empty] | Connected | 3 | 3 | 3.1579 | 0.15 | 0.1579 | 2021-03-09 | [13 empty] | 2022-04-04 01:01
1170000848194 | 1170000848176 | Hc ess2 limited | Rufford battery storage | Rufford Storage Export | Rufford Colliery Lane, Rainsworth | Mansfield | Nottinghamshire | NG21 0HR | United Kingdom | 45972 | 36042 | Chesterfield 132Kv S Stn | Clipstone 33Kv S Stn | Rufford 33 11Kv S Stn | 11 | Western Power Distribution (East Midlands) Plc | Stored Energy (all stored energy irrespective of the original energy source) | Storage - Electrochemical (Batteries) | No |  | 0 | 7.37 | Advanced Fuel (produced via gasification or pyrolysis of biofuel or waste) | Engine (combustion / reciprocating) |  |  |  |  | Advanced Fuel (produced via gasification or pyrolysis of biofuel or waste) | Engine (combustion / reciprocating) | [5 empty] | Connected | 7.37 | 7.37 | 7.7579 | 7.37 | 7.7579 | 2017-07-01 | [13 empty] | 2022-04-04 01:01
1170000858095 | 1170000859178 | Great bear distribution ltd | Great bear distribution ltd | Project Oyster | Markham Vale North, Seymour Link Road | Chesterfield |  | S43 3DF | United Kingdom | 44492 | 37406 | Chesterfield 132Kv S Stn | Staveley 33Kv S Stn | Erin Road | 11 | Western Power Distribution (East Midlands) Plc | Solar | Photovoltaic | No |  | 0 | 0.0456 | Advanced Fuel (produced via gasification or pyrolysis of biofuel or waste) | Engine (combustion / reciprocating) |  |  |  |  | Advanced Fuel (produced via gasification or pyrolysis of biofuel or waste) | Engine (combustion / reciprocating) | [5 empty] | Connected | 0.0456 | 0.046 | 0.0484 | 1.5 | 1.5789 | 2017-07-17 | [13 empty] | 2022-04-04 01:01
1170000859007 | 1170000858990 | Powertree (taylor lane) limited | Taylor lane stor | Taylor Lane Stor Site | Taylor Lane | Loscoe | Derbyshire | DE75 7TA | United Kingdom | 44264 | 34751 | Willington 132Kv S Stn | Heanor 33Kv S Stn |  | 33 | Western Power Distribution (East Midlands) Plc | Biofuel - Landfill gas | Gas turbine (OCGT) | No |  | 0 | 8 | Advanced Fuel (produced via gasification or pyrolysis of biofuel or waste) | Engine (combustion / reciprocating) |  |  |  |  | Advanced Fuel (produced via gasification or pyrolysis of biofuel or waste) | Engine (combustion / reciprocating) | [5 empty] | Connected | 8 | 8.08 | 8.5053 | 0.16 | 0.1684 | 2018-01-08 | [13 empty] | 2022-04-04 01:01
1170000859771 | 1170000859780 | University of nottingham research and innovation | Project scene energy centre | Project Scene Energy Centre | Trent Basin, Trent Lane, Sneinton | Nottingham | Nottinghamshire | NG2 4DS | United Kingdom | 45900 | 33895 | Ratcliffe On Soar 132Kv S Stn | Nottingham 33Kv S Stn | Sneinton 33 11Kv S Stn | 11 | Western Power Distribution (East Midlands) Plc | Stored Energy (all stored energy irrespective of the original energy source) | Storage - Electrochemical (Batteries) | No |  | 0 | 2.1 | Solar | Photovoltaic | No |  | 0 | 0.44 | Advanced Fuel (produced via gasification or pyrolysis of biofuel or waste) | Engine (combustion / reciprocating) | [5 empty] | Connected | 2.54 | 0.94 | 0.9895 | 0.517 | 0.5442 | 2017-10-25 | [13 empty] | 2022-04-04 01:01
1170000871087 | 1170000871510 | Mercia power response (nottingham road) limited | Toton stor site nottingham rd attenborough | Toton Stor Site | Nottingham Road, Attenborough | Nottingham | Nottinghamshire | NG9 6DH | United Kingdom | 45119 | 33441 | Ratcliffe On Soar 132Kv S Stn | Toton 3 33Kv S Stn | Chilwell 33 11Kv S Stn | 11 | Western Power Distribution (East Midlands) Plc | Fossil - Gas | Engine (combustion / reciprocating) | Yes |  | 0 | 7 | Advanced Fuel (produced via gasification or pyrolysis of biofuel or waste) | Engine (combustion / reciprocating) |  |  |  |  | Advanced Fuel (produced via gasification or pyrolysis of biofuel or waste) | Engine (combustion / reciprocating) | [5 empty] | Connected | 7 | 7 | 7.3684 | 0.15 | 0.1579 | 2018-06-15 | [13 empty] | 2022-04-04 01:01
1170000871139 | 1170000871120 | Eelpower (opco1) limited | Leverton battery storage | Cockseys Farm | Burton-By-Lincoln | Lincoln | Lincolnshire | LN1 2RD | United Kingdom | 49655 | 37532 | West Burton 132Kv S Stn | Lincoln Main 132Kv S Stn |  | 33 | Western Power Distribution (East Midlands) Plc | Stored Energy (all stored energy irrespective of the original energy source) | Storage - Electrochemical (Batteries) | No |  | 0 | 10 | Advanced Fuel (produced via gasification or pyrolysis of biofuel or waste) | Engine (combustion / reciprocating) |  |  |  |  | Advanced Fuel (produced via gasification or pyrolysis of biofuel or waste) | Engine (combustion / reciprocating) | [5 empty] | Connected | 10 | 10 | 10.5263 | 10 | 10.5263 | 2017-10-12 | [13 empty] | 2022-04-04 01:01
1170000871324 | 1170000871315 | Bess hill farm limited | Hill farm battery storage | Hill Farm | Spring Lane | Packington | Leicestershire | LE65 1WU | United Kingdom | 43740 | 31425 | Enderby 132Kv S Stn | Coalville 33Kv S Stn |  | 33 | Western Power Distribution (East Midlands) Plc | Stored Energy (all stored energy irrespective of the original energy source) | Storage - Electrochemical (Batteries) | No |  | 0 | 10.4 | Advanced Fuel (produced via gasification or pyrolysis of biofuel or waste) | Engine (combustion / reciprocating) |  |  |  |  | Advanced Fuel (produced via gasification or pyrolysis of biofuel or waste) | Engine (combustion / reciprocating) | [5 empty] | Connected | 10.4 | 10 | 10.5263 | 8 | 8.421 | 2019-04-22 | [13 empty] | 2022-04-04 01:01
1170000883301 | 1100039605166 | Marks and spencer plc | Marks & spencer plc | Marks & Spencer | 2, Sunset Walk | Milton keynes |  | MK9 3PD | United Kingdom |  |  | East Claydon 132Kv S Stn | Bletchley 33Kv S Stn | Secklow Gate 33 11Kv S Stn | 11 | Western Power Distribution (East Midlands) Plc | Fossil - Oil | Engine (combustion / reciprocating) | No |  | 0 | 0.425 | Advanced Fuel (produced via gasification or pyrolysis of biofuel or waste) | Engine (combustion / reciprocating) |  |  |  |  | Advanced Fuel (produced via gasification or pyrolysis of biofuel or waste) | Engine (combustion / reciprocating) | [5 empty] | Connected | 0.425 | 0.425 | 0.4474 | 2.2 | 2.3158 | 2017-09-06 | [13 empty] | 2022-04-04 01:01
1170000884095 | 1170000884086 | Uk capacity reserve limited | Nottingham road stor | Nottingham Road | Long Eaton | Nottingham | Nottinghamshire | NG10 2AA | United Kingdom | 44933 | 33396 | Ratcliffe On Soar 132Kv S Stn | Toton 3 33Kv S Stn |  | 33 | Western Power Distribution (East Midlands) Plc | Fossil - Gas | Engine (combustion / reciprocating) | No |  | 0 | 20 | Advanced Fuel (produced via gasification or pyrolysis of biofuel or waste) | Engine (combustion / reciprocating) |  |  |  |  | Advanced Fuel (produced via gasification or pyrolysis of biofuel or waste) | Engine (combustion / reciprocating) | [5 empty] | Connected | 20 | 20 | 21.0526 | 0.25 | 0.2632 | 2018-01-21 | [13 empty] | 2022-04-04 01:01
1170000885309 | 1170000885318 | Hall farm energy limited | Hall farm | Solar Farm, Hall Farm | Brackley Road | Radstone | Northamptonshire | NN13 5PY | United Kingdom | 458114 | 239726 | East Claydon 132Kv S Stn | Brackley 132Kv S Stn | Brackley 11Kv | 11 | Western Power Distribution (East Midlands) Plc | Fossil - Oil | Engine (combustion / reciprocating) | No |  | 0 | 5.28 | Advanced Fuel (produced via gasification or pyrolysis of biofuel or waste) | Engine (combustion / reciprocating) |  |  |  |  | Advanced Fuel (produced via gasification or pyrolysis of biofuel or waste) | Engine (combustion / reciprocating) | [5 empty] | Connected | 5.28 | 5 | 5.2632 | 0.05 | 0.0526 | 2017-12-01 | [13 empty] | 2022-04-04 01:01
1170000894943 | 1170000894980 | Power up generation limited | Bond estates limited | Bond Estates Limited | Bond Avenue | Bletchley | Milton Keynes | MK1 1JJ | United Kingdom | 48817 | 23539 | East Claydon 132Kv S Stn | Bletchley 33Kv S Stn | Bletchley 11Kv S Stn | 11 | Western Power Distribution (East Midlands) Plc | Fossil - Gas | Engine (combustion / reciprocating) | No |  | 0 | 6 | Advanced Fuel (produced via gasification or pyrolysis of biofuel or waste) | Engine (combustion / reciprocating) |  |  |  |  | Advanced Fuel (produced via gasification or pyrolysis of biofuel or waste) | Engine (combustion / reciprocating) | [5 empty] | Connected | 6 | 6.325 | 6.6579 | 0.25 | 0.2632 | 2017-10-31 | [13 empty] | 2022-04-04 01:01
1170000895733 | 1170000895724 | Breach farm energy storage limited | Swadlincote breach farm | Breach Farm | Cadley Lane | Swadlincote | Derbyshire | DE12 6RJ | United Kingdom | 42640 | 31901 | Drakelow 132Kv | Burton South 33Kv S Stn |  | 33 | Western Power Distribution (East Midlands) Plc | Stored Energy (all stored energy irrespective of the original energy source) | Storage - Electrochemical (Batteries) | No |  | 0 | 10 | Advanced Fuel (produced via gasification or pyrolysis of biofuel or waste) | Engine (combustion / reciprocating) |  |  |  |  | Advanced Fuel (produced via gasification or pyrolysis of biofuel or waste) | Engine (combustion / reciprocating) | [5 empty] | Connected | 10 | 10 | 10.5263 | 10 | 10.5263 | 2017-10-30 | [13 empty] | 2022-04-04 01:01
1170000896018 | 1170000896106 | Mercia power response (private road no 5) limited | 11kv generation | Road No5 | Colwick Industrial Estate, Colwick | Nottingham | Nottinghamshire | NG4 2BD | United Kingdom | 46265 | 34028 | Stoke Bardolph 132Kv | Nottingham East 33Kv S Stn | Colwick 33 11Kv S Stn | 11 | Western Power Distribution (East Midlands) Plc | Fossil - Gas | Engine (combustion / reciprocating) | No |  | 0 | 5.2 | Advanced Fuel (produced via gasification or pyrolysis of biofuel or waste) | Engine (combustion / reciprocating) |  |  |  |  | Advanced Fuel (produced via gasification or pyrolysis of biofuel or waste) | Engine (combustion / reciprocating) | [5 empty] | Connected | 5.2 | 5.2 | 5.4737 | 0.15 | 0.1579 | 2018-09-04 | [13 empty] | 2022-04-04 01:01
1170000897173 | 1100039611727 | Games workshop ltd | Willow road | Games Workshop Ltd | Willow Road | Nottingham |  | NG7 2WS | United Kingdom | 455614 | 338484 | Ratcliffe On Soar 132Kv S Stn | Nottingham 33Kv S Stn | North Wilford 33 11Kv S Stn | 11 | Western Power Distribution (East Midlands) Plc | Solar | Photovoltaic | No |  | 0 | 0.346 | Advanced Fuel (produced via gasification or pyrolysis of biofuel or waste) | Engine (combustion / reciprocating) |  |  |  |  | Advanced Fuel (produced via gasification or pyrolysis of biofuel or waste) | Engine (combustion / reciprocating) | [5 empty] | Connected | 0.346 | 0.346 | 0.3642 | 3.1 | 3.2632 | 2017-09-26 | [13 empty] | 2022-04-04 01:01
1170000902638 | 1170000902629 | Biomass uk no3 limited | Riverside industrial estate | Boston Biomass Uk No3 - | Riverside Industrial Estate, Marsh Lane | Boston | Lincolnshire | PE21 7TN | United Kingdom | 533408 | 342667 | Walpole 132Kv S Stn | Boston 33Kv S Stn |  | 33 | Western Power Distribution (East Midlands) Plc | Biomass | Steam turbine (thermal power plant) | No |  | 0 | 11.705 | Advanced Fuel (produced via gasification or pyrolysis of biofuel or waste) | Engine (combustion / reciprocating) |  |  |  |  | Advanced Fuel (produced via gasification or pyrolysis of biofuel or waste) | Engine (combustion / reciprocating) | [5 empty] | Connected | 11.705 | 12 | 12.6316 | 2 | 2.1053 | 2017-11-30 | [13 empty] | 2022-04-04 01:01
1170000907830 | 1170000907821 | Mercia power response (albion close) limited | Albion close stor worksop s80 1ra |  | Albion Close | Worksop | Nottinghamshire | S80 1RA | United Kingdom | 458926 | 379549 | West Burton 132Kv S Stn | Worksop 33Kv S Stn | Kilton Rd 33 11Kv S Stn | 11 | Western Power Distribution (East Midlands) Plc | Fossil - Gas | Engine (combustion / reciprocating) | No |  | 0 | 4 | Advanced Fuel (produced via gasification or pyrolysis of biofuel or waste) | Engine (combustion / reciprocating) |  |  |  |  | Advanced Fuel (produced via gasification or pyrolysis of biofuel or waste) | Engine (combustion / reciprocating) | [5 empty] | Connected | 4 | 4 | 4.2105 | 0.15 | 0.1579 | 2018-08-03 | [13 empty] | 2022-04-04 01:01
1170000928974 | 1170000928965 | Ethical power ltd | Twin oaks farm | Twin Oaks Farm | Lower Street | Doveridge | Derbyshire | DE6 5GX | United Kingdom | 41279 | 33315 | Willington 132Kv S Stn | Uttoxeter 33Kv S Stn |  | 33 | Western Power Distribution (East Midlands) Plc | Fossil - Oil | Engine (combustion / reciprocating) | No |  | 0 | 5.47 | Advanced Fuel (produced via gasification or pyrolysis of biofuel or waste) | Engine (combustion / reciprocating) |  |  |  |  | Advanced Fuel (produced via gasification or pyrolysis of biofuel or waste) | Engine (combustion / reciprocating) | [5 empty] | Connected | 5.47 | 4.968 | 5.2295 | 0.025 | 0.0263 | 2017-12-22 | [13 empty] | 2022-04-04 01:01
1170000939920 | 1170000939911 | Mercia power response (private road no 5) limited | Private road no 5 | Private Road No5 | Colwick Industrial Estate | Nottingham |  | NG4 2JU | United Kingdom | 46253 | 34037 | Stoke Bardolph 132Kv | Nottingham East 33Kv S Stn |  | 33 | Western Power Distribution (East Midlands) Plc | Fossil - Gas | Engine (combustion / reciprocating) | No |  | 0 | 16 | Advanced Fuel (produced via gasification or pyrolysis of biofuel or waste) | Engine (combustion / reciprocating) |  |  |  |  | Advanced Fuel (produced via gasification or pyrolysis of biofuel or waste) | Engine (combustion / reciprocating) | [5 empty] | Connected | 16 | 16 | 16.8421 | 0.25 | 0.2632 | 2018-09-28 | [13 empty] | 2022-04-04 01:01
1170000941637 | 1100039676751 | Ilmor engineering ltd | Quarry road | Ilmor | Quarry Road, Brixworth Industrial Estate, Brixworth | Northampton |  | NN6 9UB | United Kingdom | 47521 | 27101 | Grendon 132Kv S Stn | Northampton West 33Kv S Stn | Chapel Brampton 33 11Kv S Stn | 11 | Western Power Distribution (East Midlands) Plc | Fossil - Oil | Engine (combustion / reciprocating) | No |  | 0 | 0.211 | Advanced Fuel (produced via gasification or pyrolysis of biofuel or waste) | Engine (combustion / reciprocating) |  |  |  |  | Advanced Fuel (produced via gasification or pyrolysis of biofuel or waste) | Engine (combustion / reciprocating) | [5 empty] | Connected | 0.211 | 0.211 | 0.2221 | 1.3 | 1.3684 | 2018-05-01 | [13 empty] | 2022-04-04 01:01
1170000943192 | 1170000943208 | Bsr energy (sunnydale farm) limited | Saddington sunnydale energy battery park | Sunnydale Energy Battery Park Sunnydale Farm | Smeeton Road, Saddington | Leicester |  | LE8 0QT | United Kingdom |  |  | Enderby 132Kv S Stn | Wigston 132Kv (M42) 132Kv S Stn | Wigston 11Kv S Stn | 11 | Western Power Distribution (East Midlands) Plc | Solar | Photovoltaic | No |  | 0 | 4.25 | Advanced Fuel (produced via gasification or pyrolysis of biofuel or waste) | Engine (combustion / reciprocating) |  |  |  |  | Advanced Fuel (produced via gasification or pyrolysis of biofuel or waste) | Engine (combustion / reciprocating) | [5 empty] | Connected | 4.25 | 4.23 | 4.4526 | 4.23 | 4.4526 | 2018-04-01 | [13 empty] | 2022-04-04 01:01
1170000945358 | 1170000945349 | Alkane energy cm limited | Rhodia stor | Rhodia | Hall Lane | Chesterfield | Derbyshire | S43 2PB | United Kingdom | 44275 | 37491 | Chesterfield 132Kv S Stn | Staveley 33Kv S Stn | Staveley Works 33Kv S Stn | 11 | Western Power Distribution (East Midlands) Plc | Fossil - Gas | Gas turbine (OCGT) | No |  | 0 | 16 | Advanced Fuel (produced via gasification or pyrolysis of biofuel or waste) | Engine (combustion / reciprocating) |  |  |  |  | Advanced Fuel (produced via gasification or pyrolysis of biofuel or waste) | Engine (combustion / reciprocating) | [5 empty] | Connected | 16 | 16 | 16.8421 | 1 | 1.0526 | 2018-04-30 | [13 empty] | 2022-04-04 01:01
1170000953553 | 1170000953544 | Esb solar (northern ireland) limited | Mill farm battery storage | Mill Farm | Caythorpe Heath, Caythorpe | Grantham | Lincolnshire | NG32 3EZ | United Kingdom | 497654 | 349184 | Bicker Fen 132Kv S Stn | Grantham 33Kv S Stn |  | 33 | Western Power Distribution (East Midlands) Plc | Stored Energy (all stored energy irrespective of the original energy source) | Storage - Electrochemical (Batteries) | No |  | 0 | 7 | Advanced Fuel (produced via gasification or pyrolysis of biofuel or waste) | Engine (combustion / reciprocating) |  |  |  |  | Advanced Fuel (produced via gasification or pyrolysis of biofuel or waste) | Engine (combustion / reciprocating) | [5 empty] | Connected | 7 | 7 | 7.3684 | 7 | 7.3684 | 2018-03-29 | [13 empty] | 2022-04-04 01:01
1170000962975 | 1100039604083 | Ibstock building products ltd | Leicester road |  | Leicester Road | Ibstock | Leicestershire | LE67 6HS | United Kingdom | 441562 | 311209 | Enderby 132Kv S Stn | Coalville 33Kv S Stn | Coalville 11Kv S Stn | 11 | Western Power Distribution (East Midlands) Plc | Solar | Photovoltaic | No |  | 0 | 4.095 | Advanced Fuel (produced via gasification or pyrolysis of biofuel or waste) | Engine (combustion / reciprocating) |  |  |  |  | Advanced Fuel (produced via gasification or pyrolysis of biofuel or waste) | Engine (combustion / reciprocating) | [5 empty] | Connected | 4.095 | 4.179 | 4.399 | 2.6 | 2.7368 | 2020-01-29 | [13 empty] | 2022-04-04 01:01
1170000968736 | 1100050836492 | Mercedes amg high performance powertrains ltd | Mercedes amg high performance powertrains ltd | High Performance Powertrains Limited | Morgan Drive, Brixworth | Northamptosnhire |  | NN6 9GZ | United Kingdom |  |  | Grendon 132Kv S Stn | Northampton West 33Kv S Stn | Chapel Brampton 33 11Kv S Stn | 11 | Western Power Distribution (East Midlands) Plc | Solar | Photovoltaic | Yes |  | 0 | 1.5 | Solar | Photovoltaic | No |  | 0 | 0.8556 | Advanced Fuel (produced via gasification or pyrolysis of biofuel or waste) | Engine (combustion / reciprocating) | [5 empty] | Connected | 2.3556 | 0.95 | 1 | 13.6 | 14.3158 | 2019-02-07 | [13 empty] | 2022-04-04 01:01
1170000968745 | 1100050836492 | Mercedes amg high performance powertrains ltd | Mercedes amg high performance powertrains ltd | High Performance Powertrains Limited | Morgan Drive, Brixworth | Northamptosnhire |  | NN6 9GZ | United Kingdom |  |  | Grendon 132Kv S Stn | Northampton West 33Kv S Stn | Chapel Brampton 33 11Kv S Stn | 11 | Western Power Distribution (East Midlands) Plc | Solar | Photovoltaic | Yes |  | 0 | 1.5 | Solar | Photovoltaic | No |  | 0 | 0.8556 | Advanced Fuel (produced via gasification or pyrolysis of biofuel or waste) | Engine (combustion / reciprocating) | [5 empty] | Connected | 2.3556 | 0.95 | 1 | 13.6 | 14.3158 | 2019-02-07 | [13 empty] | 2022-04-04 01:01
1170000982207 | 1170000982191 | Uk utility reserve limited | Lyon road | Unit H | Lyon Road, Bletchley | Milton keynes | Buckinghamshire | MK1 1EX | United Kingdom | 48671 | 23477 | East Claydon 132Kv S Stn | Bletchley 33Kv S Stn |  | 33 | Western Power Distribution (East Midlands) Plc | Fossil - Gas | Engine (combustion / reciprocating) | No |  | 0 | 20 | Advanced Fuel (produced via gasification or pyrolysis of biofuel or waste) | Engine (combustion / reciprocating) |  |  |  |  | Advanced Fuel (produced via gasification or pyrolysis of biofuel or waste) | Engine (combustion / reciprocating) | [5 empty] | Connected | 20 | 20 | 21.0526 | 0.75 | 0.7895 | 2018-10-31 | [13 empty] | 2022-04-04 01:01
1170000992464 | 1100039657225 | N m b minebea uk ltd | Lincoln sadler road | N M B Minebea, 2 | Sadler Road | Lincoln |  | LN6 3RA | United Kingdom | [5 empty] | 11 | Western Power Distribution (East Midlands) Plc | Stored Energy (all stored energy irrespective of the original energy source) | Storage - Electrochemical (Batteries) | No |  | 0 | 0.5 | Advanced Fuel (produced via gasification or pyrolysis of biofuel or waste) | Engine (combustion / reciprocating) |  |  |  |  | Advanced Fuel (produced via gasification or pyrolysis of biofuel or waste) | Engine (combustion / reciprocating) | [5 empty] | Connected | 0.5 | 1 | 1.0526 | 2 | 2.1053 | 2018-06-07 | [13 empty] | 2022-04-04 01:01
1170000992580 | 1100770893270 | C a strawson farming ltd | Mickledale laner | Featherstone Generation | Mickledale Lane, Bilsthorpe | Newark | Nottinghamshire | NG22 8RD | United Kingdom | 46413 | 36089 | Chesterfield 132Kv S Stn | Clipstone 33Kv S Stn | Bilsthorpe 33 11Kv S Stn | 11 | Western Power Distribution (East Midlands) Plc | Solar | Photovoltaic | No |  | 0 | 2.425 | Wind | Onshore wind turbines | No |  | 0 | 0.81 | Advanced Fuel (produced via gasification or pyrolysis of biofuel or waste) | Engine (combustion / reciprocating) | [5 empty] | Connected | 3.235 | 3.25 | 3.421 | 2 | 2.1053 | 2018-06-01 | [13 empty] | 2022-04-04 01:01
1170001003928 | 1170001003919 | Mercia power response (asher lane 2) limited | Asher lane 2 generation facility |  | Asher Lane | Ripley | Derbyshire | DE5 3SW | United Kingdom | 43937 | 35179 | Chesterfield 132Kv S Stn | Alfreton 33Kv S Stn |  | 33 | Western Power Distribution (East Midlands) Plc | Fossil - Gas | Engine (combustion / reciprocating) | No |  | 0 | 14 | Advanced Fuel (produced via gasification or pyrolysis of biofuel or waste) | Engine (combustion / reciprocating) |  |  |  |  | Advanced Fuel (produced via gasification or pyrolysis of biofuel or waste) | Engine (combustion / reciprocating) | [5 empty] | Connected | 14 | 14 | 14.7368 | 0.264 | 0.2779 | 2018-12-04 | [13 empty] | 2022-04-04 01:01
1170001017122 | 1170000893328 | Sainsbury's supermarkets limited | Sainsburys dc6 | Sainsbury'S Northampton Dc | Style Way, Pineham Industrial Estate | Northampton | Northamptonshire | NN4 9EX | United Kingdom | 47048 | 25855 | Grendon 132Kv S Stn | Northampton 33Kv S Stn | Pineham 33 11Kv S Stn | 11 | Western Power Distribution (East Midlands) Plc | Fossil - Gas | Engine (combustion / reciprocating) | No |  | 0 | 2 | Fossil - Oil | Engine (combustion / reciprocating) | Yes |  | 0 | 1.6 | Advanced Fuel (produced via gasification or pyrolysis of biofuel or waste) | Engine (combustion / reciprocating) | [5 empty] | Connected | 3.6 | 0.95 | 1 | 2.95 | 3.1053 | 2018-11-07 | [13 empty] | 2022-04-04 01:01
1170001035646 | 1170001035637 | Mercia power response (sandy lane) limited | Sandy lane generation worksop nottinghamshire s80 3et | Power Balancing Services Limited | Sandy Lane | Worksop | Nottinghamshire | S80 3ET | United Kingdom | 457511 | 380111 | West Burton 132Kv S Stn | Worksop 33Kv S Stn | Worksop West 33 11Kv S Stn | 11 | Western Power Distribution (East Midlands) Plc | Fossil - Gas | Engine (combustion / reciprocating) | No |  | 0 | 7.2 | Advanced Fuel (produced via gasification or pyrolysis of biofuel or waste) | Engine (combustion / reciprocating) |  |  |  |  | Advanced Fuel (produced via gasification or pyrolysis of biofuel or waste) | Engine (combustion / reciprocating) | [5 empty] | Connected | 7.2 | 7 | 7.3684 | 0.1 | 0.1053 | 2018-12-13 | [13 empty] | 2022-04-04 01:01
1170001052181 | 1170001052172 | Uk utility reserve limited | Spondon peaking | Derwent Power Plant | Holme Lane, Spondon | Derby | Derbyshire | DE21 7ZS | United Kingdom | 44054 | 33448 | Willington 132Kv S Stn | Spondon B 33Kv S Stn |  | 33 | Western Power Distribution (East Midlands) Plc | Fossil - Gas | Engine (combustion / reciprocating) | No |  | 0 | 40 | Advanced Fuel (produced via gasification or pyrolysis of biofuel or waste) | Engine (combustion / reciprocating) |  |  |  |  | Advanced Fuel (produced via gasification or pyrolysis of biofuel or waste) | Engine (combustion / reciprocating) | [5 empty] | Connected | 40 | 42.105 | 44.321 | 1.5 | 1.5789 | 2019-03-16 | [13 empty] | 2022-04-04 01:01
1170001061655 | 1170001061646 | Leicester district energy company ltd | University of leicester intake substation | University Of Leicester Export | University Road | Leicester |  | LE1 7RH | United Kingdom | 45942 | 30326 | Enderby 132Kv S Stn | Leicester East 33Kv S Stn | Highfields 33 11Kv S Stn | 11 | Western Power Distribution (East Midlands) Plc | Fossil - Gas | Engine (combustion / reciprocating) | Yes |  | 0 | 3.2 | Advanced Fuel (produced via gasification or pyrolysis of biofuel or waste) | Engine (combustion / reciprocating) |  |  |  |  | Advanced Fuel (produced via gasification or pyrolysis of biofuel or waste) | Engine (combustion / reciprocating) | [5 empty] | Connected | 3.2 | 4 | 4.2105 | 4.5 | 4.7368 | 2012-12-01 | [13 empty] | 2022-04-04 01:01
1170001069609 | 1170001069618 | Huthwaite solar farm ltd | Tibshelf huthwaite solar farm twinyards farm back lane |  | Twinyards Farm, Back Lane, Tibshelf | Bolsolver | Derbyshire | DE55 5AX | United Kingdom | 44555 | 35864 | Chesterfield 132Kv S Stn | Annesley 33Kv S Stn | Huthwaite 33 11Kv S Stn | 11 | Western Power Distribution (East Midlands) Plc | Fossil - Gas | Engine (combustion / reciprocating) | No |  | 0 | 5 | Advanced Fuel (produced via gasification or pyrolysis of biofuel or waste) | Engine (combustion / reciprocating) |  |  |  |  | Advanced Fuel (produced via gasification or pyrolysis of biofuel or waste) | Engine (combustion / reciprocating) | [5 empty] | Connected | 5 | 5.263 | 5.54 | 0.28 | 0.2947 | 2018-11-30 | [13 empty] | 2022-04-04 01:01
1170001102841 | 1170001102832 | Durham rp limited | Mansfield, kestral road generation | Kestral Road Stor Site | Kestral Road | Mansfield | Nottinghamshire | NG18 6BX | United Kingdom | 45258 | 35958 | Chesterfield 132Kv S Stn | Mansfield 33Kv S Stn | Skegby Lane 33 11Kv S Stn | 11 | Western Power Distribution (East Midlands) Plc | Fossil - Gas | Engine (combustion / reciprocating) | No |  | 0 | 4 | Advanced Fuel (produced via gasification or pyrolysis of biofuel or waste) | Engine (combustion / reciprocating) |  |  |  |  | Advanced Fuel (produced via gasification or pyrolysis of biofuel or waste) | Engine (combustion / reciprocating) | [5 empty] | Connected | 4 | 4 | 4.2105 | 0.15 | 0.1579 | 2019-09-17 | [13 empty] | 2022-04-04 01:01
1170001123708 | 1170001152434 | Lhoist uk ltd | Beswicks no 1 (lime stone quarries) | Limestone Quarries | Hindlow | Buxton | Derbyshire | SK17 0EL | United Kingdom | 40864 | 36900 |  | Buxton 132Kv S Stn | Hindlow 33 11Kv S Stn | 11 | Western Power Distribution (East Midlands) Plc | Fossil - Gas | Engine (combustion / reciprocating) | Yes |  | 0 | 1 | Advanced Fuel (produced via gasification or pyrolysis of biofuel or waste) | Engine (combustion / reciprocating) |  |  |  |  | Advanced Fuel (produced via gasification or pyrolysis of biofuel or waste) | Engine (combustion / reciprocating) | [5 empty] | Connected | 1 | 1 | 1.0526 | 3.2 | 3.3684 | 2019-05-01 | [13 empty] | 2022-04-04 01:01
1170001154343 | 1170001154334 | School farm solar park limited | School farm | School Farm Solar Park | School Farm, Churchover | Rugby |  | CV23 0EG | United Kingdom | 45246 | 28129 | Coventry 132Kv S Stn | Rugby 33Kv S Stn |  | 33 | Western Power Distribution (East Midlands) Plc | Solar | Photovoltaic | No |  | 0 | 12.025 | Advanced Fuel (produced via gasification or pyrolysis of biofuel or waste) | Engine (combustion / reciprocating) |  |  |  |  | Advanced Fuel (produced via gasification or pyrolysis of biofuel or waste) | Engine (combustion / reciprocating) | [5 empty] | Connected | 12.025 | 12.23 | 12.8737 | 0.1 | 0.1053 | 2021-02-05 | [13 empty] | 2022-04-04 01:01
1170001169001 | 1170001168995 | Nottingham city council | Ncc eastcroft depot hv supply | Export Nottingham City Contract Works, Block 4;Eastcroft Depot | London Road, Meadows | Nottingham | Nottinghamshire | NG2 3AH | United Kingdom | 45792 | 33895 | Ratcliffe On Soar 132Kv S Stn | Nottingham 33Kv S Stn | North Wilford 33 11Kv S Stn | 11 | Western Power Distribution (East Midlands) Plc | Solar | Photovoltaic | No |  | 0 | 0.1388 | Advanced Fuel (produced via gasification or pyrolysis of biofuel or waste) | Engine (combustion / reciprocating) |  |  |  |  | Advanced Fuel (produced via gasification or pyrolysis of biofuel or waste) | Engine (combustion / reciprocating) | [5 empty] | Connected | 0.1388 | 0.499 | 0.5253 | 1.915 | 2.0158 | 2018-10-16 | [13 empty] | 2022-04-04 01:01
1170001173179 | 1170001173132 | Mercia power response (manners avenue 2) limited | Stor generation site no 2 | Manner Stor Site No2, Land At Manners Industrial Estate | Manners Avenue | Ilkeston | Derbyshire | DE7 8EF | United Kingdom | 44548 | 34223 | Willington 132Kv S Stn | Stanton 33Kv S Stn | Ilkeston 33 11Kv S Stn | 11 | Western Power Distribution (East Midlands) Plc | Fossil - Gas | Engine (combustion / reciprocating) | No |  | 0 | 7.2 | Advanced Fuel (produced via gasification or pyrolysis of biofuel or waste) | Engine (combustion / reciprocating) |  |  |  |  | Advanced Fuel (produced via gasification or pyrolysis of biofuel or waste) | Engine (combustion / reciprocating) | [5 empty] | Connected | 7.2 | 7 | 7.3684 | 0.15 | 0.1579 | 2019-10-01 | [13 empty] | 2022-04-04 01:01
1170001181560 | 1170000552119 | Amazon uk services ltd | Amazon | Amazon, Unit 1 | Royal Oak Way North | Daventry | Northamptonshire | NN11 8PQ | United Kingdom | 45562 | 26343 | Coventry 132Kv S Stn | Daventry 33Kv S Stn | Braunston Road 33 11Kv S Stn | 11 | Western Power Distribution (East Midlands) Plc | Solar | Photovoltaic | No |  | 0 | 0.48 | Fossil - Oil | Engine (combustion / reciprocating) | No |  | 0 | 0.375 | Advanced Fuel (produced via gasification or pyrolysis of biofuel or waste) | Engine (combustion / reciprocating) | [5 empty] | Connected | 0.855 | 0.45 | 0.4737 | 1.5 | 1.5789 | 2019-09-24 | [13 empty] | 2022-04-04 01:01
1170001183317 | 1170001183159 | Mercia power response (whittington road) limited | Whittington road generation site | Whittington Road Stor Site | Land At Whittington Road | Chesterfield | Derbyshire | S43 2PR | United Kingdom | 44126 | 37536 | Chesterfield 132Kv S Stn | Staveley 33Kv S Stn | Staveley 11Kv S Stn | 11 | Western Power Distribution (East Midlands) Plc | Biofuel - Landfill gas | Gas turbine (OCGT) | No |  | 0 | 8.924 | Advanced Fuel (produced via gasification or pyrolysis of biofuel or waste) | Engine (combustion / reciprocating) |  |  |  |  | Advanced Fuel (produced via gasification or pyrolysis of biofuel or waste) | Engine (combustion / reciprocating) | [5 empty] | Connected | 8.924 | 7 | 7.3684 | 0.15 | 0.1579 | 2019-12-01 | [13 empty] | 2022-04-04 01:01
1170001200060 | 1170001199691 | Meggitt aerospace ltd | Meggitt aerospace ltd, pilot way, ansty business park, coventry | Unit 1 | Pilot Way, Ansty Park | Coventry |  | CV7 9JR | United Kingdom | 44086 | 28148 | Coventry 132Kv S Stn | Coventry North 33Kv S Stn | Ansty 33 11Kv S Stn | 11 | Western Power Distribution (East Midlands) Plc | Solar | Photovoltaic | No |  | 0 | 2.28 | Advanced Fuel (produced via gasification or pyrolysis of biofuel or waste) | Engine (combustion / reciprocating) |  |  |  |  | Advanced Fuel (produced via gasification or pyrolysis of biofuel or waste) | Engine (combustion / reciprocating) | [5 empty] | Connected | 2.28 | 2.27 | 2.3895 | 6 | 6.3158 | 2020-10-01 | [13 empty] | 2022-04-04 01:01
1170001200283 | 1170001199691 | Meggitt aerospace ltd | Meggitt aerospace ltd, pilot way, ansty business park, coventry | Second Supply, Unit 1 | Pilot Way, Ansty Park | Coventry |  | CV7 9JR | United Kingdom | 44086 | 28148 | Coventry 132Kv S Stn | Coventry North 33Kv S Stn | Ansty 33 11Kv S Stn | 11 | Western Power Distribution (East Midlands) Plc | Solar | Photovoltaic | No |  | 0 | 2.28 | Advanced Fuel (produced via gasification or pyrolysis of biofuel or waste) | Engine (combustion / reciprocating) |  |  |  |  | Advanced Fuel (produced via gasification or pyrolysis of biofuel or waste) | Engine (combustion / reciprocating) | [5 empty] | Connected | 2.28 | 2.27 | 2.3895 | 6 | 6.3158 | 2020-10-01 | [13 empty] | 2022-04-04 01:01
1170001216585 | 1170000710609 | Britvic soft drinks ltd uk | Britvic soft drinks | Feeder 1, Export Britvic | Aventine Way, Glebe Farm Industrial Estate | Rugby |  | CV21 1HA | United Kingdom | 449920 | 277396 | Coventry 132Kv S Stn | Rugby 132Kv S Stn | Rugby 11Kv S Stn | 11 | Western Power Distribution (East Midlands) Plc | Waste | Steam turbine (thermal power plant) | Yes |  | 0 | 9 | Advanced Fuel (produced via gasification or pyrolysis of biofuel or waste) | Engine (combustion / reciprocating) |  |  |  |  | Advanced Fuel (produced via gasification or pyrolysis of biofuel or waste) | Engine (combustion / reciprocating) | [5 empty] | Connected | 9 | 1 | 1.0526 | 9 | 9.4737 | 2019-08-03 | [13 empty] | 2022-04-04 01:01
1170001217997 | 1170001209480 | Bowmer and kirkland limited | Unity square inland revenue | Unity Square Generation, Unity Square | Sheriffs Way | Nottingham |  | NG2 1NB | United Kingdom | 45735 | 33908 | Ratcliffe On Soar 132Kv S Stn | Nottingham 33Kv S Stn | Castle Road 33 11Kv S Stn | 11 | Western Power Distribution (East Midlands) Plc | Solar | Photovoltaic | No |  | 0 | 0.02 | Advanced Fuel (produced via gasification or pyrolysis of biofuel or waste) | Engine (combustion / reciprocating) |  |  |  |  | Advanced Fuel (produced via gasification or pyrolysis of biofuel or waste) | Engine (combustion / reciprocating) | [5 empty] | Connected | 0.02 | 0.02 | 0.021 | 6 | 6.3158 | 2019-10-25 | [13 empty] | 2022-04-04 01:01
1170001229422 | 1170001048877 | Willshees waste & recycling ltd | Depot 3, off cadley hill road, swadlincote | Depot 3 Export | Off, Cadley Hill Road | Swadlincote | Derbyshire | DE11 9GE | United Kingdom | 42681 | 31905 | Drakelow 132Kv | Gresley 33Kv S Stn | Gresley 11Kv S Stn | 11 | Western Power Distribution (East Midlands) Plc | Solar | Photovoltaic | No |  | 0 | 0.264 | Advanced Fuel (produced via gasification or pyrolysis of biofuel or waste) | Engine (combustion / reciprocating) |  |  |  |  | Advanced Fuel (produced via gasification or pyrolysis of biofuel or waste) | Engine (combustion / reciprocating) | [5 empty] | Connected | 0.264 | 0.264 | 0.2779 | 3 | 3.1579 | 2020-01-01 | [13 empty] | 2022-04-04 01:01
1170001236856 | 1170001236847 | Branston solar farm limited | Branston primary substation | Branston Potato Farm | Mere Road | Branston | Lincolnshire | LN4 1NJ | United Kingdom | 50235 | 36560 | Walpole 132Kv S Stn |  |  | 132 | Western Power Distribution (East Midlands) Plc | Solar | Photovoltaic | No |  | 0 | 43.29 | Advanced Fuel (produced via gasification or pyrolysis of biofuel or waste) | Engine (combustion / reciprocating) |  |  |  |  | Advanced Fuel (produced via gasification or pyrolysis of biofuel or waste) | Engine (combustion / reciprocating) | [5 empty] | Connected | 43.29 | 40 | 42.1053 | 0.35 | 0.3684 | 00:00:00 | [13 empty] | 2022-04-04 01:01
1170001247403 | 1170001247398 | Arl 027 ltd | Back lane |  | Back Lane, Calow | Chesterfield |  | S44 5XQ | United Kingdom |  |  | Chesterfield 132Kv S Stn | Staveley 33Kv S Stn |  | 33 | Western Power Distribution (East Midlands) Plc | Stored Energy (all stored energy irrespective of the original energy source) | Storage - Electrochemical (Batteries) | No |  | 0 | 21.05 | Advanced Fuel (produced via gasification or pyrolysis of biofuel or waste) | Engine (combustion / reciprocating) |  |  |  |  | Advanced Fuel (produced via gasification or pyrolysis of biofuel or waste) | Engine (combustion / reciprocating) | [5 empty] | Connected | 21.05 | 20 | 21.0526 | 20 | 21.0526 | 2021-10-21 | [13 empty] | 2022-04-04 01:01
1170001258210 | 1170000456029 | Thornton estate energy limited | Unit c weighbridge road shirebrook | Sports Direct, | Land Off, Meadow Lane, Shirebrorok | Mansfield |  | NG20 8RY | United Kingdom |  |  | Chesterfield 132Kv S Stn | Mansfield 33Kv S Stn | Acreage Lane 33 11Kv S Stn | 11 | Western Power Distribution (East Midlands) Plc | Fossil - Gas | Engine (combustion / reciprocating) | No |  | 0 | 4 | Advanced Fuel (produced via gasification or pyrolysis of biofuel or waste) | Engine (combustion / reciprocating) |  |  |  |  | Advanced Fuel (produced via gasification or pyrolysis of biofuel or waste) | Engine (combustion / reciprocating) | [5 empty] | Connected | 4 | 0.5 | 0.5263 | 15.2 | 16 | 2020-09-12 | [13 empty] | 2022-04-04 01:01
1170001258229 | 1170000456029 | Thornton estate energy limited | Unit c weighbridge road shirebrook | Sports Direct, | Land Off, Meadow Lane, Shirebrorok | Mansfield |  | NG20 8RY | United Kingdom |  |  | Chesterfield 132Kv S Stn | Mansfield 33Kv S Stn | Acreage Lane 33 11Kv S Stn | 11 | Western Power Distribution (East Midlands) Plc | Fossil - Gas | Engine (combustion / reciprocating) | No |  | 0 | 4 | Advanced Fuel (produced via gasification or pyrolysis of biofuel or waste) | Engine (combustion / reciprocating) |  |  |  |  | Advanced Fuel (produced via gasification or pyrolysis of biofuel or waste) | Engine (combustion / reciprocating) | [5 empty] | Connected | 4 | 0.5 | 0.5263 | 15.2 | 16 | 2020-09-12 | [13 empty] | 2022-04-04 01:01
1170001266061 | 1100771008647 | Arena coventry limited | Coventry city football club ltd | Ricoh Arena | Judds Lane | Coventry |  | CV6 6AQ | United Kingdom | 43423 | 28347 | Coventry 132Kv S Stn | Coventry North 33Kv S Stn | Coventry Arena 33 11Kv S Stn | 11 | Western Power Distribution (East Midlands) Plc | Fossil - Gas | Engine (combustion / reciprocating) | Yes |  | 0 | 0.35 | Advanced Fuel (produced via gasification or pyrolysis of biofuel or waste) | Engine (combustion / reciprocating) |  |  |  |  | Advanced Fuel (produced via gasification or pyrolysis of biofuel or waste) | Engine (combustion / reciprocating) | [5 empty] | Connected | 0.35 | 0.35 | 0.3684 | 2.2 | 2.3158 | 2020-03-28 | [13 empty] | 2022-04-04 01:01
1170001275660 | 1170001055777 | Emerald mk 410 limited | Magnitude 312, magna park, milton keynes | Unit 410 | Maga Park | Milton keynes |  | MK18 8EW | United Kingdom | 49167 | 23915 | East Claydon 132Kv S Stn | Bletchley 33Kv S Stn | Fen Farm 33 11Kv S Stn | 11 | Western Power Distribution (East Midlands) Plc | Solar | Photovoltaic | No |  | 0 | 2 | Advanced Fuel (produced via gasification or pyrolysis of biofuel or waste) | Engine (combustion / reciprocating) |  |  |  |  | Advanced Fuel (produced via gasification or pyrolysis of biofuel or waste) | Engine (combustion / reciprocating) | [5 empty] | Connected | 2 | 2 | 2.1053 | 2.5 | 2.6316 | 2020-05-19 | [13 empty] | 2022-04-04 01:01
1170001286040 | 1170000875295 | Simply cartons ltd | Simply cartons ltd | Simply Cartons Limited | Perry Road | Nottingham | Nottinghamshire | NG5 1GQ | United Kingdom | 45581 | 34292 | Ratcliffe On Soar 132Kv S Stn |  | Nottingham North 11Kv S Stn | 11 | Western Power Distribution (East Midlands) Plc | Solar | Photovoltaic | No |  | 0 | 1.103 | Advanced Fuel (produced via gasification or pyrolysis of biofuel or waste) | Engine (combustion / reciprocating) |  |  |  |  | Advanced Fuel (produced via gasification or pyrolysis of biofuel or waste) | Engine (combustion / reciprocating) | [5 empty] | Connected | 1.103 | 0.221 | 0.2326 | 1.2 | 1.2632 | 2020-07-07 | [13 empty] | 2022-04-04 01:01
1170001300935 | 1170001300962 | Mercia power response (wellington road) limited | Wellington road site 1 | Wellington Road - Mpr A Export | Wellington Road | Burton-on-trent |  | DE14 2DW | United Kingdom | 42338 | 32250 | Drakelow 132Kv | Burton South 33Kv S Stn | Wellington St 33 11Kv S Stn | 11 | Western Power Distribution (East Midlands) Plc | Fossil - Gas | Engine (combustion / reciprocating) | No |  | 0 | 4.3 | Advanced Fuel (produced via gasification or pyrolysis of biofuel or waste) | Engine (combustion / reciprocating) |  |  |  |  | Advanced Fuel (produced via gasification or pyrolysis of biofuel or waste) | Engine (combustion / reciprocating) | [5 empty] | Connected | 4.3 | 4.737 | 4.9863 | 0.15 | 0.1579 | 2020-11-01 | [13 empty] | 2022-04-04 01:01
1170001300980 | 1170001300971 | Mercia power response (wellington road) limited | Burton on trent, site 2, cascade works | Wellington Road - Ano B Export | Wellington Road | Burton-on-trent |  | DE14 2DW | United Kingdom | 42343 | 32245 | Drakelow 132Kv | Burton South 33Kv S Stn | Wellington St 33 11Kv S Stn | 11 | Western Power Distribution (East Midlands) Plc | Fossil - Gas | Engine (combustion / reciprocating) | No |  | 0 | 4 | Advanced Fuel (produced via gasification or pyrolysis of biofuel or waste) | Engine (combustion / reciprocating) |  |  |  |  | Advanced Fuel (produced via gasification or pyrolysis of biofuel or waste) | Engine (combustion / reciprocating) | [5 empty] | Connected | 4 | 4.737 | 4.9863 | 0.15 | 0.1579 | 2020-10-01 | [13 empty] | 2022-04-04 01:01
1170001302515 | 1170001302506 | Thornton estate energy limited | Land at sports direct |  | Weighbridge Road | Shirebrook |  | NG20 8RX | United Kingdom | 45288 | 36679 | Chesterfield 132Kv S Stn | Mansfield 33Kv S Stn |  | 33 | Western Power Distribution (East Midlands) Plc | Fossil - Gas | Engine (combustion / reciprocating) | No |  | 0 | 16.1 | Advanced Fuel (produced via gasification or pyrolysis of biofuel or waste) | Engine (combustion / reciprocating) |  |  |  |  | Advanced Fuel (produced via gasification or pyrolysis of biofuel or waste) | Engine (combustion / reciprocating) | [5 empty] | Connected | 16.1 | 20 | 21.0526 | 0.2 | 0.2105 | 2021-05-06 | [13 empty] | 2022-04-04 01:01
1170001326297 | 1170001326288 | Lightsource spv 156 limited | Hawton cotham grange pv 132kv |  | The Grange 1 Solar Park, Cotham Lane | Hawton | Nottinghamshire | NG24 3RJ | United Kingdom | 47912 | 34858 | Staythorpe C 132Kv S Stn | Staythorpe B 132Kv S Stn |  | 132 | Western Power Distribution (East Midlands) Plc | Solar | Photovoltaic | No |  | 0 | 45.85 | Advanced Fuel (produced via gasification or pyrolysis of biofuel or waste) | Engine (combustion / reciprocating) |  |  |  |  | Advanced Fuel (produced via gasification or pyrolysis of biofuel or waste) | Engine (combustion / reciprocating) | [5 empty] | Connected | 45.85 | 39.8 | 41.8947 | 0.42 | 0.4421 | 2020-12-14 | [13 empty] | 2022-04-04 01:01
1170001326311 | 1170001326302 | Uk energy reserve ltd | Battery lane bess |  | Battery Lane | Boston |  | PE21 7SU | United Kingdom | 53344 | 34248 | Walpole 132Kv S Stn | Boston 33Kv S Stn |  | 33 | Western Power Distribution (East Midlands) Plc | Stored Energy (all stored energy irrespective of the original energy source) | Storage - Electrochemical (Batteries) | No |  | 0 | 10.98 | Advanced Fuel (produced via gasification or pyrolysis of biofuel or waste) | Engine (combustion / reciprocating) |  |  |  |  | Advanced Fuel (produced via gasification or pyrolysis of biofuel or waste) | Engine (combustion / reciprocating) | [5 empty] | Connected | 10.98 | 10 | 10.5263 | 10 | 10.5263 | 2021-05-01 | [13 empty] | 2022-04-04 01:01
1170001377840 | 1170001377859 | Mercia power response (fulwood road) limited | Sutton in ashfield fulwood road north fulwood generation no1 | Fulwood Road Generation A | Fulwood Road North | Sutton in ashfield | Nottinghamshire | NG17 2NB | United Kingdom | 44705 | 35799 | Chesterfield 132Kv S Stn | Pinxton 132Kv S Stn | Pinxton 11Kv S Stn | 11 | Western Power Distribution (East Midlands) Plc | Fossil - Gas | Engine (combustion / reciprocating) | No |  | 0 | 4.47 | Fossil - Gas | Engine (combustion / reciprocating) | No |  | 0 | 1.2 | Advanced Fuel (produced via gasification or pyrolysis of biofuel or waste) | Engine (combustion / reciprocating) | [5 empty] | Connected | 5.67 | 6.315 | 6.6474 | 0.15 | 0.1579 | 2021-11-30 | [13 empty] | 2022-04-04 01:01
1170001377868 | 1170001377877 | Mercia power response (fulwood road) limited | Sutton in ashfield fulwood road north fulwood generation no2 | Fulwood Road Generation B | Fulwood Road North | Sutton in ashfield | Nottinghamshire | NG17 2NB | United Kingdom | 44708 | 35801 | Chesterfield 132Kv S Stn | Pinxton 132Kv S Stn | Pinxton 11Kv S Stn | 11 | Western Power Distribution (East Midlands) Plc | Fossil - Gas | Engine (combustion / reciprocating) | No |  | 0 | 4.47 | Advanced Fuel (produced via gasification or pyrolysis of biofuel or waste) | Engine (combustion / reciprocating) |  |  |  |  | Advanced Fuel (produced via gasification or pyrolysis of biofuel or waste) | Engine (combustion / reciprocating) | [5 empty] | Connected | 4.47 | 4.737 | 4.9863 | 0.15 | 0.1579 | 2021-04-01 | [13 empty] | 2022-04-04 01:01
1170001386250 | 1160001349730 | Ocado operating limited | Dordon, birch coppice business park | Ocado Distibution Centre | Danny Morson Way, Birch Coppice Business Park, Dordon | Tamworth | Staffordshire | B78 1SE | United Kingdom |  |  | Lea Marston 132Kv S Stn | Tamworth 33Kv S Stn | Birch Coppice 33 11Kv S Stn | 11 | Western Power Distribution (East Midlands) Plc | Biofuel - Landfill gas | Gas turbine (OCGT) | No |  | 0 | 2.676 | Advanced Fuel (produced via gasification or pyrolysis of biofuel or waste) | Engine (combustion / reciprocating) |  |  |  |  | Advanced Fuel (produced via gasification or pyrolysis of biofuel or waste) | Engine (combustion / reciprocating) | [5 empty] | Connected | 2.676 | 2.65 | 2.7895 | 5 | 5.2632 | 2015-03-01 | [13 empty] | 2022-04-04 01:01
1170001388354 | 1170001388318 | Infinis solar limited | Ling hall solar farm | Ling Hall Solar Farm | Lawford Heath Lane | Lawford heath |  | CV23 9LH | United Kingdom | 44531 | 27305 | Coventry 132Kv S Stn | Rugby 33Kv S Stn | Lawford 33 11Kv S Stn | 11 | Western Power Distribution (East Midlands) Plc | Solar | Photovoltaic | No |  | 0 | 5.5 | Advanced Fuel (produced via gasification or pyrolysis of biofuel or waste) | Engine (combustion / reciprocating) |  |  |  |  | Advanced Fuel (produced via gasification or pyrolysis of biofuel or waste) | Engine (combustion / reciprocating) | [5 empty] | Connected | 5.5 | 5.612 | 5.9074 | 0.2 | 0.2105 | 2021-03-11 | [13 empty] | 2022-04-04 01:01
1170001430430 | 1100039605078 | Burton hospitals nhs trust | Queens hospital | Burton Hospital N H S Trust Nhs Trust;Queens Hospital | Belvedere Road | Burton-on-trent | Staffordshire | DE13 0RB | United Kingdom | 42326 | 32456 | Drakelow 132Kv | Burton 132Kv S Stn | Burton 11Kv | 11 | Western Power Distribution (East Midlands) Plc | Solar | Photovoltaic | No |  | 0 | 0.04 | Advanced Fuel (produced via gasification or pyrolysis of biofuel or waste) | Engine (combustion / reciprocating) |  |  |  |  | Advanced Fuel (produced via gasification or pyrolysis of biofuel or waste) | Engine (combustion / reciprocating) | [5 empty] | Connected | 0.04 | 0.04 | 0.0421 | 4.12 | 4.3368 | 2021-05-01 | [13 empty] | 2022-04-04 01:01
1170001440456 | 1170001063341 | Frontier agriculture ltd | Barn farm frontier ag | Solar Pv Shed Four, Barn Farm | Flawforth Lane, Ruddington | Nottingham | Nottinghamshire | NG11 6NG | United Kingdom | 45919 | 33229 | Ratcliffe On Soar 132Kv S Stn | Willoughby 33Kv S Stn | Keyworth 33 11Kv S Stn | 11 | Western Power Distribution (East Midlands) Plc | Solar | Photovoltaic | No |  | 0 | 0.3 | Advanced Fuel (produced via gasification or pyrolysis of biofuel or waste) | Engine (combustion / reciprocating) |  |  |  |  | Advanced Fuel (produced via gasification or pyrolysis of biofuel or waste) | Engine (combustion / reciprocating) | [5 empty] | Connected | 0.3 | 0.3 | 0.3158 | 1.5 | 1.5789 | 2021-07-07 | [13 empty] | 2022-04-04 01:01
1170001463667 | 1170001463676 | Mwde11 limited | Lincoln sadler road denby stor site | Denby Transport Stor Site | Farrier Road, Off Sadler Road | Lincoln | Lincolnshire | LN6 3JR | United Kingdom |  |  | West Burton 132Kv S Stn | Lincoln Main No 1 33Kv S Stn | Doddington Park 33 11Kv S Stn | 11 | Western Power Distribution (East Midlands) Plc | Biofuel - Landfill gas | Gas turbine (OCGT) | No |  | 0 | 4.6 | Advanced Fuel (produced via gasification or pyrolysis of biofuel or waste) | Engine (combustion / reciprocating) |  |  |  |  | Advanced Fuel (produced via gasification or pyrolysis of biofuel or waste) | Engine (combustion / reciprocating) | [5 empty] | Connected | 4.6 | 4.6 | 4.8421 | 0.2 | 0.2105 | 2021-11-01 | [13 empty] | 2022-04-04 01:01
1170001504170 | 1170000966534 | Marstons plc | Shobnall road, marston's | Marston'S Limited Export 1 | Shobnall Road | Burton-on-trent | Staffordshire | DE14 2BW | United Kingdom | 42317 | 32338 | Drakelow 132Kv | Burton South 33Kv S Stn | Wellington St 33 11Kv S Stn | 11 | Western Power Distribution (East Midlands) Plc | Fossil - Gas | Engine (combustion / reciprocating) | Yes |  | 0 | 0.999 | Advanced Fuel (produced via gasification or pyrolysis of biofuel or waste) | Engine (combustion / reciprocating) |  |  |  |  | Advanced Fuel (produced via gasification or pyrolysis of biofuel or waste) | Engine (combustion / reciprocating) | [5 empty] | Connected | 0.999 | 0.499 | 0.5253 | 4.8 | 5.0526 | 2022-03-01 | [13 empty] | 2022-04-04 01:01
1170001504180 | 1170000966534 | Marstons plc | Shobnall road, marston's | Marstons Limited Export 2 | Shobnall Road | Burton-on-trent | Staffordshire | DE14 2BW | United Kingdom | 42317 | 32338 | Drakelow 132Kv | Burton South 33Kv S Stn | Wellington St 33 11Kv S Stn | 11 | Western Power Distribution (East Midlands) Plc | Fossil - Gas | Engine (combustion / reciprocating) | Yes |  | 0 | 0.999 | Advanced Fuel (produced via gasification or pyrolysis of biofuel or waste) | Engine (combustion / reciprocating) |  |  |  |  | Advanced Fuel (produced via gasification or pyrolysis of biofuel or waste) | Engine (combustion / reciprocating) | [5 empty] | Connected | 0.999 | 0.499 | 0.5253 | 4.8 | 5.0526 | 2022-03-01 | [13 empty] | 2022-04-04 01:01
1170001514860 | 1170001531397 | Samworth brothers limited | Charnwood bakery | Walkers Charnwood Bakery | Madeline Road | Leicester |  | LE4 1WX | United Kingdom | 45733 | 30874 | Enderby 132Kv S Stn | Leicester North 33Kv S Stn | Beaumont Leys 33 11Kv S Stn | 11 | Western Power Distribution (East Midlands) Plc | Fossil - Gas | Engine (combustion / reciprocating) | Yes |  | 0 | 1.287 | Advanced Fuel (produced via gasification or pyrolysis of biofuel or waste) | Engine (combustion / reciprocating) |  |  |  |  | Advanced Fuel (produced via gasification or pyrolysis of biofuel or waste) | Engine (combustion / reciprocating) | [5 empty] | Connected | 1.287 | 2.3 | 2.421 | 3.65 | 3.8421 | 2022-03-01 | [13 empty] | 2022-04-04 01:01
1170001519869 | 1170001531411 | Samworth brothers limited | Bradgate bakery | Bradgate Bakery | 200, Madeline Road | Leicester |  | LE4 1EX | United Kingdom | 45733 | 30874 | Enderby 132Kv S Stn | Leicester North 33Kv S Stn | Beaumont Leys 33 11Kv S Stn | 11 | Western Power Distribution (East Midlands) Plc | Fossil - Gas | Engine (combustion / reciprocating) | Yes |  | 0 | 1.7 | Advanced Fuel (produced via gasification or pyrolysis of biofuel or waste) | Engine (combustion / reciprocating) |  |  |  |  | Advanced Fuel (produced via gasification or pyrolysis of biofuel or waste) | Engine (combustion / reciprocating) | [5 empty] | Connected | 1.7 | 1 | 1.0526 | 1.5 | 1.5789 | 2022-02-01 | [13 empty] | 2022-04-04 01:01
1170001544448 | 1170001544439 | Eeb 23 ltd | Land south of gorse lane | Land South Of | Gorse Lane | Sleaford |  | NG34 8SF | United Kingdom | [5 empty] | 33 | Western Power Distribution (East Midlands) Plc | Solar | Photovoltaic | No |  | 0 | 45.6 | Advanced Fuel (produced via gasification or pyrolysis of biofuel or waste) | Engine (combustion / reciprocating) |  |  |  |  | Advanced Fuel (produced via gasification or pyrolysis of biofuel or waste) | Engine (combustion / reciprocating) | [5 empty] | Connected | 45.6 | 20.408 | 21.4821 | 0.03 | 0.0316 | 2022-05-09 | [13 empty] | 2022-04-04 01:01
1170001544642 | 1170001544633 | Eeb 23 ltd | Land south of gorse lane | Lands South Of | Gorse Lane Extension | Sleaford |  | NG34 8SF | United Kingdom | [5 empty] | 33 | Western Power Distribution (East Midlands) Plc | Solar | Photovoltaic | No |  | 0 | 22.8 | Advanced Fuel (produced via gasification or pyrolysis of biofuel or waste) | Engine (combustion / reciprocating) |  |  |  |  | Advanced Fuel (produced via gasification or pyrolysis of biofuel or waste) | Engine (combustion / reciprocating) | [5 empty] | Connected | 22.8 | 20 | 21.0526 | 0.03 | 0.0316 | 2022-05-09 | [13 empty] | 2022-04-04 01:01
1170001550520 | 1100039603911 | Glw feeds ltd | Lindum mill, ashby road | G L W Foods Limited;Lindum Mill | Ashby Road, Shepshed | Loughborough | Leicestershire | LE12 9BS | United Kingdom | 44870 | 31835 | Ratcliffe On Soar 132Kv S Stn | Loughborough 33Kv S Stn | Shepshed 33 11Kv S Stn | 11 | Western Power Distribution (East Midlands) Plc | Fossil - Gas | Engine (combustion / reciprocating) | Yes |  | 0 | 1.56 | Advanced Fuel (produced via gasification or pyrolysis of biofuel or waste) | Engine (combustion / reciprocating) |  |  |  |  | Advanced Fuel (produced via gasification or pyrolysis of biofuel or waste) | Engine (combustion / reciprocating) | [5 empty] | Connected | 1.56 | 0.156 | 0.1642 | 2.5 | 2.6316 | 2022-08-15 | [13 empty] | 2022-04-04 01:01
1412198013009 | 1411198013007 | Westland nurseries (offenham) ltd | Broadway, buckland garden nursery | Unit, Buckland Garden Nurseries | Buckland | Broadway | Worcestershire | WR12 7LY | United Kingdom | 407813 | 236223 | Feckenham 66 11Kv S Stn | Feckenham 66/11Kv | Broadway 66 11Kv S Stn | 11 | Western Power Distribution (West Midlands) Plc | Fossil - Gas | Engine (combustion / reciprocating) | No |  | 0 | 1.95 | Advanced Fuel (produced via gasification or pyrolysis of biofuel or waste) | Engine (combustion / reciprocating) |  |  |  |  | Advanced Fuel (produced via gasification or pyrolysis of biofuel or waste) | Engine (combustion / reciprocating) | [5 empty] | Connected | 1.95 | 1.95 | 2.0526 | 0.1 | 0.1053 | 2001-07-25 | [13 empty] | 2022-04-04 01:01
1421464500007 | 1423464500000 | South staffs water company | Hampton loade water treatment works | Pumping Station, Hampton Loade, Bridgnorth |  |  |  | WV15 6HD | United Kingdom | 37476 | 28705 | Bishops Wood 132Kv S Stn | Stourport 132 66 33Kv S Stn | Quatt 33 11Kv S Stn | 11 | Western Power Distribution (West Midlands) Plc | Waste | Steam turbine (thermal power plant) | Yes |  | 0 | 37.61 | Advanced Fuel (produced via gasification or pyrolysis of biofuel or waste) | Engine (combustion / reciprocating) |  |  |  |  | Advanced Fuel (produced via gasification or pyrolysis of biofuel or waste) | Engine (combustion / reciprocating) | [5 empty] | Connected | 37.61 | 8 | 8.421 | 22 | 23.1579 | 2020-04-08 | [13 empty] | 2022-04-04 01:01
1422464500009 | 1423464500000 | South staffs water company | Hampton loade water treatment works | Pumping Station |  | Hampton loade | Bridgnorth | WV15 6HD | United Kingdom | 374770 | 287065 | Bishops Wood 132Kv S Stn | Stourport 132 66 33Kv S Stn | Quatt 33 11Kv S Stn | 11 | Western Power Distribution (West Midlands) Plc | Waste | Steam turbine (thermal power plant) | Yes |  | 0 | 37.61 | Advanced Fuel (produced via gasification or pyrolysis of biofuel or waste) | Engine (combustion / reciprocating) |  |  |  |  | Advanced Fuel (produced via gasification or pyrolysis of biofuel or waste) | Engine (combustion / reciprocating) | [5 empty] | Connected | 37.61 | 8 | 8.421 | 22 | 23.1579 | 2020-04-08 | [13 empty] | 2022-04-04 01:01
1424197100005 |  | Tyseley waste | Redfern road / | Redfern Road /, Golden Hillock Road, Birmingham |  |  |  | B11 2BH | United Kingdom | 411288 | 284279 | Nechells East 132Kv S Stn | Sparkbrook 132Kv S Stn | Sparkbrook 132/11Kv | 11 | Western Power Distribution (West Midlands) Plc | Waste | Steam turbine (thermal power plant) | No |  | 0 | 32.75 | Advanced Fuel (produced via gasification or pyrolysis of biofuel or waste) | Engine (combustion / reciprocating) |  |  |  |  | Advanced Fuel (produced via gasification or pyrolysis of biofuel or waste) | Engine (combustion / reciprocating) | [5 empty] | Connected | 32.75 |  |  |  |  | 1996-07-19 | [13 empty] | 2022-04-04 01:01
1425047000009 | 1422566000004 | Solvay solutions uk limited | Oldbury, station road | Station Road, Langley, Oldbury |  |  |  | B69 4LU | United Kingdom |  |  | Oldbury 132Kv | Oldbury B 132Kv | Oldbury B 11Kv | 11 | Western Power Distribution (West Midlands) Plc | Fossil - Gas | Engine (combustion / reciprocating) | Yes |  | 0 | 1.5 | Advanced Fuel (produced via gasification or pyrolysis of biofuel or waste) | Engine (combustion / reciprocating) |  |  |  |  | Advanced Fuel (produced via gasification or pyrolysis of biofuel or waste) | Engine (combustion / reciprocating) | [5 empty] | Connected | 1.5 | 1.5 | 1.5789 | 4 | 4.2105 | 2015-09-28 | [13 empty] | 2022-04-04 01:01
1426176500009 |  | Severn trent water limited |  | Severn Trent Water Limited, Roundhill Sewage Treatment Works | Gibbett Lane, Kinver | Stourbridge | West Midlands | DY7 6PX | United Kingdom | 387346 | 283911 | Penn 132Kv S Stn | Lye 132/11Kv | Lye 11Kv | 0.4 | Western Power Distribution (West Midlands) Plc | Biofuel - Biogas from anaerobic digestion (excluding landfill & sewage) | Engine (combustion / reciprocating) | No |  | 0 | 1 | Advanced Fuel (produced via gasification or pyrolysis of biofuel or waste) | Engine (combustion / reciprocating) |  |  |  |  | Advanced Fuel (produced via gasification or pyrolysis of biofuel or waste) | Engine (combustion / reciprocating) | [5 empty] | Connected | 1 |  |  |  |  | 2006-06-25 | [13 empty] | 2022-04-04 01:01
1426234500003 | 1427234500005 | Infinis (re-gen) limited | Cold meece landfill site | Cold Meece Landfill - Export | Swynnerton, Cold Meece | Stone | Staffordshire | ST15 0QN | United Kingdom | 384804 | 332371 | Cellarhead 132Kv | Meaford C 132Kv S Stn | Cotes Heath 33 11Kv S Stn | 11 | Western Power Distribution (West Midlands) Plc | Biofuel - Landfill gas | Gas turbine (OCGT) | No |  | 0 | 1.065 | Advanced Fuel (produced via gasification or pyrolysis of biofuel or waste) | Engine (combustion / reciprocating) |  |  |  |  | Advanced Fuel (produced via gasification or pyrolysis of biofuel or waste) | Engine (combustion / reciprocating) | [5 empty] | Connected | 1.065 | 1.065 | 1.121 | 0.16 | 0.1684 | 2010-03-25 | [13 empty] | 2022-04-04 01:01
1426973500000 |  | Infinis limited | Hempstead tip | Hempstead Tip | Hempstead Lane | Gloucester | Gloucestershire | GL2 5HS | United Kingdom | 381114 | 217933 | Port Ham 132Kv S Stn | Castle Meads 33Kv S Stn | Commercial Rd 33 11Kv S Stn | 0.4 | Western Power Distribution (West Midlands) Plc | Biofuel - Landfill gas | Engine (combustion / reciprocating) | No |  | 0 | 1.06 | Advanced Fuel (produced via gasification or pyrolysis of biofuel or waste) | Engine (combustion / reciprocating) |  |  |  |  | Advanced Fuel (produced via gasification or pyrolysis of biofuel or waste) | Engine (combustion / reciprocating) | [5 empty] | Connected | 1.06 |  |  |  |  | 2006-11-03 | [13 empty] | 2022-04-04 01:01
1427655100007 | 1422226100005 | Smurfit kappa uk ltd | Smurfit kappa uk ltd | Kappa Ssk Limited | Mount Street | Birmingham | West Midlands | B7 5RE | United Kingdom | 409372 | 288761 | Nechells East 132Kv S Stn | Nechells West 132 25Kv S Stn | Nechells West 132/25/11Kv | 11 | Western Power Distribution (West Midlands) Plc | Fossil - Gas | Engine (combustion / reciprocating) | No |  | 0 | 1.947 | Fossil - Oil | Engine (combustion / reciprocating) | Yes |  | 0 | 0.889 | Advanced Fuel (produced via gasification or pyrolysis of biofuel or waste) | Engine (combustion / reciprocating) | [5 empty] | Connected | 2.836 | 6.636 | 6.9853 | 10 | 10.5263 | 2012-05-10 | [13 empty] | 2022-04-04 01:01
1430000000650 | 1460001963995 | Severn trent water limited | Minworth stw | Authority | Kingsbury Road | Sutton coldfield |  | B76 9DS | United Kingdom | 417643 | 292853 | Nechells East 132Kv S Stn | Castle Bromwich 132 11Kv S Stn | Castle Bromwich 132/11Kv | 11 | Western Power Distribution (West Midlands) Plc | Biofuel - Landfill gas | Gas turbine (OCGT) | No |  | 0 | 11.889 | Advanced Fuel (produced via gasification or pyrolysis of biofuel or waste) | Engine (combustion / reciprocating) |  |  |  |  | Advanced Fuel (produced via gasification or pyrolysis of biofuel or waste) | Engine (combustion / reciprocating) | [5 empty] | Connected | 11.889 | 8.5 | 8.9474 | 17 | 17.8947 | 2013-10-01 | [13 empty] | 2022-04-04 01:01
1430000001360 | 1430000001342 | University of birmingham | Edgbaston, university of birmingham | Maintenance Building | South West, Birmingham, Edgbaston |  |  | B15 2TT | United Kingdom | 404796 | 283448 | Kitwell 132Kv S Stn | Selly Oak 132 Transformer Site 132Kv S Stn | Selly Oak 132/11Kv | 132 | Western Power Distribution (West Midlands) Plc | Fossil - Gas | Gas turbine (OCGT) | No |  | 0 | 2.19 | Fossil - Gas | Gas turbine (OCGT) | Yes |  | 0 | 2 | Fossil - Oil | Engine (combustion / reciprocating) | Yes |  | 0 | 0.707 |  | Connected | 4.959 | 7 | 7.3684 | 30 | 31.5789 | 2016-07-22 | [13 empty] | 2022-04-04 01:01
1430000001370 | 1430000001342 | University of birmingham | Edgbaston, university of birmingham | Maintainence Building, South West, Birmingham University;142 | Edgbaston Park Road | Birmingham | West Midlands | B15 2TY | United Kingdom | 404796 | 283448 | Kitwell 132Kv S Stn | Selly Oak 132 Transformer Site 132Kv S Stn | Selly Oak 132/11Kv | 132 | Western Power Distribution (West Midlands) Plc | Fossil - Gas | Gas turbine (OCGT) | No |  | 0 | 2.19 | Fossil - Gas | Gas turbine (OCGT) | Yes |  | 0 | 2 | Fossil - Oil | Engine (combustion / reciprocating) | Yes |  | 0 | 0.707 |  | Connected | 4.959 | 7 | 7.3684 | 30 | 31.5789 | 2016-07-22 | [13 empty] | 2022-04-04 01:01
1430000005417 |  | Tyseley waste disposal ltd | Redfern road/golden hillock road | James Road | Tyseley | Birmingham | West Midlands | B11 2BH | United Kingdom | 411256 | 284151 | Nechells East 132Kv S Stn | Sparkbrook 132Kv S Stn | Sparkbrook 132/11Kv | 66 | Western Power Distribution (West Midlands) Plc | Waste | Steam turbine (thermal power plant) | No |  | 0 | 35 | Advanced Fuel (produced via gasification or pyrolysis of biofuel or waste) | Engine (combustion / reciprocating) |  |  |  |  | Advanced Fuel (produced via gasification or pyrolysis of biofuel or waste) | Engine (combustion / reciprocating) | [5 empty] | Connected | 35 | 35 | 36.8421 |  |  | 1996-04-19 | [13 empty] | 2022-04-04 01:01
1430000014262 | 1423059000004 | Severn trent water limited | Barnhurst stw | Severn Trent Water Plc: Sewage Disposal | Oxley Moor Road | Wolverhampton | West Midlands | WV9 5HN | United Kingdom | 389890 | 301589 | Bushbury D 132Kv | Bushbury C 132Kv S Stn | Bushbury B-C 132/33/11Kv | 11 | Western Power Distribution (West Midlands) Plc | Solar | Photovoltaic | No |  | 0 | 2.664 | Advanced Fuel (produced via gasification or pyrolysis of biofuel or waste) | Engine (combustion / reciprocating) |  |  |  |  | Advanced Fuel (produced via gasification or pyrolysis of biofuel or waste) | Engine (combustion / reciprocating) | [5 empty] | Connected | 2.664 | 2.664 | 2.8042 | 1.7 | 1.7895 | 2016-03-03 | [13 empty] | 2022-04-04 01:01
1430000033051 | 1422664500000, 1425861000001 | British rail | Kidsgrove | Network Rail Infrastructure Ltd, Network Rail - Kidsgrove - Export | Station Road, Kidsgrove | Stoke-on-trent | Staffordshire | ST7 1BX | United Kingdom | 383764 | 354476 | Cellarhead 132Kv | Whitfield 132 33Kv S Stn | Goldenhill Bank 33 11Kv S Stn | 25 | Western Power Distribution (West Midlands) Plc | Fossil - Oil | Engine (combustion / reciprocating) | No |  | 0 | 1 | Advanced Fuel (produced via gasification or pyrolysis of biofuel or waste) | Engine (combustion / reciprocating) |  |  |  |  | Advanced Fuel (produced via gasification or pyrolysis of biofuel or waste) | Engine (combustion / reciprocating) | [5 empty] | Connected | 1 | 1 | 1.0526 | 20 | 21.0526 | 2005-04-22 | [13 empty] | 2022-04-04 01:01
1430000033060 | 1422664500000, 1425861000001 | British rail | Kidsgrove | Network Rail Infrastructure Ltd, Network Rail - Kidsgrove - Export | Station Road, Kidsgrove | Stoke-on-trent | Staffordshire | ST7 1BX | United Kingdom | 383764 | 354476 | Cellarhead 132Kv | Whitfield 132 33Kv S Stn | Goldenhill Bank 33 11Kv S Stn | 25 | Western Power Distribution (West Midlands) Plc | Fossil - Oil | Engine (combustion / reciprocating) | No |  | 0 | 1 | Advanced Fuel (produced via gasification or pyrolysis of biofuel or waste) | Engine (combustion / reciprocating) |  |  |  |  | Advanced Fuel (produced via gasification or pyrolysis of biofuel or waste) | Engine (combustion / reciprocating) | [5 empty] | Connected | 1 | 1 | 1.0526 | 20 | 21.0526 | 2005-04-22 | [13 empty] | 2022-04-04 01:01
1430000033070 | 1423124100000, 1428564500005 | British rail | Washwood heath | Dno, Electricity Sub Station | M6 Junction 5 To Junction 6, Nechells | Solihull | West Midlands | B7 5SA | United Kingdom | 409928 | 289795 | Nechells East 132Kv S Stn | Nechells West 132 25Kv S Stn | Nechells West 132/25/11Kv | 25 | Western Power Distribution (West Midlands) Plc | Fossil - Oil | Engine (combustion / reciprocating) | No |  | 0 | 24 | Advanced Fuel (produced via gasification or pyrolysis of biofuel or waste) | Engine (combustion / reciprocating) |  |  |  |  | Advanced Fuel (produced via gasification or pyrolysis of biofuel or waste) | Engine (combustion / reciprocating) | [5 empty] | Connected | 24 | 12 | 12.6316 | 24 | 25.2632 | 2011-12-01 | [13 empty] | 2022-04-04 01:01
1430000033089 | 1423566000006 | British rail | Smethwick supply point | Network Rail Infrastructure Ltd, Network Rail - Smethwick - Export | Colliery Road | West bromwich | West Midlands | B71 4JT | United Kingdom | 402148 | 289919 | Bustleholm 132Kv S Stn | Smethwick 132 25Kv S Stn | Smethwick 132/11Kv | 25 | Western Power Distribution (West Midlands) Plc | Fossil - Oil | Engine (combustion / reciprocating) | No |  | 0 | 1 | Advanced Fuel (produced via gasification or pyrolysis of biofuel or waste) | Engine (combustion / reciprocating) |  |  |  |  | Advanced Fuel (produced via gasification or pyrolysis of biofuel or waste) | Engine (combustion / reciprocating) | [5 empty] | Connected | 1 | 1 | 1.0526 | 13 | 13.6842 | 2011-12-15 | [13 empty] | 2022-04-04 01:01
1430000033098 | 1421664500008 | British rail | Stafford | Network Rail Infrastructure Ltd, Network Rail - Stafford - Export | Victoria Road | Stafford | Staffordshire | ST16 2AF | United Kingdom | 391874 | 323044 | Bushbury D 132Kv | Stafford 132 25Kv S Stn | Stafford 132/25/11Kv | 11 | Western Power Distribution (West Midlands) Plc | Fossil - Oil | Engine (combustion / reciprocating) | No |  | 0 | 36 | Advanced Fuel (produced via gasification or pyrolysis of biofuel or waste) | Engine (combustion / reciprocating) |  |  |  |  | Advanced Fuel (produced via gasification or pyrolysis of biofuel or waste) | Engine (combustion / reciprocating) | [5 empty] | Connected | 36 | 18 | 18.9474 | 36 | 37.8947 | 2010-06-21 | [13 empty] | 2022-04-04 01:01
1430000033103 | 1421664500008 | British rail | Stafford | Network Rail Infrastructure Ltd, Network Rail - Stafford - Export | Victoria Road | Stafford | Staffordshire | ST16 2AF | United Kingdom | 391874 | 323044 | Bushbury D 132Kv | Stafford 132 25Kv S Stn | Stafford 132/25/11Kv | 11 | Western Power Distribution (West Midlands) Plc | Fossil - Oil | Engine (combustion / reciprocating) | No |  | 0 | 36 | Advanced Fuel (produced via gasification or pyrolysis of biofuel or waste) | Engine (combustion / reciprocating) |  |  |  |  | Advanced Fuel (produced via gasification or pyrolysis of biofuel or waste) | Engine (combustion / reciprocating) | [5 empty] | Connected | 36 | 18 | 18.9474 | 36 | 37.8947 | 2010-06-21 | [13 empty] | 2022-04-04 01:01
1430000033112 | 1424136000004 | British rail | Willenhall | Network Rail Infrastructure Ltd, Network Rail - Willenhall - Export | Bilston Road | Willenhall | West Midlands | WV13 2JT | United Kingdom | 396408 | 297725 | Willenhall 132 25Kv S Stn | Willenhall 132/25/11Kv | Willenhall 132/25/11Kv | 25 | Western Power Distribution (West Midlands) Plc | Fossil - Oil | Engine (combustion / reciprocating) | No |  | 0 | 11.5 | Advanced Fuel (produced via gasification or pyrolysis of biofuel or waste) | Engine (combustion / reciprocating) |  |  |  |  | Advanced Fuel (produced via gasification or pyrolysis of biofuel or waste) | Engine (combustion / reciprocating) | [5 empty] | Connected | 11.5 | 11.5 | 12.1053 | 11.5 | 12.1053 | 2010-06-14 | [13 empty] | 2022-04-04 01:01
1430000033121 | 1420286500000 | British rail | Winson green supply point | Network Rail Infrastructure Ltd, Network Rail - Winson Green - Export | Dudley Road, Winson Green | Birmingham | West Midlands | B18 4EJ | United Kingdom | 404283 | 287669 | Bustleholm 132Kv S Stn | Winson Green 132/11Kv |  | 132 | Western Power Distribution (West Midlands) Plc | Fossil - Oil | Engine (combustion / reciprocating) | No |  | 0 | 1 | Advanced Fuel (produced via gasification or pyrolysis of biofuel or waste) | Engine (combustion / reciprocating) |  |  |  |  | Advanced Fuel (produced via gasification or pyrolysis of biofuel or waste) | Engine (combustion / reciprocating) | [5 empty] | Connected | 1 | 1 | 1.0526 | 13 | 13.6842 | 2011-01-11 | [13 empty] | 2022-04-04 01:01
1430000044090 | 1423124100000, 1428564500005 | British rail | Washwood heath | Dno Sub Station, Rear Of | Star City, Watson Road, Nechells | Birmingham | West Midlands | B7 5SA | United Kingdom | 40975 | 28929 | Nechells East 132Kv S Stn | Nechells West 132 25Kv S Stn | Nechells West 132/25/11Kv | 25 | Western Power Distribution (West Midlands) Plc | Fossil - Oil | Engine (combustion / reciprocating) | No |  | 0 | 24 | Advanced Fuel (produced via gasification or pyrolysis of biofuel or waste) | Engine (combustion / reciprocating) |  |  |  |  | Advanced Fuel (produced via gasification or pyrolysis of biofuel or waste) | Engine (combustion / reciprocating) | [5 empty] | Connected | 24 | 12 | 12.6316 | 24 | 25.2632 | 2011-12-01 | [13 empty] | 2022-04-04 01:01
1430000047018 | 1460001963995 | Severn trent water limited | Minworth stw | Severn Trent Water - , Kingsbury Road, Minworth | Sutton Coldfield |  |  | B76 9DS | United Kingdom | 41640 | 29175 | Nechells East 132Kv S Stn | Castle Bromwich 132 11Kv S Stn | Castle Bromwich 132/11Kv | 11 | Western Power Distribution (West Midlands) Plc | Biofuel - Landfill gas | Gas turbine (OCGT) | No |  | 0 | 11.889 | Advanced Fuel (produced via gasification or pyrolysis of biofuel or waste) | Engine (combustion / reciprocating) |  |  |  |  | Advanced Fuel (produced via gasification or pyrolysis of biofuel or waste) | Engine (combustion / reciprocating) | [5 empty] | Connected | 11.889 | 8.5 | 8.9474 | 17 | 17.8947 | 2013-10-01 | [13 empty] | 2022-04-04 01:01
1460000610619 | 1460000610600 | Shropshire waste management limited | Betton abbots landfill | Suez Recycling And Recovery Uk, Betton Abbots Landfill Site | Betton Abbots, Cross Houses | Shrewsbury | Shropshire | SY5 6JD | United Kingdom | 351639 | 308206 | Shrewsbury 132Kv S Stn | Shrewsbury 132/33Kv | Bayston Hill 33 11Kv S Stn | 11 | Western Power Distribution (West Midlands) Plc | Biofuel - Landfill gas | Gas turbine (OCGT) | No |  | 0 | 1.37 | Advanced Fuel (produced via gasification or pyrolysis of biofuel or waste) | Engine (combustion / reciprocating) |  |  |  |  | Advanced Fuel (produced via gasification or pyrolysis of biofuel or waste) | Engine (combustion / reciprocating) | [5 empty] | Connected | 1.37 | 1.37 | 1.4421 | 0.05 | 0.0526 | 2016-01-28 | [13 empty] | 2022-04-04 01:01
1460001443384 | 1460001443375 | Cory environmental (central) limited | Vigo utopia landfill generating site | Vigo Utopia Power Limited | Coppice Lane, Walsall Wood |  |  | WS9 8TB | United Kingdom | 404813 | 302107 | Bustleholm 132Kv S Stn | Rushall 132Kv S Stn | Rushall 132/11Kv | 11 | Western Power Distribution (West Midlands) Plc | Biofuel - Landfill gas | Gas turbine (OCGT) | No |  | 0 | 2.1 | Advanced Fuel (produced via gasification or pyrolysis of biofuel or waste) | Engine (combustion / reciprocating) |  |  |  |  | Advanced Fuel (produced via gasification or pyrolysis of biofuel or waste) | Engine (combustion / reciprocating) | [5 empty] | Connected | 2.1 | 2.1 | 2.2105 | 0.08 | 0.0842 | 2006-01-01 | [13 empty] | 2022-04-04 01:01
1460001470927 | 1423713000008 | Severn trent water limited | Strongford sewage works | Strongford Export 1 | Barlaston Old Road, Barlaston | Stoke on trent |  | ST12 9EX | United Kingdom | 387793 | 339376 | Cellarhead 132Kv | Meaford C 132Kv S Stn | Meaford C 132/33/11Kv | 11 | Western Power Distribution (West Midlands) Plc | Biofuel - Landfill gas | Gas turbine (OCGT) | No |  | 0 | 2 | Advanced Fuel (produced via gasification or pyrolysis of biofuel or waste) | Engine (combustion / reciprocating) |  |  |  |  | Advanced Fuel (produced via gasification or pyrolysis of biofuel or waste) | Engine (combustion / reciprocating) | [5 empty] | Connected | 2 | 2 | 2.1053 | 8.7 | 9.1579 | 2006-01-01 | [13 empty] | 2022-04-04 01:01
1460001470936 | 1423713000008 | Severn trent water limited | Strongford sewage works | Strongford Export 2 | Barlaston Old Road, Barlaston | Stoke on trent |  | ST12 9EX | United Kingdom | 387793 | 339376 | Cellarhead 132Kv | Meaford C 132Kv S Stn | Meaford C 132/33/11Kv | 11 | Western Power Distribution (West Midlands) Plc | Biofuel - Landfill gas | Gas turbine (OCGT) | No |  | 0 | 2 | Advanced Fuel (produced via gasification or pyrolysis of biofuel or waste) | Engine (combustion / reciprocating) |  |  |  |  | Advanced Fuel (produced via gasification or pyrolysis of biofuel or waste) | Engine (combustion / reciprocating) | [5 empty] | Connected | 2 | 2 | 2.1053 | 8.7 | 9.1579 | 2006-01-01 | [13 empty] | 2022-04-04 01:01
1460001527004 |  | Grundon waste management ltd | Grundon waste management limited | Grundon Waste Management Limited, Wingmoor Farm | Stoke Orchard Road, Bishops Cleeve | Cheltenham | Gloucestershire | GL52 7DG | United Kingdom | 393781 | 227297 | Port Ham 132Kv S Stn | Cheltenham 66Kv S Stn | Bishops Cleeve 66 11Kv S Stn | 0.4 | Western Power Distribution (West Midlands) Plc | Biofuel - Landfill gas | Gas turbine (OCGT) | No |  | 0 | 2.4 | Biofuel - Landfill gas | Engine (combustion / reciprocating) | No |  | 0 | 1.8 | Advanced Fuel (produced via gasification or pyrolysis of biofuel or waste) | Engine (combustion / reciprocating) | [5 empty] | Connected | 4.2 |  |  |  |  | 2006-12-21 | [13 empty] | 2022-04-04 01:01
1460001683496 | 1427355000004 | Jack moody ltd | Hollybush farm garden centre | Hollybush Farm | Warstone Road, Shareshill | Wolverhampton | West Midlands | WV10 7LX | United Kingdom | 396404 | 306365 | Rugeley 132Kv S Stn | Cannock 132Kv S Stn | Cannock 132/11Kv | 0.4 | Western Power Distribution (West Midlands) Plc | Solar | Photovoltaic | No |  | 0 | 1.2 | Advanced Fuel (produced via gasification or pyrolysis of biofuel or waste) | Engine (combustion / reciprocating) |  |  |  |  | Advanced Fuel (produced via gasification or pyrolysis of biofuel or waste) | Engine (combustion / reciprocating) | [5 empty] | Connected | 1.2 | 0.1 | 0.1053 | 0.2 | 0.2105 | 2018-08-01 | [13 empty] | 2022-04-04 01:01
1460001741215 |  | Malvern 1 ltd | Scotia business park | Scotia Business Park Export | Scotia Road | Stoke-on-trent | Staffordshire | ST6 4HG | United Kingdom | 386332 | 350704 | Cellarhead 132Kv | Burslem 132Kv S Stn | Burslem 132/33/11Kv | 11 | Western Power Distribution (West Midlands) Plc | Biomass | Steam turbine (thermal power plant) | No |  | 0 | 3.672 | Advanced Fuel (produced via gasification or pyrolysis of biofuel or waste) | Engine (combustion / reciprocating) |  |  |  |  | Advanced Fuel (produced via gasification or pyrolysis of biofuel or waste) | Engine (combustion / reciprocating) | [5 empty] | Connected | 3.672 | 3.672 | 3.8653 | 0.3 | 0.3158 | 2007-03-05 | [13 empty] | 2022-04-04 01:01
1460001945310 | 1460001875363 | Hpref mets birmingham ltd | Birmingham, hilton birmingham metropole | Hilton Birmingham Metropole | National Exhibition Centre | Birmingham | West Midlands | B40 1PP | United Kingdom | 419416 | 283647 | Lea Marston 132Kv S Stn | Elmdon 132Kv S Stn | Elmdon 132/11Kv | 11 | Western Power Distribution (West Midlands) Plc | Fossil - Gas | Engine (combustion / reciprocating) | Yes |  | 0 | 0.14 | Advanced Fuel (produced via gasification or pyrolysis of biofuel or waste) | Engine (combustion / reciprocating) |  |  |  |  | Advanced Fuel (produced via gasification or pyrolysis of biofuel or waste) | Engine (combustion / reciprocating) | [5 empty] | Connected | 0.14 | 0.14 | 0.1474 | 2.5 | 2.6316 | 2008-12-18 | [13 empty] | 2022-04-04 01:01
1460002028958 | 1460002028498 | Dwr cymru welsh water | Eign wwtw |  | Eign Wwtw, Outfall Road | Hereford | Herefordshire | HR1 2RX | United Kingdom | 351806 | 239492 | Bishops Wood 132Kv S Stn | Hereford 66Kv S Stn | Hereford South 66 11Kv S Stn | 11 | Western Power Distribution (West Midlands) Plc | Fossil - Gas | Engine (combustion / reciprocating) | Yes |  | 0 | 2 | Advanced Fuel (produced via gasification or pyrolysis of biofuel or waste) | Engine (combustion / reciprocating) |  |  |  |  | Advanced Fuel (produced via gasification or pyrolysis of biofuel or waste) | Engine (combustion / reciprocating) | [5 empty] | Connected | 2 | 2 | 2.1053 | 1.6 | 1.6842 | 2009-09-09 | [13 empty] | 2022-04-04 01:01
1460002083355 | 1460002083346 | Green frog power 214 limited | Northwick estate | Biogas, Northwick Estates | Upton Wold | Moreton-in-marsh | Gloucestershire | GL56 9TR | United Kingdom | 413748 | 235214 | Feckenham 66 11Kv S Stn | Feckenham 66/11Kv | Broadway 66 11Kv S Stn | 66 | Western Power Distribution (West Midlands) Plc | Fossil - Oil | Engine (combustion / reciprocating) | No |  | 0 | 36.72 | Solar | Photovoltaic | No |  | 0 | 3 | Biomass | Steam turbine (thermal power plant) | [5 empty] | Connected | 39.72 | 36 | 37.8947 | 1.52 | 1.6 | 2016-09-16 | [13 empty] | 2022-04-04 01:01
1460002155902 | 1426141000000 | Severn trent water ltd | Rushmoor sewage treatment works | Rushmoor Sewage Works | Rushmoor Lane, Rushmoor | Telford |  | TF6 5EX | United Kingdom | 361730 | 313312 | Shrewsbury 132Kv S Stn | Shrewsbury 132/33Kv | Leaton 33 11Kv S Stn | 11 | Western Power Distribution (West Midlands) Plc | Biofuel - Landfill gas | Gas turbine (OCGT) | Yes |  | 0 | 1.141 | Advanced Fuel (produced via gasification or pyrolysis of biofuel or waste) | Engine (combustion / reciprocating) |  |  |  |  | Advanced Fuel (produced via gasification or pyrolysis of biofuel or waste) | Engine (combustion / reciprocating) | [5 empty] | Connected | 1.141 | 0.9 | 0.9474 | 0.9 | 0.9474 | 2017-10-01 | [13 empty] | 2022-04-04 01:01
1460002173984 | 1460002174853 | Clp envirogas | Walleys quarry landfill site | Walleys Quarry Landfill | Silverdale, Newcastle Under Lyme |  |  | ST5 6HD | United Kingdom | 383621 | 346702 | Cellarhead 132Kv | Newcastle 132Kv S Stn | Newcastle 132/11Kv | 11 | Western Power Distribution (West Midlands) Plc | Biofuel - Landfill gas | Gas turbine (OCGT) | No |  | 0 | 2 | Advanced Fuel (produced via gasification or pyrolysis of biofuel or waste) | Engine (combustion / reciprocating) |  |  |  |  | Advanced Fuel (produced via gasification or pyrolysis of biofuel or waste) | Engine (combustion / reciprocating) | [5 empty] | Connected | 2 | 2 | 2.1053 | 0.05 | 0.0526 | 2012-06-01 | [13 empty] | 2022-04-04 01:01
1460002242876 | 1460002242867 | Mark bennion | Rose hill farm | Rose Hill |  | Dymock | Gloucestershire | GL18 2EF | United Kingdom | 368154 | 233350 | Bishops Wood 132Kv S Stn | Hereford 66Kv S Stn | Dymock 66 11Kv S Stn | 11 | Western Power Distribution (West Midlands) Plc | Biomass | Steam turbine (thermal power plant) | No |  | 0 | 1.15 | Solar | Photovoltaic | No |  | 0 | 0.05 | Advanced Fuel (produced via gasification or pyrolysis of biofuel or waste) | Engine (combustion / reciprocating) | [5 empty] | Connected | 1.2 | 1.2 | 1.2632 | 0 | 0 | 2013-09-12 | [13 empty] | 2022-04-04 01:01
1460002255564 | 1421876500008 | Bristol water plc | Purton pumping station | Purton Water Treatment Works | Riddle Street, Purton | Berkeley | Gloucestershire | GL13 9HN | United Kingdom | 369497 | 203656 | Iron Acton 132Kv S Stn | Ryeford 132Kv S Stn | Berkeley 33 11Kv S Stn | 11 | Western Power Distribution (West Midlands) Plc | Biofuel - Landfill gas | Gas turbine (OCGT) | No |  | 0 | 2.4 | Solar | Photovoltaic | No |  | 0 | 0.731 | Advanced Fuel (produced via gasification or pyrolysis of biofuel or waste) | Engine (combustion / reciprocating) | [5 empty] | Connected | 3.131 | 0.8 | 0.8421 | 17 | 17.8947 | 2021-05-07 | [13 empty] | 2022-04-04 01:01
1460002256034 | 1460002083346 | Green frog power 214 limited | Northwick estate | Solar 1, Northwick Estate | Upton Wold | Moreton-in-marsh | Gloucestershire | GL56 9TR | United Kingdom | 414818 | 234836 | Feckenham 66 11Kv S Stn | Feckenham 66/11Kv | Broadway 66 11Kv S Stn | 66 | Western Power Distribution (West Midlands) Plc | Fossil - Oil | Engine (combustion / reciprocating) | No |  | 0 | 36.72 | Solar | Photovoltaic | No |  | 0 | 3 | Biomass | Steam turbine (thermal power plant) | [5 empty] | Connected | 39.72 | 36 | 37.8947 | 1.52 | 1.6 | 2016-09-16 | [13 empty] | 2022-04-04 01:01
1460002258671 | 1460002258662 | Swancote energy limited | Swancote farm generation | Swancote Farm |  | Bridgnorth | Shropshire | WV15 5HB | United Kingdom | 374173 | 293973 | Ironbridge 132Kv S Stn | Ironbridge 132 33Kv S Stn |  | 33 | Western Power Distribution (West Midlands) Plc | Biomass | Steam turbine (thermal power plant) | No |  | 0 | 2.18 | Fossil - Oil | Engine (combustion / reciprocating) | No |  | 0 | 0.18 | Advanced Fuel (produced via gasification or pyrolysis of biofuel or waste) | Engine (combustion / reciprocating) | [5 empty] | Connected | 2.36 | 2.36 | 2.4842 | 0.1 | 0.1053 | 2012-11-15 | [13 empty] | 2022-04-04 01:01
1460002267904 |  | Tittesworth water treatment works |  | Tittesworth Water Treatment Works | Leek, Staffs |  |  | ST13 8TQ | United Kingdom | 399423 | 358442 | Cellarhead 132Kv | Whitfield 132 33Kv S Stn | Leek 33 11Kv S Stn | 0.4 | Western Power Distribution (West Midlands) Plc | Fossil - Oil | Engine (combustion / reciprocating) | No |  | 0 | 1.4 | Advanced Fuel (produced via gasification or pyrolysis of biofuel or waste) | Engine (combustion / reciprocating) |  |  |  |  | Advanced Fuel (produced via gasification or pyrolysis of biofuel or waste) | Engine (combustion / reciprocating) | [5 empty] | Connected | 1.4 |  |  |  |  | 2011-11-17 | [13 empty] | 2022-04-04 01:01
1470000024888 | 1470000012571 | Severn trent water limited | Netheridge water treatment works | Duplex Export Supply - Pumping Station, Netheridge S T W | Hempsted Lane, Hempsted | Gloucester | Gloucestershire | GL2 5LF | United Kingdom | 381111 | 215703 | Port Ham 132Kv S Stn | Castle Meads 33Kv S Stn | Tuffley 33 11Kv S Stn | 11 | Western Power Distribution (West Midlands) Plc | Fossil - Oil | Engine (combustion / reciprocating) | No |  | 0 | 5 | Fossil - Oil | Engine (combustion / reciprocating) | Yes |  | 0 | 1.668 | Advanced Fuel (produced via gasification or pyrolysis of biofuel or waste) | Engine (combustion / reciprocating) | [5 empty] | Connected | 6.668 | 5 | 5.2632 | 5.6 | 5.8947 | 2012-11-30 | [13 empty] | 2022-04-04 01:01
1470000024897 | 1470000012571 | Severn trent water limited | Netheridge water treatment works | Duplex Export Supply - Pumping Station, Netheridge S T W | Hempsted Lane, Hempsted | Gloucester | Gloucestershire | GL2 5LF | United Kingdom | 381111 | 215703 | Port Ham 132Kv S Stn | Castle Meads 33Kv S Stn | Tuffley 33 11Kv S Stn | 11 | Western Power Distribution (West Midlands) Plc | Fossil - Oil | Engine (combustion / reciprocating) | No |  | 0 | 5 | Fossil - Oil | Engine (combustion / reciprocating) | Yes |  | 0 | 1.668 | Advanced Fuel (produced via gasification or pyrolysis of biofuel or waste) | Engine (combustion / reciprocating) | [5 empty] | Connected | 6.668 | 5 | 5.2632 | 5.6 | 5.8947 | 2012-11-30 | [13 empty] | 2022-04-04 01:01
1470000061755 | 1470000061746 | Cory environmental (central) limited | Highfields south landfill site | Highfields South Landfill Export | Boatmans Lane | Walsall |  | WS9 8TB | United Kingdom |  |  | Bustleholm 132Kv S Stn | Rushall 132Kv S Stn | Rushall 132/11Kv | 11 | Western Power Distribution (West Midlands) Plc | Biofuel - Landfill gas | Gas turbine (OCGT) | No |  | 0 | 2.2 | Advanced Fuel (produced via gasification or pyrolysis of biofuel or waste) | Engine (combustion / reciprocating) |  |  |  |  | Advanced Fuel (produced via gasification or pyrolysis of biofuel or waste) | Engine (combustion / reciprocating) | [5 empty] | Connected | 2.2 | 2.2 | 2.3158 | 0.05 | 0.0526 | 2012-09-14 | [13 empty] | 2022-04-04 01:01
1470000072376 | 1426704000007 | Croda leek ltd | Barnfield ind est | Croda Leek Limited (Export) | Barnfield Road | Leek | Staffordshire | ST13 5QJ | United Kingdom | 39799 | 35568 | Cellarhead 132Kv | Whitfield 132 33Kv S Stn | Leek 33 11Kv S Stn | 11 | Western Power Distribution (West Midlands) Plc | Fossil - Gas | Engine (combustion / reciprocating) | Yes |  | 0 | 0.6 | Advanced Fuel (produced via gasification or pyrolysis of biofuel or waste) | Engine (combustion / reciprocating) |  |  |  |  | Advanced Fuel (produced via gasification or pyrolysis of biofuel or waste) | Engine (combustion / reciprocating) | [5 empty] | Connected | 0.6 | 0.3 | 0.3158 | 1.3 | 1.3684 | 2012-05-25 | [13 empty] | 2022-04-04 01:01
1470000084423 | 1428773200003 | Gchq | Barnett way | 49, Intersevre | Barnett Way, Barnwood | Gloucester | Gloucestershire | GL4 3RZ | United Kingdom |  |  | Port Ham 132Kv S Stn | Eastern Avenue 132Kv S Stn | Eastern Avenue 132/11Kv | 11 | Western Power Distribution (West Midlands) Plc | Fossil - Gas | Engine (combustion / reciprocating) | Yes |  | 0 | 2.763 | Advanced Fuel (produced via gasification or pyrolysis of biofuel or waste) | Engine (combustion / reciprocating) |  |  |  |  | Advanced Fuel (produced via gasification or pyrolysis of biofuel or waste) | Engine (combustion / reciprocating) | [5 empty] | Connected | 2.763 | 0.921 | 0.9695 | 0.38 | 0.4 | 2011-03-27 | [13 empty] | 2022-04-04 01:01
1470000086147 | 1460002083346 | Green frog power 214 limited | Northwick estate | Northwick Generation, Northwick Estates | Upton Wold | Moreton in marsh | Gloucestershire | GL56 9TR | United Kingdom | 41369 | 23572 | Feckenham 66 11Kv S Stn | Feckenham 66/11Kv |  | 66 | Western Power Distribution (West Midlands) Plc | Fossil - Oil | Engine (combustion / reciprocating) | No |  | 0 | 36.72 | Solar | Photovoltaic | No |  | 0 | 3 | Biomass | Steam turbine (thermal power plant) | [5 empty] | Connected | 39.72 | 36 | 37.8947 | 1.52 | 1.6 | 2016-09-16 | [13 empty] | 2022-04-04 01:01
1470000097965 | 1470000097947 | Veolia es (uk) limited | Veolia environmental services staffordshire ltd erf | Veolia Environmental Services | The Dell, Enterprise Drive, Four Ashes | Wolverhampton | West Midlands | WV10 7DF | United Kingdom | 39230 | 30833 | Bushbury D 132Kv | Bushbury C 132Kv S Stn | Bushbury B-C 132/33/11Kv | 33 | Western Power Distribution (West Midlands) Plc | Waste | Steam turbine (thermal power plant) | No |  | 0 | 29.1 | Fossil - Oil | Engine (combustion / reciprocating) | No |  | 0 | 4.9 | Advanced Fuel (produced via gasification or pyrolysis of biofuel or waste) | Engine (combustion / reciprocating) | [5 empty] | Connected | 34 | 32 | 33.6842 | 6.3 | 6.6316 | 2013-10-01 | [13 empty] | 2022-04-04 01:01
1470000116509 | 1460000669880 | The royal wolverhampton hospitals n h s trust | New cross hospital | New Cross Hospital, New Cross Hospital | Wolverhampton Road, Heath Town | Wolverhampton | West Midlands | WV10 0QP | United Kingdom | 39359 | 30039 | Bushbury D 132Kv | Bushbury C 132Kv S Stn | Bushbury B-C 132/33/11Kv | 11 | Western Power Distribution (West Midlands) Plc | Waste | Steam-gas turbine (CCGT) | No |  | 0 | 2.69 | Fossil - Gas | Engine (combustion / reciprocating) | Yes |  | 0 | 2 | Solar | Photovoltaic | No |  | 0 | 0.11 |  | Connected | 4.8 | 2.11 | 2.221 | 4 | 4.2105 | 2020-07-21 | [13 empty] | 2022-04-04 01:01
1470000117159 | 1420661200004 | South staffordshire water plc | Pumping station | Cookley Pumping Station | Caunsall Road, Caunsall | Kidderminster |  | DY11 5YW | United Kingdom | 38444 | 28068 | Bishops Wood 132Kv S Stn | Stourport 132 66 33Kv S Stn | Kinver 33 11Kv S Stn | 11 | Western Power Distribution (West Midlands) Plc | Fossil - Oil | Engine (combustion / reciprocating) | No |  | 0 | 1 | Advanced Fuel (produced via gasification or pyrolysis of biofuel or waste) | Engine (combustion / reciprocating) |  |  |  |  | Advanced Fuel (produced via gasification or pyrolysis of biofuel or waste) | Engine (combustion / reciprocating) | [5 empty] | Connected | 1 | 1 | 1.0526 | 0.7 | 0.7368 | 2012-08-20 | [13 empty] | 2022-04-04 01:01
1470000128815 | 1470000128824 | Smarter energy solutions ltd | Witches solar park | 11Kv Metering Mpan 756593 Witches Solar Park, Witches Solar Park | Prothither Farm, Hoarwithy | Hereford |  | HR2 6QJ | United Kingdom | 35369 | 23048 | Bishops Wood 132Kv S Stn | Hereford 66Kv S Stn |  | 66 | Western Power Distribution (West Midlands) Plc | Solar | Photovoltaic | No |  | 0 | 5.28 | Advanced Fuel (produced via gasification or pyrolysis of biofuel or waste) | Engine (combustion / reciprocating) |  |  |  |  | Advanced Fuel (produced via gasification or pyrolysis of biofuel or waste) | Engine (combustion / reciprocating) | [5 empty] | Connected | 5.28 | 5.3 | 5.5789 | 0.15 | 0.1579 | 2012-12-10 | [13 empty] | 2022-04-04 01:01
1470000132031 | 1427064500006 | Severn trent water limited | Tittesworth reservoir | Tittesworth | Tittesworth Water Treatment Works | Leek | Staffordshire | ST13 8TQ | United Kingdom | 39941 | 35823 | Cellarhead 132Kv | Whitfield 132 33Kv S Stn | Leek 33 11Kv S Stn | 11 | Western Power Distribution (West Midlands) Plc | Fossil - Oil | Engine (combustion / reciprocating) | No |  | 0 | 2.261 | Advanced Fuel (produced via gasification or pyrolysis of biofuel or waste) | Engine (combustion / reciprocating) |  |  |  |  | Advanced Fuel (produced via gasification or pyrolysis of biofuel or waste) | Engine (combustion / reciprocating) | [5 empty] | Connected | 2.261 | 1.405 | 1.4789 | 0.9 | 0.9474 | 2012-12-01 | [13 empty] | 2022-04-04 01:01
1470000132096 | 1428415000002 | South staffordshire water plc | Seedy mill pumping station | Seedy Mill Schematic (Export) | Seedy Mill Waterworks, Handsacre |  |  | WS13 8HG | United Kingdom | 41046 | 31366 | Rugeley 132Kv S Stn | Lichfield 132Kv S Stn | Lichfield 132/11Kv | 11 | Western Power Distribution (West Midlands) Plc | Fossil - Oil | Engine (combustion / reciprocating) | No |  | 0 | 2.5 | Advanced Fuel (produced via gasification or pyrolysis of biofuel or waste) | Engine (combustion / reciprocating) |  |  |  |  | Advanced Fuel (produced via gasification or pyrolysis of biofuel or waste) | Engine (combustion / reciprocating) | [5 empty] | Connected | 2.5 | 2.5 | 2.6316 | 2.5 | 2.6316 | 2012-11-16 | [13 empty] | 2022-04-04 01:01
1470000174900 | 1460002083346 | Green frog power 214 limited | Northwick estate | Northwich Generation | Northwick Estate, Upton Wold | Moreton | Gloucestershire | GL56 9TR | United Kingdom | 41369 | 23572 | Feckenham 66 11Kv S Stn | Feckenham 66/11Kv |  | 66 | Western Power Distribution (West Midlands) Plc | Fossil - Oil | Engine (combustion / reciprocating) | No |  | 0 | 36.72 | Solar | Photovoltaic | No |  | 0 | 3 | Biomass | Steam turbine (thermal power plant) | [5 empty] | Connected | 39.72 | 3 | 3.1579 | 1.52 | 1.6 | 2016-09-16 | [13 empty] | 2022-04-04 01:01
1470000190530 | 1470000190520 | Veolia es shropshire ltd | Shrewsbury vanguard way | Bolingbroke House | Vanguard Way, Battlefield Enterprise Park | Shrewsbury | Shropshire | SY1 3TG | United Kingdom | 350910 | 316356 | Shrewsbury 132Kv S Stn | Shrewsbury 132/33Kv |  | 33 | Western Power Distribution (West Midlands) Plc | Waste | Steam turbine (thermal power plant) | No |  | 0 | 9 | Fossil - Oil | Engine (combustion / reciprocating) | No |  | 0 | 0.7 | Advanced Fuel (produced via gasification or pyrolysis of biofuel or waste) | Engine (combustion / reciprocating) | [5 empty] | Connected | 9.7 | 9.7 | 10.2105 | 1.4 | 1.4737 | 2014-07-31 | [13 empty] | 2022-04-04 01:01
1470000201908 | 1426664500007 | K t c ( edibles) ltd | Plot 13/14 | K T C (Edibles) Ltd;Plot 13/14 | Moorcroft Drive | Wednesbury | West Midlands | WS10 7DE | United Kingdom |  |  | Ocker Hill C 132Kv S Stn |  | Ocker Hill B 132/33/11Kv | 11 | Western Power Distribution (West Midlands) Plc | Solar | Photovoltaic | No |  | 0 | 0.221 | Advanced Fuel (produced via gasification or pyrolysis of biofuel or waste) | Engine (combustion / reciprocating) |  |  |  |  | Advanced Fuel (produced via gasification or pyrolysis of biofuel or waste) | Engine (combustion / reciprocating) | [5 empty] | Connected | 0.221 | 0.221 | 0.2326 | 1.2 | 1.2632 | 2013-06-30 | [13 empty] | 2022-04-04 01:01
1470000207626 | 1470000069026 | Tesco stores limited | Stourbridge, crown lane | Tesco Store | Crown Lane, Stourbridge |  |  | DY8 1DW | United Kingdom | 38997 | 28442 | Penn 132Kv S Stn | Lye 132/11Kv | Lye 11Kv | 11 | Western Power Distribution (West Midlands) Plc | Fossil - Gas | Engine (combustion / reciprocating) | Yes |  | 0 | 0.2 | Advanced Fuel (produced via gasification or pyrolysis of biofuel or waste) | Engine (combustion / reciprocating) |  |  |  |  | Advanced Fuel (produced via gasification or pyrolysis of biofuel or waste) | Engine (combustion / reciprocating) | [5 empty] | Connected | 0.2 | 0.2 | 0.2105 | 1.2 | 1.2632 | 2013-08-01 | [13 empty] | 2022-04-04 01:01
1470000207690 | 1425297100002 | Birmingham heartlands & solihull nhs trust | Solihull hospital | Hospital | Lode Lane | Solihull | West Midlands | B91 2JL | United Kingdom | 415443 | 279927 | Lea Marston 132Kv S Stn | Solihull 132Kv S Stn | Solihull 132/11Kv | 11 | Western Power Distribution (West Midlands) Plc | Solar | Photovoltaic | No |  | 0 | 2.5 | Fossil - Oil | Engine (combustion / reciprocating) | Yes |  | 0 | 1 | Solar | Photovoltaic | No |  | 0 | 0.312 |  | Connected | 3.812 | 3.5 | 3.6842 | 1.4 | 1.4737 | 2014-03-14 | [13 empty] | 2022-04-04 01:01
1470000214206 | 1426786100003 | Good hope hospital n h s trust | Estates department | Good Hope Hospital Nhs Trust | Rectory Road | Sutton coldfield | West Midlands | B75 7RR | United Kingdom | 41286 | 29657 | Lea Marston 132Kv S Stn | Sutton Coldfield 132Kv S Stn | Sutton Coldfield 132/11Kv | 11 | Western Power Distribution (West Midlands) Plc | Fossil - Gas | Engine (combustion / reciprocating) | Yes |  | 0 | 1.445 | Advanced Fuel (produced via gasification or pyrolysis of biofuel or waste) | Engine (combustion / reciprocating) |  |  |  |  | Advanced Fuel (produced via gasification or pyrolysis of biofuel or waste) | Engine (combustion / reciprocating) | [5 empty] | Connected | 1.445 | 1.445 | 1.5211 | 2 | 2.1053 | 2014-03-05 | [13 empty] | 2022-04-04 01:01
1470000223441 | 1470000223432 | Innovative environmental solutions uk ltd | 6 union rd |  | 6 Union Road, Oldbury | Sandwell | West Midlands | B69 3EL | United Kingdom | 39832 | 29075 | Oldbury 132Kv | Oldbury B 33Kv |  | 33 | Western Power Distribution (West Midlands) Plc | Waste | Steam turbine (thermal power plant) | No |  | 0 | 35 | Advanced Fuel (produced via gasification or pyrolysis of biofuel or waste) | Engine (combustion / reciprocating) |  |  |  |  | Advanced Fuel (produced via gasification or pyrolysis of biofuel or waste) | Engine (combustion / reciprocating) | [5 empty] | Connected | 35 | 35 | 36.8421 | 10 | 10.5263 | 2013-08-31 | [13 empty] | 2022-04-04 01:01
1470000225778 | 1423558000000 | University of wolverhampton | University of wolverhampton | Export For Generation, Md Building | Camp Street | Wolverhampton | West Midlands | WV1 1AD | United Kingdom | 39151 | 29887 | Willenhall 132 25Kv S Stn | Wolverhampton 132Kv S Stn | Wolverhampton 132/33/11Kv | 11 | Western Power Distribution (West Midlands) Plc | Fossil - Gas | Engine (combustion / reciprocating) | Yes |  | 0 | 0.18 | Advanced Fuel (produced via gasification or pyrolysis of biofuel or waste) | Engine (combustion / reciprocating) |  |  |  |  | Advanced Fuel (produced via gasification or pyrolysis of biofuel or waste) | Engine (combustion / reciprocating) | [5 empty] | Connected | 0.18 | 0.18 | 0.1895 | 1.65 | 1.7368 | 2012-03-20 | [13 empty] | 2022-04-04 01:01
1470000253455 | 1470000253473 | Stantway solar farm limited | Stantway solar park | The Strand | Stantway Lane | Westbury on severn | Gloucester Gloucestershire | GL14 1QG | United Kingdom | 37285 | 21348 | Port Ham 132Kv S Stn | Lydney 33Kv S Stn | Elton 33 11Kv S Stn | 11 | Western Power Distribution (West Midlands) Plc | Solar | Photovoltaic | No |  | 0 | 1.5 | Advanced Fuel (produced via gasification or pyrolysis of biofuel or waste) | Engine (combustion / reciprocating) |  |  |  |  | Advanced Fuel (produced via gasification or pyrolysis of biofuel or waste) | Engine (combustion / reciprocating) | [5 empty] | Connected | 1.5 | 1.5 | 1.5789 | 0.04 | 0.0421 | 2013-04-01 | [13 empty] | 2022-04-04 01:01
1470000257798 | 1470000257246 | Burton solar farm limited | Burton solar farm ltd | Burton Farm | Bishopton | Stratford-upon-avon | Warwickshire | CV37 0RW | United Kingdom | 418360 | 257080 | Feckenham 66 11Kv S Stn | Feckenham 66/11Kv | Stratford 66 11Kv S Stn | 11 | Western Power Distribution (West Midlands) Plc | Solar | Photovoltaic | No |  | 0 | 3.5 | Advanced Fuel (produced via gasification or pyrolysis of biofuel or waste) | Engine (combustion / reciprocating) |  |  |  |  | Advanced Fuel (produced via gasification or pyrolysis of biofuel or waste) | Engine (combustion / reciprocating) | [5 empty] | Connected | 3.5 | 3.5 | 3.6842 | 0.045 | 0.0474 | 2014-01-01 | [13 empty] | 2022-04-04 01:01
1470000258880 | 1460001411709 | Fuchs lubricants uk plc | Fuchs lubricants |  | Century Street, Hanley | Stoke-on-trent |  | ST1 5HU | United Kingdom | 387813 | 347747 | Cellarhead 132Kv | Stagefields 132Kv S Stn | Stagefields 132/33/11Kv | 11 | Western Power Distribution (West Midlands) Plc | Solar | Photovoltaic | No |  | 0 | 0.452 | Advanced Fuel (produced via gasification or pyrolysis of biofuel or waste) | Engine (combustion / reciprocating) |  |  |  |  | Advanced Fuel (produced via gasification or pyrolysis of biofuel or waste) | Engine (combustion / reciprocating) | [5 empty] | Connected | 0.452 | 0.452 | 0.4758 | 1.1 | 1.1579 | 2014-01-01 | [13 empty] | 2022-04-04 01:01
1470000259225 | 1470000259216 | Pingry solar ltd | Pingry farm solar | Solar Farm, Pingry Farm | Pingry Lane | Milkwall | Gloucestershire | GL16 8QD | United Kingdom | 356985 | 209466 | Port Ham 132Kv S Stn | Lydney 33Kv S Stn | Bixhead 33 11Kv S Stn | 11 | Western Power Distribution (West Midlands) Plc | Solar | Photovoltaic | No |  | 0 | 2.7 | Advanced Fuel (produced via gasification or pyrolysis of biofuel or waste) | Engine (combustion / reciprocating) |  |  |  |  | Advanced Fuel (produced via gasification or pyrolysis of biofuel or waste) | Engine (combustion / reciprocating) | [5 empty] | Connected | 2.7 | 2.7 | 2.8421 | 0.065 | 0.0684 | 2014-02-01 | [13 empty] | 2022-04-04 01:01
1470000267582 | 1414320413000 | Sainsbury's supermarkets limited | Sainsburys distribution centre, radial park, stoke | J Sainsbury Limited, Radial Park | Sideway West | Stoke-on-trent | Staffordshire | ST4 4EX | United Kingdom | 38778 | 34309 | Cellarhead 132Kv | Boothen 132Kv S Stn | Boothen 132/33/11Kv | 11 | Western Power Distribution (West Midlands) Plc | Solar | Photovoltaic | No |  | 0 | 0.623 | Advanced Fuel (produced via gasification or pyrolysis of biofuel or waste) | Engine (combustion / reciprocating) |  |  |  |  | Advanced Fuel (produced via gasification or pyrolysis of biofuel or waste) | Engine (combustion / reciprocating) | [5 empty] | Connected | 0.623 | 0.623 | 0.6558 | 1.149 | 1.2095 | 2013-12-01 | [13 empty] | 2022-04-04 01:01
1470000270353 | 1470000270344 | Robert hopkins environmental services ltd | Energy recovery services (west midlands) ltd | Robert Hopkins Environmental | Bullock Street | West bromwich |  | B70 7HE | United Kingdom | 40048 | 28996 | Ocker Hill C 132Kv S Stn |  | Black Lake 132/11Kv | 11 | Western Power Distribution (West Midlands) Plc | Biomass | Steam turbine (thermal power plant) | No |  | 0 | 4 | Biomass | Steam turbine (thermal power plant) | No |  | 0 | 4 | Advanced Fuel (produced via gasification or pyrolysis of biofuel or waste) | Engine (combustion / reciprocating) | [5 empty] | Connected | 4 | 4 | 4.2105 | 0.8 | 0.8421 | 2014-03-15 | [13 empty] | 2022-04-04 01:01
1470000270353 | 1470000270344 | Ingenious renewable energy enterprises limited | Energy recovery services (west midlands) ltd | Robert Hopkins Environmental | Bullock Street | West bromwich |  | B70 7HE | United Kingdom | 40048 | 28996 | Ocker Hill C 132Kv S Stn |  | Black Lake 132/11Kv | 11 | Western Power Distribution (West Midlands) Plc | Biomass | Steam turbine (thermal power plant) | No |  | 0 | 4 | Biomass | Steam turbine (thermal power plant) | No |  | 0 | 4 | Advanced Fuel (produced via gasification or pyrolysis of biofuel or waste) | Engine (combustion / reciprocating) | [5 empty] | Connected | 4 | 4 | 4.2105 | 0.8 | 0.8421 | 2014-03-15 | [13 empty] | 2022-04-04 01:01
1470000273451 | 1470000277632 | R & l holt ltd | Sandylands nurseries | Sandylands Nurseries | The Cross, Offenham Cross | Evesham | Worcestershire | WR11 8RB | United Kingdom | 40611 | 24536 | Feckenham 66 11Kv S Stn | Feckenham 66/11Kv | Evesham 66 11Kv S Stn | 11 | Western Power Distribution (West Midlands) Plc | Fossil - Gas | Engine (combustion / reciprocating) | Yes |  | 0 | 1.13 | Advanced Fuel (produced via gasification or pyrolysis of biofuel or waste) | Engine (combustion / reciprocating) |  |  |  |  | Advanced Fuel (produced via gasification or pyrolysis of biofuel or waste) | Engine (combustion / reciprocating) | [5 empty] | Connected | 1.13 | 1.13 | 1.1895 | 1.1 | 1.1579 | 2013-02-01 | [13 empty] | 2022-04-04 01:01
1470000275486 | 1470000275500 | Msp kent ltd | Norton hall | Norton Hall | Mickleton | Chipping campden | Gloucestershire | GL55 6PX | United Kingdom | 41483 | 24482 | Feckenham 66 11Kv S Stn | Feckenham 66/11Kv | Long Marston 66 11Kv S Stn | 11 | Western Power Distribution (West Midlands) Plc | Solar | Photovoltaic | No |  | 0 | 5 | Advanced Fuel (produced via gasification or pyrolysis of biofuel or waste) | Engine (combustion / reciprocating) |  |  |  |  | Advanced Fuel (produced via gasification or pyrolysis of biofuel or waste) | Engine (combustion / reciprocating) | [5 empty] | Connected | 5 | 5 | 5.2632 | 0.02 | 0.021 | 2014-04-01 | [13 empty] | 2022-04-04 01:01
1470000275556 | 1470000275547 | Aee renewables uk 31 limited | Says court farm | Says Court Farm | Badminton Road, Frampton Cotterell | Bristol | South Gloucestershire | BS36 2NY | United Kingdom | 368918 | 181732 | Iron Acton 132Kv S Stn | Chipping Sodbury 132Kv S Stn |  | 33 | Western Power Distribution (West Midlands) Plc | Solar | Photovoltaic | No |  | 0 | 15 | Advanced Fuel (produced via gasification or pyrolysis of biofuel or waste) | Engine (combustion / reciprocating) |  |  |  |  | Advanced Fuel (produced via gasification or pyrolysis of biofuel or waste) | Engine (combustion / reciprocating) | [5 empty] | Connected | 15 | 15 | 15.7895 | 0.02 | 0.021 | 2014-03-24 | [13 empty] | 2022-04-04 01:01
1470000277447 | 1470000290002 | Mr john taylor | Blenheim farm pv array | Blenhiem Farm Pv Array | Back Lane, , Sibford Ferris | Banbury |  | OX15 5QL | United Kingdom | 43577 | 23725 | Feckenham 66 11Kv S Stn | Feckenham 66/11Kv | Epwell 66 11Kv S Stn | 11 | Western Power Distribution (West Midlands) Plc | Solar | Photovoltaic | No |  | 0 | 1 | Advanced Fuel (produced via gasification or pyrolysis of biofuel or waste) | Engine (combustion / reciprocating) |  |  |  |  | Advanced Fuel (produced via gasification or pyrolysis of biofuel or waste) | Engine (combustion / reciprocating) | [5 empty] | Connected | 1 | 1 | 1.0526 | 0.03 | 0.0316 | 2014-01-01 | [13 empty] | 2022-04-04 01:01
1470000278097 | 1470000278088 | Sunsave 43 (epwell) limited | Epwell pv array | Epwell Grounds | Epwell | Banbury | Oxfordshire | OX15 6HF | United Kingdom | 436825 | 241029 | Feckenham 66 11Kv S Stn | Feckenham 66/11Kv | Epwell 66 11Kv S Stn | 11 | Western Power Distribution (West Midlands) Plc | Solar | Photovoltaic | No |  | 0 | 7 | Advanced Fuel (produced via gasification or pyrolysis of biofuel or waste) | Engine (combustion / reciprocating) |  |  |  |  | Advanced Fuel (produced via gasification or pyrolysis of biofuel or waste) | Engine (combustion / reciprocating) | [5 empty] | Connected | 7 | 7 | 7.3684 | 0.1 | 0.1053 | 2014-12-01 | [13 empty] | 2022-04-04 01:01
1470000278185 | 1470000278194 | Beegreen solar ltd | Hurst farm solar site | Hurst Farm | Roman Road | Lydney | Gloucestershire | GL15 4LH | United Kingdom | 36501 | 20343 | Port Ham 132Kv S Stn | Lydney 33Kv S Stn | Mead La 33 11Kv S Stn | 11 | Western Power Distribution (West Midlands) Plc | Solar | Photovoltaic | No |  | 0 | 4.1 | Advanced Fuel (produced via gasification or pyrolysis of biofuel or waste) | Engine (combustion / reciprocating) |  |  |  |  | Advanced Fuel (produced via gasification or pyrolysis of biofuel or waste) | Engine (combustion / reciprocating) | [5 empty] | Connected | 4.1 | 4.1 | 4.3158 | 0.04 | 0.0421 | 2014-01-01 | [13 empty] | 2022-04-04 01:01
1470000278343 | 1460000645514 | Mapei (uk) ltd | Mapei (uk) ltd, steelpark rd, halesowen, b62 8hd | Mapei Uk Limited | Steel Park Road | Halesowen |  | B62 8HD | United Kingdom |  |  | Kitwell 132Kv S Stn | Halesowen 132Kv S Stn | Halesowen 132/11Kv | 11 | Western Power Distribution (West Midlands) Plc | Solar | Photovoltaic | No |  | 0 | 0.25 | Advanced Fuel (produced via gasification or pyrolysis of biofuel or waste) | Engine (combustion / reciprocating) |  |  |  |  | Advanced Fuel (produced via gasification or pyrolysis of biofuel or waste) | Engine (combustion / reciprocating) | [5 empty] | Connected | 0.25 | 0.25 | 0.2632 | 1.2 | 1.2632 | 2013-12-21 | [13 empty] | 2022-04-04 01:01
1470000278478 | 1470000278487 | Bypass nurseries lspv ltd | Bypass nurseries | Bypass Nurseries | Evesham Bypass | Evesham | Worcestershire | WR11 8UB | United Kingdom | 40544 | 24498 | Feckenham 66 11Kv S Stn | Feckenham 66/11Kv | Evesham 66 11Kv S Stn | 11 | Western Power Distribution (West Midlands) Plc | Solar | Photovoltaic | No |  | 0 | 3.5 | Advanced Fuel (produced via gasification or pyrolysis of biofuel or waste) | Engine (combustion / reciprocating) |  |  |  |  | Advanced Fuel (produced via gasification or pyrolysis of biofuel or waste) | Engine (combustion / reciprocating) | [5 empty] | Connected | 3.5 | 3.5 | 3.6842 | 0.025 | 0.0263 | 2014-03-28 | [13 empty] | 2022-04-04 01:01
1470000283690 | 1470000283681 | Wss hayford farm solar park limited | Hayford farm | Hayford Farm | Westbury | Shrewsbury | Shropshire | SY5 9PF | United Kingdom | 336467 | 310360 | Shrewsbury 132Kv S Stn | Shrewsbury 132/33Kv |  | 33 | Western Power Distribution (West Midlands) Plc | Solar | Photovoltaic | No |  | 0 | 15 | Advanced Fuel (produced via gasification or pyrolysis of biofuel or waste) | Engine (combustion / reciprocating) |  |  |  |  | Advanced Fuel (produced via gasification or pyrolysis of biofuel or waste) | Engine (combustion / reciprocating) | [5 empty] | Connected | 15 | 15 | 15.7895 | 0.1 | 0.1053 | 2014-07-01 | [13 empty] | 2022-04-04 01:01
1470000289976 | 1470000289994 | Rainbows solar farm limited | Rainbows farm | Rainbow Farm | Badsey Lane, Willersey Village | North cotswolds | Worcestershire | WR11 7HF | United Kingdom | 410457 | 240836 | Feckenham 66 11Kv S Stn | Feckenham 66/11Kv | Broadway 66 11Kv S Stn | 11 | Western Power Distribution (West Midlands) Plc | Solar | Photovoltaic | No |  | 0 | 3.52 | Advanced Fuel (produced via gasification or pyrolysis of biofuel or waste) | Engine (combustion / reciprocating) |  |  |  |  | Advanced Fuel (produced via gasification or pyrolysis of biofuel or waste) | Engine (combustion / reciprocating) | [5 empty] | Connected | 3.52 | 3.52 | 3.7053 | 0.05 | 0.0526 | 2014-03-01 | [13 empty] | 2022-04-04 01:01
1470000292125 | 1415103413000 | Sainsbury's supermarkets limited | Birmingham, faraday avenue | Hams Hall Distribution Center | Faraday Avenue, Hams Hall Distribution Park | Birmingham |  | B46 1AL | United Kingdom |  |  | Lea Marston 132Kv S Stn | Hams Hall South 132Kv S Stn | Hams Hall South 132/11Kv | 11 | Western Power Distribution (West Midlands) Plc | Solar | Photovoltaic | No |  | 0 | 2.3 | Advanced Fuel (produced via gasification or pyrolysis of biofuel or waste) | Engine (combustion / reciprocating) |  |  |  |  | Advanced Fuel (produced via gasification or pyrolysis of biofuel or waste) | Engine (combustion / reciprocating) | [5 empty] | Connected | 2.3 | 2.3 | 2.421 | 2.75 | 2.8947 | 2014-02-24 | [13 empty] | 2022-04-04 01:01
1470000294196 | 1470000401399 | Rodbaston ltd | Rodbaston turbine 1 | Turbine 1, South Staffordshire College | Rodbaston, Penkridge | Stafford | Staffordshire | ST19 5PH | United Kingdom | 39238 | 31119 | Bushbury D 132Kv | Bushbury C 132Kv S Stn | Four Ashes 33 11Kv S Stn | 11 | Western Power Distribution (West Midlands) Plc | Wind | Onshore wind turbines | No |  | 0 | 2 | Advanced Fuel (produced via gasification or pyrolysis of biofuel or waste) | Engine (combustion / reciprocating) |  |  |  |  | Advanced Fuel (produced via gasification or pyrolysis of biofuel or waste) | Engine (combustion / reciprocating) | [5 empty] | Connected | 2 | 2 | 2.1053 | 0.035 | 0.0368 | 2015-08-20 | [13 empty] | 2022-04-04 01:01
1470000294201 | 1470000401404 | Rodbaston ltd | Turbine 2 south staffordshire college | Turbine 2, South Staffordshire College | Rodbaston, Penkridge | Stafford | Staffordshire | ST19 5PH | United Kingdom | 39238 | 31119 | Bushbury D 132Kv | Bushbury C 132Kv S Stn | Four Ashes 33 11Kv S Stn | 11 | Western Power Distribution (West Midlands) Plc | Wind | Onshore wind turbines | No |  | 0 | 2 | Advanced Fuel (produced via gasification or pyrolysis of biofuel or waste) | Engine (combustion / reciprocating) |  |  |  |  | Advanced Fuel (produced via gasification or pyrolysis of biofuel or waste) | Engine (combustion / reciprocating) | [5 empty] | Connected | 2 | 2 | 2.1053 | 0.035 | 0.0368 | 2015-08-21 | [13 empty] | 2022-04-04 01:01
1470000294577 | 1470000151692 | Jaguar land rover limited | Jaguar land rover i54 | Jlr 1, Jlr Engine Plant;I54 | Off Wodaston Road | Wolverhampton |  | WV6 | United Kingdom | 39053 | 30408 | Bushbury D 132Kv | Bushbury C 132Kv S Stn | I54 Busines Park 33/11Kv | 11 | Western Power Distribution (West Midlands) Plc | Solar | Photovoltaic | No |  | 0 | 6 | Advanced Fuel (produced via gasification or pyrolysis of biofuel or waste) | Engine (combustion / reciprocating) |  |  |  |  | Advanced Fuel (produced via gasification or pyrolysis of biofuel or waste) | Engine (combustion / reciprocating) | [5 empty] | Connected | 6 | 6 | 6.3158 | 20 | 21.0526 | 2014-03-10 | [13 empty] | 2022-04-04 01:01
1470000294586 | 1470000151692 | Jaguar land rover limited | Jaguar land rover i54 | Jlr 2, Jlr Engine Plant;I54 | Off Wodaston Road | Wolverhampton |  | WV6 | United Kingdom | 39053 | 30408 | Bushbury D 132Kv | Bushbury C 132Kv S Stn | I54 Busines Park 33/11Kv | 11 | Western Power Distribution (West Midlands) Plc | Solar | Photovoltaic | No |  | 0 | 6 | Advanced Fuel (produced via gasification or pyrolysis of biofuel or waste) | Engine (combustion / reciprocating) |  |  |  |  | Advanced Fuel (produced via gasification or pyrolysis of biofuel or waste) | Engine (combustion / reciprocating) | [5 empty] | Connected | 6 | 6 | 6.3158 | 20 | 21.0526 | 2014-03-10 | [13 empty] | 2022-04-04 01:01
1470000299469 | 1470000299478 | Pv growth ltd | Wroxton pv array | Wroxton Pv Array | Ironstone Road, Wroxton | Banbury | Oxfordshire | OX15 6ED | United Kingdom | 44013 | 24236 | Feckenham 66 11Kv S Stn | Feckenham 66/11Kv | Epwell 66 11Kv S Stn | 11 | Western Power Distribution (West Midlands) Plc | Solar | Photovoltaic | No |  | 0 | 1.5 | Advanced Fuel (produced via gasification or pyrolysis of biofuel or waste) | Engine (combustion / reciprocating) |  |  |  |  | Advanced Fuel (produced via gasification or pyrolysis of biofuel or waste) | Engine (combustion / reciprocating) | [5 empty] | Connected | 1.5 | 1.5 | 1.5789 | 0.07 | 0.0737 | 2014-03-31 | [13 empty] | 2022-04-04 01:01
1470000303910 | 1470000303901 | Vale green energy | Rotherdale farm | Rotherdale Farm | Long Lane | Throckmorton | Worcestershire | WR10 2JH | United Kingdom | 39657 | 25064 | Feckenham 66 11Kv S Stn | Feckenham 66/11Kv |  | 66 | Western Power Distribution (West Midlands) Plc | Solar | Photovoltaic | No |  | 0 | 15 | Advanced Fuel (produced via gasification or pyrolysis of biofuel or waste) | Engine (combustion / reciprocating) |  |  |  |  | Advanced Fuel (produced via gasification or pyrolysis of biofuel or waste) | Engine (combustion / reciprocating) | [5 empty] | Connected | 15 | 15 | 15.7895 | 0.1 | 0.1053 | 2014-06-05 | [13 empty] | 2022-04-04 01:01
1470000310059 | 1460000689707 | Ao recycling limited | Stafford park 11 | ********Export********, Hymix Limited | Stafford Park 11 | Telford | Shropshire | TF3 3AY | United Kingdom | 37202 | 30856 | Ironbridge 132Kv S Stn | Ketley 132Kv S Stn | Snedshill 33 11Kv S Stn | 11 | Western Power Distribution (West Midlands) Plc | Solar | Photovoltaic | No |  | 0 | 0.13 | Advanced Fuel (produced via gasification or pyrolysis of biofuel or waste) | Engine (combustion / reciprocating) |  |  |  |  | Advanced Fuel (produced via gasification or pyrolysis of biofuel or waste) | Engine (combustion / reciprocating) | [5 empty] | Connected | 0.13 | 0.13 | 0.1368 | 2 | 2.1053 | 2015-11-19 | [13 empty] | 2022-04-04 01:01
1470000310449 | 1460002150018 | Spirax sarco ltd | Runnings road | Spirax Sarco Limited | Runnings Road, Kingsditch Trading Estate | Cheltenham | Gloucestershire | GL51 9NQ | United Kingdom |  |  | Port Ham 132Kv S Stn | Marle Hill 132 66Kv S Stn | Marle Hill 132/66/11Kv | 11 | Western Power Distribution (West Midlands) Plc | Waste | Steam turbine (thermal power plant) | Yes |  | 0 | 0.14 | Advanced Fuel (produced via gasification or pyrolysis of biofuel or waste) | Engine (combustion / reciprocating) |  |  |  |  | Advanced Fuel (produced via gasification or pyrolysis of biofuel or waste) | Engine (combustion / reciprocating) | [5 empty] | Connected | 0.14 | 1.2 | 1.2632 | 1.5 | 1.5789 | 2014-04-04 | [13 empty] | 2022-04-04 01:01
1470000342877 | 1470000342859 | Geoff taylor | Rickfield farm | Rickfield Farm | Hook Norton Road, Milcombe | Banbury | Oxfordshire | OX15 4RZ | United Kingdom | 44045 | 23412 | Feckenham 66 11Kv S Stn | Feckenham 66/11Kv | Bloxham 66 11Kv S Stn | 11 | Western Power Distribution (West Midlands) Plc | Solar | Photovoltaic | No |  | 0 | 1 | Advanced Fuel (produced via gasification or pyrolysis of biofuel or waste) | Engine (combustion / reciprocating) |  |  |  |  | Advanced Fuel (produced via gasification or pyrolysis of biofuel or waste) | Engine (combustion / reciprocating) | [5 empty] | Connected | 1 | 1 | 1.0526 | 0.05 | 0.0526 | 2013-09-30 | [13 empty] | 2022-04-04 01:01
1470000344261 | 1470000344252 | Bowley storage & marketing | Bowley court farm | Bowley Court Farm | Bowley Lane, Bodenham | Hereford | Herefordshire | HR1 3LG | United Kingdom | 35176 | 25334 | Bishops Wood 132Kv S Stn | Hereford 66Kv S Stn | Bodenham 66 11Kv S Stn | 11 | Western Power Distribution (West Midlands) Plc | Solar | Photovoltaic | No |  | 0 | 0.8 | Fossil - Gas | Engine (combustion / reciprocating) | Yes |  | 0 | 0.5 | Advanced Fuel (produced via gasification or pyrolysis of biofuel or waste) | Engine (combustion / reciprocating) | [5 empty] | Connected | 1.3 | 1.3 | 1.3684 | 0.2 | 0.2105 | 2014-10-01 | [13 empty] | 2022-04-04 01:01
1470000344990 | 1429162200004 | Charles ransford & son ltd | Timber yard | Timber Yard | Station Street | Bishops castle | Shropshire | SY9 5AQ | United Kingdom |  |  | Bishops Wood 132Kv S Stn | Ludlow 132Kv S Stn | Bishops Castle 33 11Kv S Stn | 11 | Western Power Distribution (West Midlands) Plc | Solar | Photovoltaic | No |  | 0 | 0.5055 | Advanced Fuel (produced via gasification or pyrolysis of biofuel or waste) | Engine (combustion / reciprocating) |  |  |  |  | Advanced Fuel (produced via gasification or pyrolysis of biofuel or waste) | Engine (combustion / reciprocating) | [5 empty] | Connected | 0.5055 | 0.645 | 0.6789 | 1.325 | 1.3947 | 2014-08-26 | [13 empty] | 2022-04-04 01:01
1470000350159 | 1470000350140 | Ludlow bioenergy ltd | Land off park lane woofferton | Land Adjacent Wofferton Sawmills | Wofferton | Wofferton |  | SY8 4AW | United Kingdom |  |  | Bishops Wood 132Kv S Stn | Hereford 66Kv S Stn | Woofferton 66 11Kv S Stn | 11 | Western Power Distribution (West Midlands) Plc | Biomass | Steam turbine (thermal power plant) | No |  | 0 | 1 | Advanced Fuel (produced via gasification or pyrolysis of biofuel or waste) | Engine (combustion / reciprocating) |  |  |  |  | Advanced Fuel (produced via gasification or pyrolysis of biofuel or waste) | Engine (combustion / reciprocating) | [5 empty] | Connected | 1 | 1 | 1.0526 | 0.2 | 0.2105 | 2014-11-11 | [13 empty] | 2022-04-04 01:01
1470000360867 | 1423038100005 | Renishaw plc | New mills | Renishaw Limited | New Mills | Wotton under edge | Gloucestershire | GL12 8JR | United Kingdom |  |  | Iron Acton 132Kv S Stn | Ryeford 132Kv S Stn | Hammerley Down 33 11Kv S Stn | 11 | Western Power Distribution (West Midlands) Plc | Solar | Photovoltaic | No |  | 0 | 0.266 | Advanced Fuel (produced via gasification or pyrolysis of biofuel or waste) | Engine (combustion / reciprocating) |  |  |  |  | Advanced Fuel (produced via gasification or pyrolysis of biofuel or waste) | Engine (combustion / reciprocating) | [5 empty] | Connected | 0.266 | 0.49 | 0.5158 | 3 | 3.1579 | 2015-03-18 | [13 empty] | 2022-04-04 01:01
1470000370590 | 1470000347500 | Heaths of stockton | Stockton grange, newport | Stockton Grange | Stockton, Newport |  |  | TF10 9BA | United Kingdom |  |  | Ironbridge 132Kv S Stn | Ketley 132Kv S Stn | Newport 33 11Kv S Stn | 11 | Western Power Distribution (West Midlands) Plc | Biofuel - Landfill gas | Gas turbine (OCGT) | Yes |  | 0 | 1 | Advanced Fuel (produced via gasification or pyrolysis of biofuel or waste) | Engine (combustion / reciprocating) |  |  |  |  | Advanced Fuel (produced via gasification or pyrolysis of biofuel or waste) | Engine (combustion / reciprocating) | [5 empty] | Connected | 1 | 0.5 | 0.5263 | 0.2 | 0.2105 | 2014-01-01 | [13 empty] | 2022-04-04 01:01
1470000381050 | 1470000381069 | Borough of telford & wrekin | Telford wheat leasows solar | Wheat Leasows Solar | , Telford |  |  | TF1 6AJ | United Kingdom | 36737 | 31372 | Ironbridge 132Kv S Stn | Ironbridge 400/132Kv | Hortonwood 132 11Kv S Stn | 11 | Western Power Distribution (West Midlands) Plc | Solar | Photovoltaic | No |  | 0 | 4 | Advanced Fuel (produced via gasification or pyrolysis of biofuel or waste) | Engine (combustion / reciprocating) |  |  |  |  | Advanced Fuel (produced via gasification or pyrolysis of biofuel or waste) | Engine (combustion / reciprocating) | [5 empty] | Connected | 4 | 4 | 4.2105 | 0.05 | 0.0526 | 2014-12-10 | [13 empty] | 2022-04-04 01:01
1470000392405 | 1424870200009 | Sigeric ltd | Robinson (holdings) 75/1159, sigeric business park ltd | Lloyd George House | Fordshill Road, Rotherwas Industrial Estate | Hereford | Herefordshire | HR2 6NS | United Kingdom | 35353 | 23785 | Bishops Wood 132Kv S Stn | Hereford 66Kv S Stn | Hereford South 66 11Kv S Stn | 11 | Western Power Distribution (West Midlands) Plc | Solar | Photovoltaic | No |  | 0 | 0.2 | Fossil - Oil | Engine (combustion / reciprocating) | Yes |  | 0 | 0.05 | Advanced Fuel (produced via gasification or pyrolysis of biofuel or waste) | Engine (combustion / reciprocating) | [5 empty] | Connected | 0.25 | 0.25 | 0.2632 | 1.5 | 1.5789 | 2017-03-24 | [13 empty] | 2022-04-04 01:01
1470000398346 | 1470000398470 | Millclose solar limited | Barr farm solar | Barr Farm Solar Farm | Stafford Road | Standeford | West Midlands | WV10 7BN | United Kingdom | 391531 | 307923 | Bushbury D 132Kv | Bushbury C 132Kv S Stn | Bushbury B-C 132/33/11Kv | 11 | Western Power Distribution (West Midlands) Plc | Solar | Photovoltaic | No |  | 0 | 1.5 | Advanced Fuel (produced via gasification or pyrolysis of biofuel or waste) | Engine (combustion / reciprocating) |  |  |  |  | Advanced Fuel (produced via gasification or pyrolysis of biofuel or waste) | Engine (combustion / reciprocating) | [5 empty] | Connected | 1.5 | 1.5 | 1.5789 | 0.06 | 0.0632 | 2015-03-01 | [13 empty] | 2022-04-04 01:01
1470000401325 | 1421264100000 | Severn trent water limited | Coleshill stw food | Coleshill Stw Food;Off Edison Road | Hams Hall |  |  | B46 1DA | United Kingdom | 41931 | 29127 | Lea Marston 132Kv S Stn | Hams Hall South 132Kv S Stn | Hams Hall South 132/11Kv | 11 | Western Power Distribution (West Midlands) Plc | Fossil - Gas | Engine (combustion / reciprocating) | Yes |  | 0 | 1.7 | Advanced Fuel (produced via gasification or pyrolysis of biofuel or waste) | Engine (combustion / reciprocating) |  |  |  |  | Advanced Fuel (produced via gasification or pyrolysis of biofuel or waste) | Engine (combustion / reciprocating) | [5 empty] | Connected | 1.7 | 1.7 | 1.7895 | 3 | 3.1579 | 2014-11-05 | [13 empty] | 2022-04-04 01:01
1470000401334 | 1421264100000 | Severn trent water limited | Coleshill stw food | Coleshill Stw Food | Off Edison Road, Hams Hall |  |  | B46 1DA | United Kingdom | 41931 | 29127 | Lea Marston 132Kv S Stn | Hams Hall South 132Kv S Stn | Hams Hall South 132/11Kv | 11 | Western Power Distribution (West Midlands) Plc | Fossil - Gas | Engine (combustion / reciprocating) | Yes |  | 0 | 1.7 | Advanced Fuel (produced via gasification or pyrolysis of biofuel or waste) | Engine (combustion / reciprocating) |  |  |  |  | Advanced Fuel (produced via gasification or pyrolysis of biofuel or waste) | Engine (combustion / reciprocating) | [5 empty] | Connected | 1.7 | 1.7 | 1.7895 | 3 | 3.1579 | 2014-11-05 | [13 empty] | 2022-04-04 01:01
1470000405603 | 1470000405621 | Birmingham bio power ltd | Birmingham bio power ltd |  | Speedwell Road, Tyseley | Birmingham |  | B25 8HU | United Kingdom | 41096 | 28506 | Nechells East 132Kv S Stn | Boughton Rd 132/11Kv | Boughton Road 132/11Kv | 11 | Western Power Distribution (West Midlands) Plc | Biomass | Steam turbine (thermal power plant) | No |  | 0 | 9.5 | Fossil - Oil | Engine (combustion / reciprocating) | No |  | 0 | 0.8 | Advanced Fuel (produced via gasification or pyrolysis of biofuel or waste) | Engine (combustion / reciprocating) | [5 empty] | Connected | 10.3 | 10.3 | 10.8421 | 2.75 | 2.8947 | 2016-01-25 | [13 empty] | 2022-04-04 01:01
1470000406430 | 1470000406449 | Uk solar (lower newton) llp | Lower newton solar farm | Upper Newton Solar Farm | Draycott Road, Tean | Stoke-on-trent | Staffordshire | ST10 4JN | United Kingdom | 398770 | 338983 | Cellarhead 132Kv | Forsbrook 33Kv S Stn |  | 33 | Western Power Distribution (West Midlands) Plc | Solar | Photovoltaic | No |  | 0 | 9 | Advanced Fuel (produced via gasification or pyrolysis of biofuel or waste) | Engine (combustion / reciprocating) |  |  |  |  | Advanced Fuel (produced via gasification or pyrolysis of biofuel or waste) | Engine (combustion / reciprocating) | [5 empty] | Connected | 9 | 9 | 9.4737 | 0.05 | 0.0526 | 2015-03-11 | [13 empty] | 2022-04-04 01:01
1470000406909 | 1426489100000 | Severn trent water limited | Tewksbury, ledbury road | Severn Trent Water Limited | Mythe Road | Tewkesbury | Gloucestershire | GL20 6AA | United Kingdom |  |  | Port Ham 132Kv S Stn | Tewkesbury Grid 132/11Kv | Tewkesbury Grid 132/11Kv | 11 | Western Power Distribution (West Midlands) Plc | Fossil - Oil | Engine (combustion / reciprocating) | No |  | 0 | 3.3 | Advanced Fuel (produced via gasification or pyrolysis of biofuel or waste) | Engine (combustion / reciprocating) |  |  |  |  | Advanced Fuel (produced via gasification or pyrolysis of biofuel or waste) | Engine (combustion / reciprocating) | [5 empty] | Connected | 3.3 | 0.64 | 0.6737 | 3.7 | 3.8947 | 2014-12-10 | [13 empty] | 2022-04-04 01:01
1470000416800 | 1470000416794 | Sunsave 11 (wrockwardine farm) limited | Wrockwardine farm |  | Wrockwadine Farm, Wrockwadine | Telford | Shropshire | TF6 5DG | United Kingdom | 36102 | 31189 | Shrewsbury 132Kv S Stn | Shrewsbury 132/33Kv |  | 33 | Western Power Distribution (West Midlands) Plc | Solar | Photovoltaic | No |  | 0 | 10 | Advanced Fuel (produced via gasification or pyrolysis of biofuel or waste) | Engine (combustion / reciprocating) |  |  |  |  | Advanced Fuel (produced via gasification or pyrolysis of biofuel or waste) | Engine (combustion / reciprocating) | [5 empty] | Connected | 10 | 10 | 10.5263 | 0.16 | 0.1684 | 2015-03-31 | [13 empty] | 2022-04-04 01:01
1470000422654 | 1470000422645 | Coleford energy ltd | Milkwall solar park | Pingry Farm | Pingry Lane | Coleford | Gloucestershire | GL16 8QD | United Kingdom | 357654 | 209432 | Port Ham 132Kv S Stn | Lydney 33Kv S Stn | Bixhead 33 11Kv S Stn | 11 | Western Power Distribution (West Midlands) Plc | Solar | Photovoltaic | No |  | 0 | 2.7 | Advanced Fuel (produced via gasification or pyrolysis of biofuel or waste) | Engine (combustion / reciprocating) |  |  |  |  | Advanced Fuel (produced via gasification or pyrolysis of biofuel or waste) | Engine (combustion / reciprocating) | [5 empty] | Connected | 2.7 | 2.7 | 2.8421 | 0.05 | 0.0526 | 2015-04-01 | [13 empty] | 2022-04-04 01:01
1470000423843 | 1470000423852 | Heaths of stockton | Stockton heaths of stockton | Stockton Grange Generator | Stockton, Newport |  |  | TF10 9BA | United Kingdom | 37688 | 31698 | Ironbridge 132Kv S Stn | Ketley 132Kv S Stn | Newport 33 11Kv S Stn | 11 | Western Power Distribution (West Midlands) Plc | Biofuel - Landfill gas | Gas turbine (OCGT) | No |  | 0 | 1.55 | Advanced Fuel (produced via gasification or pyrolysis of biofuel or waste) | Engine (combustion / reciprocating) |  |  |  |  | Advanced Fuel (produced via gasification or pyrolysis of biofuel or waste) | Engine (combustion / reciprocating) | [5 empty] | Connected | 1.55 | 1.55 | 1.6316 | 0.15 | 0.1579 | 2015-08-01 | [13 empty] | 2022-04-04 01:01
1470000425549 | 1470000425530 | Ssb condover limited | Condover solar farm | Oak House | Boreton, Cross Houses | Shrewsbury | Shropshire | SY5 6HJ | United Kingdom | 351202 | 306584 | Ironbridge 132Kv S Stn | Ironbridge 132 33Kv S Stn |  | 33 | Western Power Distribution (West Midlands) Plc | Solar | Photovoltaic | No |  | 0 | 10 | Advanced Fuel (produced via gasification or pyrolysis of biofuel or waste) | Engine (combustion / reciprocating) |  |  |  |  | Advanced Fuel (produced via gasification or pyrolysis of biofuel or waste) | Engine (combustion / reciprocating) | [5 empty] | Connected | 10 | 10 | 10.5263 | 0.08 | 0.0842 | 2015-03-29 | [13 empty] | 2022-04-04 01:01
1470000426091 | 1421258100007 | Gloucestershire hospitals nhs foundation trust | Cheltenham general hospital | Export 1, Cheltenham General Hospital | Sandford Road | Cheltenham | Gloucestershire | GL53 7AN | United Kingdom | 39513 | 22164 | Port Ham 132Kv S Stn | Montpellier 132Kv S Stn | Montpellier 132/11Kv | 11 | Western Power Distribution (West Midlands) Plc | Fossil - Gas | Gas turbine (OCGT) | Yes |  | 0 | 0.543 | Advanced Fuel (produced via gasification or pyrolysis of biofuel or waste) | Engine (combustion / reciprocating) |  |  |  |  | Advanced Fuel (produced via gasification or pyrolysis of biofuel or waste) | Engine (combustion / reciprocating) | [5 empty] | Connected | 0.543 | 0.543 | 0.5716 | 3.2 | 3.3684 | 2014-06-01 | [13 empty] | 2022-04-04 01:01
1470000426107 | 1421258100007 | Gloucestershire hospitals nhs foundation trust | Cheltenham general hospital | Export 2, Cheltenham General Hospital | Sandford Road | Cheltenham | Gloucestershire | GL53 7AN | United Kingdom | 39513 | 22164 | Port Ham 132Kv S Stn | Montpellier 132Kv S Stn | Montpellier 132/11Kv | 11 | Western Power Distribution (West Midlands) Plc | Fossil - Gas | Gas turbine (OCGT) | Yes |  | 0 | 0.543 | Advanced Fuel (produced via gasification or pyrolysis of biofuel or waste) | Engine (combustion / reciprocating) |  |  |  |  | Advanced Fuel (produced via gasification or pyrolysis of biofuel or waste) | Engine (combustion / reciprocating) | [5 empty] | Connected | 0.543 | 0.543 | 0.5716 | 3.2 | 3.3684 | 2014-06-01 | [13 empty] | 2022-04-04 01:01
1470000426134 | 1470000426125 | Tower hill farm renewables limited | Land at tower hill farm | Tower Hill Farm | Tytherington Hill, Tytherington | Wotton-under-edge | Gloucestershire | GL12 8QA | United Kingdom | 367372 | 188828 | Iron Acton 132Kv S Stn | Chipping Sodbury 132Kv S Stn |  | 33 | Western Power Distribution (West Midlands) Plc | Solar | Photovoltaic | No |  | 0 | 9 | Advanced Fuel (produced via gasification or pyrolysis of biofuel or waste) | Engine (combustion / reciprocating) |  |  |  |  | Advanced Fuel (produced via gasification or pyrolysis of biofuel or waste) | Engine (combustion / reciprocating) | [5 empty] | Connected | 9 | 9 | 9.4737 | 0.1 | 0.1053 | 2015-03-24 | [13 empty] | 2022-04-04 01:01
1470000426481 | 1470000426472 | University of sheffield | Willenhall energy park | Willenhall Energy Storage | Bilston Road | Willenhall | Wolverhampton | WV13 2JL | United Kingdom | 39602 | 29751 | Willenhall 132 25Kv S Stn | Willenhall 132/25/11Kv | Willenhall 132/25/11Kv | 11 | Western Power Distribution (West Midlands) Plc | Stored Energy (all stored energy irrespective of the original energy source) | Storage - Electrochemical (Batteries) | No |  | 0 | 2.1 | Advanced Fuel (produced via gasification or pyrolysis of biofuel or waste) | Engine (combustion / reciprocating) |  |  |  |  | Advanced Fuel (produced via gasification or pyrolysis of biofuel or waste) | Engine (combustion / reciprocating) | [5 empty] | Connected | 2.1 | 2.1 | 2.2105 | 2.1 | 2.2105 | 2015-03-09 | [13 empty] | 2022-04-04 01:01
1470000429775 | 1470000429766 | Cambridge solar power ltd | Cambridge solar power | Hillhouse Farm | Bristol Road, Cambridge | Gloucester | Gloucestershire | GL2 7AN | United Kingdom | 375073 | 204168 | Iron Acton 132Kv S Stn | Ryeford 132Kv S Stn |  | 33 | Western Power Distribution (West Midlands) Plc | Solar | Photovoltaic | No |  | 0 | 30 | Advanced Fuel (produced via gasification or pyrolysis of biofuel or waste) | Engine (combustion / reciprocating) |  |  |  |  | Advanced Fuel (produced via gasification or pyrolysis of biofuel or waste) | Engine (combustion / reciprocating) | [5 empty] | Connected | 30 | 30 | 31.5789 | 0.037 | 0.0389 | 2015-03-31 | [13 empty] | 2022-04-04 01:01
1470000430103 | 1470000430089 | Lightsource spv 103 ltd | Pitchford solar farm | Pitchford Solar Farm | Pitchford | Shrewsbury | Shropshire | SY5 7DH | United Kingdom | 35166 | 30283 | Ironbridge 132Kv S Stn | Ironbridge 132 33Kv S Stn |  | 33 | Western Power Distribution (West Midlands) Plc | Solar | Photovoltaic | No |  | 0 | 15 | Advanced Fuel (produced via gasification or pyrolysis of biofuel or waste) | Engine (combustion / reciprocating) |  |  |  |  | Advanced Fuel (produced via gasification or pyrolysis of biofuel or waste) | Engine (combustion / reciprocating) | [5 empty] | Connected | 15 | 15 | 15.7895 | 0.1 | 0.1053 | 2015-03-27 | [13 empty] | 2022-04-04 01:01
1470000430274 | 1470000430265 | Helios solar 2 limited | Huddlesford lane generator, huddlesford hofm, | Grumpys Woolleys | Huddlesford Lane, Huddlesford | Lichfield | Staffordshire | WS13 8PY | United Kingdom |  |  | Rugeley 132Kv S Stn | Lichfield 132Kv S Stn | Lichfield 132/11Kv | 11 | Western Power Distribution (West Midlands) Plc | Solar | Photovoltaic | No |  | 0 | 1 | Advanced Fuel (produced via gasification or pyrolysis of biofuel or waste) | Engine (combustion / reciprocating) |  |  |  |  | Advanced Fuel (produced via gasification or pyrolysis of biofuel or waste) | Engine (combustion / reciprocating) | [5 empty] | Connected | 1 | 1 | 1.0526 | 0.1 | 0.1053 | 2015-02-12 | [13 empty] | 2022-04-04 01:01
1470000430390 | 1470000430380 | Wr11 solar limited | Sytchwythy fields | Pitwell Lane | Adlington | Evesham | Worcestershire | WR11 7ZN | United Kingdom | 40609 | 24474 | Feckenham 66 11Kv S Stn | Feckenham 66/11Kv | Evesham 66 11Kv S Stn | 11 | Western Power Distribution (West Midlands) Plc | Solar | Photovoltaic | No |  | 0 | 1.7 | Advanced Fuel (produced via gasification or pyrolysis of biofuel or waste) | Engine (combustion / reciprocating) |  |  |  |  | Advanced Fuel (produced via gasification or pyrolysis of biofuel or waste) | Engine (combustion / reciprocating) | [5 empty] | Connected | 1.7 | 1.7 | 1.7895 | 0.045 | 0.0474 | 2017-04-01 | [13 empty] | 2022-04-04 01:01
1470000431037 | 1427283500000 | Bfs group limited | Bidvest | Bidvest Logistics | Dorcus Road, Banbury | Oxfordshire |  | OX16 4XJ | United Kingdom | 44713 | 24076 | East Claydon 132Kv S Stn | Banbury 132Kv S Stn | Banbury 132/11Kv | 11 | Western Power Distribution (West Midlands) Plc | Solar | Photovoltaic | No |  | 0 | 1.1 | Advanced Fuel (produced via gasification or pyrolysis of biofuel or waste) | Engine (combustion / reciprocating) |  |  |  |  | Advanced Fuel (produced via gasification or pyrolysis of biofuel or waste) | Engine (combustion / reciprocating) | [5 empty] | Connected | 1.1 | 1.05 | 1.1053 | 1.6 | 1.6842 | 2015-07-01 | [13 empty] | 2022-04-04 01:01
1470000437758 | 1470000437749 | Sune sundorne grove solar ltd | Sundorne solar farm | Sundorne Solar Farm | Sundorne Grove | Shrewsbury | Shropshire | SY1 4TH | United Kingdom | 35219 | 31526 | Shrewsbury 132Kv S Stn | Shrewsbury 132/33Kv |  | 33 | Western Power Distribution (West Midlands) Plc | Solar | Photovoltaic | No |  | 0 | 17 | Advanced Fuel (produced via gasification or pyrolysis of biofuel or waste) | Engine (combustion / reciprocating) |  |  |  |  | Advanced Fuel (produced via gasification or pyrolysis of biofuel or waste) | Engine (combustion / reciprocating) | [5 empty] | Connected | 17 | 17 | 17.8947 | 0.5 | 0.5263 | 2015-03-31 | [13 empty] | 2022-04-04 01:01
1470000440858 | 1470000440830 | Helios solar 2 limited | Huddlesford house farm (park lane) |  | Park Lane, Whittington | Lichfield | Staffordshire | WS13 8PY | United Kingdom |  |  | Rugeley 132Kv S Stn | Lichfield 132Kv S Stn | Lichfield 132/11Kv | 11 | Western Power Distribution (West Midlands) Plc | Solar | Photovoltaic | No |  | 0 | 1 | Advanced Fuel (produced via gasification or pyrolysis of biofuel or waste) | Engine (combustion / reciprocating) |  |  |  |  | Advanced Fuel (produced via gasification or pyrolysis of biofuel or waste) | Engine (combustion / reciprocating) | [5 empty] | Connected | 1 | 1 | 1.0526 | 0.06 | 0.0632 | 2016-03-04 | [13 empty] | 2022-04-04 01:01
1470000452073 | 1470000452064 | Solar energy renewables llp | Willows pv array | Willows Farm | Chadbury Road, Lenchwick | Evesham | Worcestershire | WR11 4TG | United Kingdom | 40298 | 24726 | Feckenham 66 11Kv S Stn | Feckenham 66/11Kv | Evesham 66 11Kv S Stn | 11 | Western Power Distribution (West Midlands) Plc | Solar | Photovoltaic | No |  | 0 | 5 | Advanced Fuel (produced via gasification or pyrolysis of biofuel or waste) | Engine (combustion / reciprocating) |  |  |  |  | Advanced Fuel (produced via gasification or pyrolysis of biofuel or waste) | Engine (combustion / reciprocating) | [5 empty] | Connected | 5 | 5 | 5.2632 | 0.045 | 0.0474 | 2015-08-20 | [13 empty] | 2022-04-04 01:01
1470000455863 | 1470000455872 | Solar energy renewables llp | Evesham salford lodge solar | Salford Lodge | Pitchill | Evesham | Worcestershire | WR11 8SN | United Kingdom | 40456 | 25093 | Feckenham 66 11Kv S Stn | Feckenham 66/11Kv | Bevington 66 11Kv S Stn | 11 | Western Power Distribution (West Midlands) Plc | Solar | Photovoltaic | No |  | 0 | 5 | Advanced Fuel (produced via gasification or pyrolysis of biofuel or waste) | Engine (combustion / reciprocating) |  |  |  |  | Advanced Fuel (produced via gasification or pyrolysis of biofuel or waste) | Engine (combustion / reciprocating) | [5 empty] | Connected | 5 | 5 | 5.2632 | 0.25 | 0.2632 | 2015-06-29 | [13 empty] | 2022-04-04 01:01
1470000459014 | 1460000961710 | H weston & sons limited | Westons cider | Westons Cider | Much Marcle | Ledbury | Herefordshire | HR8 2LY | United Kingdom |  |  | Bishops Wood 132Kv S Stn | Hereford 66Kv S Stn | Dymock 66 11Kv S Stn | 11 | Western Power Distribution (West Midlands) Plc | Solar | Photovoltaic | No |  | 0 | 0.05 | Advanced Fuel (produced via gasification or pyrolysis of biofuel or waste) | Engine (combustion / reciprocating) |  |  |  |  | Advanced Fuel (produced via gasification or pyrolysis of biofuel or waste) | Engine (combustion / reciprocating) | [5 empty] | Connected | 0.05 | 0.05 | 0.0526 | 1.5 | 1.5789 | 2013-08-01 | [13 empty] | 2022-04-04 01:01
1470000461022 | 1470000461031 | Andigestion limited | Wingmoor farm,stoke orchard,bishops cleeve,cheltenham gl52 7dg | Wingmoor Farm | Stoke Orchard Road, Bishops Cleeve | Cheltenham | Gloucestershire | GL52 7DG | United Kingdom | 393942 | 227368 | Port Ham 132Kv S Stn | Cheltenham 66Kv S Stn | Bishops Cleeve 66 11Kv S Stn | 11 | Western Power Distribution (West Midlands) Plc | Fossil - Gas | Engine (combustion / reciprocating) | Yes |  | 0 | 1.975 | Solar | Photovoltaic | No |  | 0 | 0.13 | Advanced Fuel (produced via gasification or pyrolysis of biofuel or waste) | Engine (combustion / reciprocating) | [5 empty] | Connected | 2.105 | 2.105 | 2.2158 | 0.3 | 0.3158 | 2015-09-02 | [13 empty] | 2022-04-04 01:01
1470000469625 | 1428882200005 | Bridgnorth aluminium limited | Stourbridge road | Bridgnorth Aluminium | Stourbridge Road | Bridgnorth | Shropshire | WV15 6AU | United Kingdom | 37268 | 29201 | Ironbridge 132Kv S Stn | Ironbridge 132 33Kv S Stn | Star Aluminium 33 11Kv S Stn | 11 | Western Power Distribution (West Midlands) Plc | Biofuel - Biogas from anaerobic digestion (excluding landfill & sewage) | Engine (combustion / reciprocating) | Yes |  | 0 | 14.48 | Advanced Fuel (produced via gasification or pyrolysis of biofuel or waste) | Engine (combustion / reciprocating) |  |  |  |  | Advanced Fuel (produced via gasification or pyrolysis of biofuel or waste) | Engine (combustion / reciprocating) | [5 empty] | Connected | 14.48 | 3.62 | 3.8105 | 19.912 | 20.96 | 2015-11-21 | [13 empty] | 2022-04-04 01:01
1470000473765 | 1470000473756 | Mercia waste management | Hartlebury efw |  | Oak Drive, Hartlebury Trading Estate | Kidderminster | Worcestershire | DY10 4JB | United Kingdom | 38593 | 26984 | Bishops Wood 132Kv S Stn |  | Hartlebury Efw | 66 | Western Power Distribution (West Midlands) Plc | Waste | Steam turbine (thermal power plant) | No |  | 0 | 22.738 | Fossil - Oil | Engine (combustion / reciprocating) | No |  | 0 | 2.262 | Advanced Fuel (produced via gasification or pyrolysis of biofuel or waste) | Engine (combustion / reciprocating) | [5 empty] | Connected | 25 | 25 | 26.3158 | 4 | 4.2105 | 2016-04-01 | [13 empty] | 2022-04-04 01:01
1470000478736 | 1470000478727 | Upper huntingford solar limited | Upper huntingford solar farm | Upper Huntingford Farm | Charfield | Wotton-under-edge | Gloucestershire | GL12 8EY | United Kingdom | 371877 | 193712 | Iron Acton 132Kv S Stn | Ryeford 132Kv S Stn |  | 33 | Western Power Distribution (West Midlands) Plc | Solar | Photovoltaic | No |  | 0 | 6.59 | Advanced Fuel (produced via gasification or pyrolysis of biofuel or waste) | Engine (combustion / reciprocating) |  |  |  |  | Advanced Fuel (produced via gasification or pyrolysis of biofuel or waste) | Engine (combustion / reciprocating) | [5 empty] | Connected | 6.59 | 6.59 | 6.9368 | 0.04 | 0.0421 | 2015-10-05 | [13 empty] | 2022-04-04 01:01
1470000479206 | 1470000479190 | Ssoge ring o bells solar farm limited | Ring o bells solar farm | Soalr Farm, Ring O Bells Farm | Pucklechurch Road | Hinton | South Gloucestershire | SN14 8HJ | United Kingdom | 372639 | 176753 | Iron Acton 132Kv S Stn | Chipping Sodbury 132Kv S Stn |  | 33 | Western Power Distribution (West Midlands) Plc | Solar | Photovoltaic | No |  | 0 | 5 | Advanced Fuel (produced via gasification or pyrolysis of biofuel or waste) | Engine (combustion / reciprocating) |  |  |  |  | Advanced Fuel (produced via gasification or pyrolysis of biofuel or waste) | Engine (combustion / reciprocating) | [5 empty] | Connected | 5 | 5 | 5.2632 | 0.05 | 0.0526 | 2015-12-03 | [13 empty] | 2022-04-04 01:01
1470000484855 | 1429789100001 | Hollingsworth & vose co ltd | Postlip mills | Hollingsworth & Vose- Winchcombe | Postlip Mills, Winchcombe | Cheltenham |  | GL54 5BB | United Kingdom | 40088 | 22703 | Port Ham 132Kv S Stn | Cheltenham 66Kv S Stn | Alderton 66 11Kv S Stn | 11 | Western Power Distribution (West Midlands) Plc | Solar | Photovoltaic | No |  | 0 | 0.25 | Advanced Fuel (produced via gasification or pyrolysis of biofuel or waste) | Engine (combustion / reciprocating) |  |  |  |  | Advanced Fuel (produced via gasification or pyrolysis of biofuel or waste) | Engine (combustion / reciprocating) | [5 empty] | Connected | 0.25 | 0.25 | 0.2632 | 2 | 2.1053 | 2015-07-01 | [13 empty] | 2022-04-04 01:01
1470000494686 | 1423483500004 | Tb resort operations limited | Belfry resort | Belfry - Wishaw | The Belfry Resor, Lichfield Road, Wishaw | Birmingham |  | B76 9PR | United Kingdom |  |  | Lea Marston 132Kv S Stn | Hams Hall South 132Kv S Stn | Hams Hall South 132/11Kv | 11 | Western Power Distribution (West Midlands) Plc | Solar | Photovoltaic | No |  | 0 | 0.095 | Advanced Fuel (produced via gasification or pyrolysis of biofuel or waste) | Engine (combustion / reciprocating) |  |  |  |  | Advanced Fuel (produced via gasification or pyrolysis of biofuel or waste) | Engine (combustion / reciprocating) | [5 empty] | Connected | 0.095 | 0.095 | 0.1 | 1.25 | 1.3158 | 2015-08-31 | [13 empty] | 2022-04-04 01:01
1470000499425 | 1470000499434 | Blue planet solar park iv ltd | College farm solar park | College Farm | Bosty Lane | Walsall | West Midlands | WS9 0LF | United Kingdom |  |  | Bustleholm 132Kv S Stn | Rushall 132Kv S Stn | Rushall 132/11Kv | 11 | Western Power Distribution (West Midlands) Plc | Solar | Photovoltaic | No |  | 0 | 4.5 | Advanced Fuel (produced via gasification or pyrolysis of biofuel or waste) | Engine (combustion / reciprocating) |  |  |  |  | Advanced Fuel (produced via gasification or pyrolysis of biofuel or waste) | Engine (combustion / reciprocating) | [5 empty] | Connected | 4.5 | 4.5 | 4.7368 | 0.05 | 0.0526 | 2015-10-01 | [13 empty] | 2022-04-04 01:01
1470000501650 | 1470000501641 | Capital stage hall farm limited | Hall farm pv | Hall Farm | Awre | Newnham | Gloucestershire | GL14 1ES | United Kingdom | 369804 | 207483 | Port Ham 132Kv S Stn | Lydney 33Kv S Stn |  | 33 | Western Power Distribution (West Midlands) Plc | Solar | Photovoltaic | No |  | 0 | 5 | Advanced Fuel (produced via gasification or pyrolysis of biofuel or waste) | Engine (combustion / reciprocating) |  |  |  |  | Advanced Fuel (produced via gasification or pyrolysis of biofuel or waste) | Engine (combustion / reciprocating) | [5 empty] | Connected | 5 | 5 | 5.2632 | 0.015 | 0.0158 | 2015-09-09 | [13 empty] | 2022-04-04 01:01
1470000508780 | 1428193500004 | Sandwell and birmingham hospitals nhs trust | Sandwell general hospital | Sandwell District General Hospital, 1St | Lyndon | West bromwich | West Midlands | B71 4HJ | United Kingdom | 400918 | 292164 | Ocker Hill C 132Kv S Stn |  | Black Lake 132/11Kv | 11 | Western Power Distribution (West Midlands) Plc | Fossil - Oil | Engine (combustion / reciprocating) | No |  | 0 | 1.8 | Advanced Fuel (produced via gasification or pyrolysis of biofuel or waste) | Engine (combustion / reciprocating) |  |  |  |  | Advanced Fuel (produced via gasification or pyrolysis of biofuel or waste) | Engine (combustion / reciprocating) | [5 empty] | Connected | 1.8 | 1.8 | 1.8947 | 3.2 | 3.3684 | 2015-09-01 | [13 empty] | 2022-04-04 01:01
1470000508790 | 1428193500004 | Sandwell and birmingham hospitals nhs trust | Sandwell general hospital | Sandwell District General Hospital, 2Nd | Lyndon | West bromwich | West Midlands | B71 4HJ | United Kingdom | 400918 | 292164 | Ocker Hill C 132Kv S Stn |  | Black Lake 132/11Kv | 11 | Western Power Distribution (West Midlands) Plc | Fossil - Oil | Engine (combustion / reciprocating) | No |  | 0 | 1.8 | Advanced Fuel (produced via gasification or pyrolysis of biofuel or waste) | Engine (combustion / reciprocating) |  |  |  |  | Advanced Fuel (produced via gasification or pyrolysis of biofuel or waste) | Engine (combustion / reciprocating) | [5 empty] | Connected | 1.8 | 1.8 | 1.8947 | 3.2 | 3.3684 | 2015-09-01 | [13 empty] | 2022-04-04 01:01
1470000512778 | 1470000512750 | Lawn lane solar limited | The rutts and old wood | The Rutts And Old Wood | Lawn Lane, Coven | Wolverhampton | West Midlands | WV9 5BB | United Kingdom | 39044 | 30480 | Bushbury D 132Kv | Bushbury C 132Kv S Stn | Bushbury B-C 132/33/11Kv | 11 | Western Power Distribution (West Midlands) Plc | Solar | Photovoltaic | No |  | 0 | 3.84 | Advanced Fuel (produced via gasification or pyrolysis of biofuel or waste) | Engine (combustion / reciprocating) |  |  |  |  | Advanced Fuel (produced via gasification or pyrolysis of biofuel or waste) | Engine (combustion / reciprocating) | [5 empty] | Connected | 3.84 | 3.84 | 4.0421 | 0.038 | 0.04 | 2016-03-30 | [13 empty] | 2022-04-04 01:01
1470000520148 | 1460000418865 | Big bear plastic products limited | Fantastic works | Big Bear Plastics | Wassage Way | Droitwich |  | WR9 0NX | United Kingdom |  |  | Bishops Wood 132Kv S Stn | Stourport 132 66 33Kv S Stn | Droitwich 66 11Kv S Stn | 11 | Western Power Distribution (West Midlands) Plc | Solar | Photovoltaic | No |  | 0 | 0.15 | Advanced Fuel (produced via gasification or pyrolysis of biofuel or waste) | Engine (combustion / reciprocating) |  |  |  |  | Advanced Fuel (produced via gasification or pyrolysis of biofuel or waste) | Engine (combustion / reciprocating) | [5 empty] | Connected | 0.15 | 0.15 | 0.1579 | 1.2 | 1.2632 | 2015-09-01 | [13 empty] | 2022-04-04 01:01
1470000520306 | 1470000520315 | Sunsave 38 (cheshire coppice) ltd | Telford, cheshire coppice solar | Cheshire Coppice Farm | Admaston | Telford | Shropshire | TF5 0BS | United Kingdom | 362613 | 313925 | Shrewsbury 132Kv S Stn | Shrewsbury 132/33Kv | Dothill 33 11Kv S Stn | 11 | Western Power Distribution (West Midlands) Plc | Solar | Photovoltaic | No |  | 0 | 4.08 | Advanced Fuel (produced via gasification or pyrolysis of biofuel or waste) | Engine (combustion / reciprocating) |  |  |  |  | Advanced Fuel (produced via gasification or pyrolysis of biofuel or waste) | Engine (combustion / reciprocating) | [5 empty] | Connected | 4.08 | 4.08 | 4.2947 | 0.03 | 0.0316 | 2015-12-15 | [13 empty] | 2022-04-04 01:01
1470000523742 | 1416398703003 | Renishaw plc | Stroudwater business park | Renishaw | Brunel Way, Stonehouse |  |  | GL10 3TA | United Kingdom |  |  | Iron Acton 132Kv S Stn | Ryeford 132Kv S Stn | Ryeford 132/33/11Kv | 11 | Western Power Distribution (West Midlands) Plc | Solar | Photovoltaic | No |  | 0 | 0.649 | Advanced Fuel (produced via gasification or pyrolysis of biofuel or waste) | Engine (combustion / reciprocating) |  |  |  |  | Advanced Fuel (produced via gasification or pyrolysis of biofuel or waste) | Engine (combustion / reciprocating) | [5 empty] | Connected | 0.649 | 0.5 | 0.5263 | 1.5 | 1.5789 | 2020-02-11 | [13 empty] | 2022-04-04 01:01
1470000529600 | 1470000529568 | Grange solar limited | The grange solar farm | Rymes Farm | Malswick | Newent | Gloucestershire | GL18 1HE | United Kingdom | 37447 | 22493 | Bishops Wood 132Kv S Stn | Hereford 66Kv S Stn | Newent 66 11Kv S Stn | 11 | Western Power Distribution (West Midlands) Plc | Solar | Photovoltaic | No |  | 0 | 4.44 | Advanced Fuel (produced via gasification or pyrolysis of biofuel or waste) | Engine (combustion / reciprocating) |  |  |  |  | Advanced Fuel (produced via gasification or pyrolysis of biofuel or waste) | Engine (combustion / reciprocating) | [5 empty] | Connected | 4.44 | 4.44 | 4.6737 | 0.05 | 0.0526 | 2016-03-30 | [13 empty] | 2022-04-04 01:01
1470000529629 | 1470000256907 | Tulip ltd | Tulip bacon ltd | Hv Supply, Westerleigh Abbatoir | Oakley Green, Westerleigh | Bristol |  | BS37 8QZ | United Kingdom | 36925 | 17892 | Iron Acton 132Kv S Stn | Chipping Sodbury 132Kv S Stn | Oxbridge 33 11Kv S Stn | 11 | Western Power Distribution (West Midlands) Plc | Solar | Photovoltaic | No |  | 0 | 0.21 | Advanced Fuel (produced via gasification or pyrolysis of biofuel or waste) | Engine (combustion / reciprocating) |  |  |  |  | Advanced Fuel (produced via gasification or pyrolysis of biofuel or waste) | Engine (combustion / reciprocating) | [5 empty] | Connected | 0.21 | 0.21 | 0.221 | 3 | 3.1579 | 2015-10-01 | [13 empty] | 2022-04-04 01:01
1470000529638 | 1470000529610 | Rymes solar ltd | The rymes | Rymes Farm | Malswick | Newent | Gloucestershire | GL19 3AJ | United Kingdom | 37479 | 22458 | Bishops Wood 132Kv S Stn | Hereford 66Kv S Stn | Newent 66 11Kv S Stn | 11 | Western Power Distribution (West Midlands) Plc | Solar | Photovoltaic | No |  | 0 | 3.96 | Advanced Fuel (produced via gasification or pyrolysis of biofuel or waste) | Engine (combustion / reciprocating) |  |  |  |  | Advanced Fuel (produced via gasification or pyrolysis of biofuel or waste) | Engine (combustion / reciprocating) | [5 empty] | Connected | 3.96 | 3.96 | 4.1684 | 0.05 | 0.0526 | 2017-01-28 | [13 empty] | 2022-04-04 01:01
1470000533253 | 1470000533244 | Troughton farm solar limited | Troughton farm | Troughton Farm | Tredington Court, Tredington | Tewkesbury | Gloucester | GL20 7BW | United Kingdom | 39149 | 22870 | Port Ham 132Kv S Stn |  |  | 132 | Western Power Distribution (West Midlands) Plc | Solar | Photovoltaic | No |  | 0 | 24.66 | Advanced Fuel (produced via gasification or pyrolysis of biofuel or waste) | Engine (combustion / reciprocating) |  |  |  |  | Advanced Fuel (produced via gasification or pyrolysis of biofuel or waste) | Engine (combustion / reciprocating) | [5 empty] | Connected | 24.66 | 25 | 26.3158 | 0.06 | 0.0632 | 2016-03-23 | [13 empty] | 2022-04-04 01:01
1470000534113 | 1415501313003 | Lyreco uk ltd | Telford, deer park court | Unit 5 | Deer Park Court, Donnington Wood | Telford | Shropshire | TF2 7NB | United Kingdom | 37146 | 31203 | Ironbridge 132Kv S Stn | Ketley 132Kv S Stn | Snedshill 33 11Kv S Stn | 11 | Western Power Distribution (West Midlands) Plc | Solar | Photovoltaic | No |  | 0 | 3.821 | Stored Energy (all stored energy irrespective of the original energy source) | Storage - Electrochemical (Batteries) | No |  | 0 | 0.525 | Advanced Fuel (produced via gasification or pyrolysis of biofuel or waste) | Engine (combustion / reciprocating) | [5 empty] | Connected | 4.346 | 3.661 | 3.8537 | 1.3 | 1.3684 | 2017-11-02 | [13 empty] | 2022-04-04 01:01
1470000535890 | 1470000535881 | Inrg (solar parks) 14 ltd | Lower fields (mount) farm | Lower Fields | Mount Farm, Longdon Hill, Wickhampton | Evesham | Worcestershire | WR11 7RP | United Kingdom | 40498 | 23988 | Feckenham 66 11Kv S Stn | Feckenham 66/11Kv |  | 66 | Western Power Distribution (West Midlands) Plc | Solar | Photovoltaic | No |  | 0 | 17 | Advanced Fuel (produced via gasification or pyrolysis of biofuel or waste) | Engine (combustion / reciprocating) |  |  |  |  | Advanced Fuel (produced via gasification or pyrolysis of biofuel or waste) | Engine (combustion / reciprocating) | [5 empty] | Connected | 17 | 17 | 17.8947 | 0.035 | 0.0368 | 2016-03-23 | [13 empty] | 2022-04-04 01:01
1470000540552 | 1470000540543 | Beegreen solar ltd | Yorkley farm | Yorkley Court Farm |  | Yorkley | Gloucestershire | GL15 4TY | United Kingdom | 36329 | 20495 | Port Ham 132Kv S Stn | Lydney 33Kv S Stn |  | 33 | Western Power Distribution (West Midlands) Plc | Solar | Photovoltaic | No |  | 0 | 5 | Advanced Fuel (produced via gasification or pyrolysis of biofuel or waste) | Engine (combustion / reciprocating) |  |  |  |  | Advanced Fuel (produced via gasification or pyrolysis of biofuel or waste) | Engine (combustion / reciprocating) | [5 empty] | Connected | 5 | 5 | 5.2632 | 0.05 | 0.0526 | 2015-12-16 | [13 empty] | 2022-04-04 01:01
1470000542806 | 1470000542790 | Actrees solar power limited | Actrees farm |  | Heathfield, Alkington | Berkeley | Gloucestershire | GL13 9PP | United Kingdom | 370204 | 198445 | Iron Acton 132Kv S Stn | Ryeford 132Kv S Stn |  | 33 | Western Power Distribution (West Midlands) Plc | Solar | Photovoltaic | No |  | 0 | 4.5 | Advanced Fuel (produced via gasification or pyrolysis of biofuel or waste) | Engine (combustion / reciprocating) |  |  |  |  | Advanced Fuel (produced via gasification or pyrolysis of biofuel or waste) | Engine (combustion / reciprocating) | [5 empty] | Connected | 4.5 | 4.5 | 4.7368 | 0.02 | 0.021 | 2016-01-15 | [13 empty] | 2022-04-04 01:01
1470000542842 | 1470000542833 | Uk capacity reserve limited | Uk capacity reserve ltd |  | Former Gas Works Site, Bristol Road | Gloucester | Gloucestershire | GL2 5YA | United Kingdom | 38198 | 21587 | Port Ham 132Kv S Stn | Castle Meads 33Kv S Stn | Tuffley 33 11Kv S Stn | 33 | Western Power Distribution (West Midlands) Plc | Fossil - Gas | Engine (combustion / reciprocating) | No |  | 0 | 20 | Advanced Fuel (produced via gasification or pyrolysis of biofuel or waste) | Engine (combustion / reciprocating) |  |  |  |  | Advanced Fuel (produced via gasification or pyrolysis of biofuel or waste) | Engine (combustion / reciprocating) | [5 empty] | Connected | 20 | 20 | 21.0526 | 0.025 | 0.0263 | 2016-08-01 | [13 empty] | 2022-04-04 01:01
1470000544014 | 1460001651740 | Dpd group uk limited | Dpd group uk limited | Dpd Group Uk Limited, - | Broadwell Road | Oldbury |  | B69 4DA | United Kingdom | 39968 | 28961 | Oldbury 132Kv | Oldbury B 132Kv | Oldbury B 11Kv | 11 | Western Power Distribution (West Midlands) Plc | Solar | Photovoltaic | No |  | 0 | 1 | Advanced Fuel (produced via gasification or pyrolysis of biofuel or waste) | Engine (combustion / reciprocating) |  |  |  |  | Advanced Fuel (produced via gasification or pyrolysis of biofuel or waste) | Engine (combustion / reciprocating) | [5 empty] | Connected | 1 | 0.499 | 0.5253 | 1.26 | 1.3263 | 2016-11-01 | [13 empty] | 2022-04-04 01:01
1470000544510 | 1460001835750 | Severn trent water limited | Trimpley water treatment works | - | Trimpley Solar Park | Trimpley | Worcestershire | DY12 1PJ | United Kingdom | 37716 | 27895 | Bishops Wood 132Kv S Stn | Stourport 132 66 33Kv S Stn | Wribbenhall 33 11Kv S Stn | 11 | Western Power Distribution (West Midlands) Plc | Solar | Photovoltaic | No |  | 0 | 0.395 | Advanced Fuel (produced via gasification or pyrolysis of biofuel or waste) | Engine (combustion / reciprocating) |  |  |  |  | Advanced Fuel (produced via gasification or pyrolysis of biofuel or waste) | Engine (combustion / reciprocating) | [5 empty] | Connected | 0.395 | 0.395 | 0.4158 | 5.5 | 5.7895 | 2016-03-24 | [13 empty] | 2022-04-04 01:01
1470000545462 | 1460000490852 | Screwfix direct ltd | Stanley matthews way | Screwfix Direct Limited (Export), Stanley Matthews Way | Trentham Lakes South | Stoke-on-trent | Staffordshire | ST4 8GR | United Kingdom | 38851 | 34205 | Cellarhead 132Kv | Boothen 132Kv S Stn | Boothen 132/33/11Kv | 11 | Western Power Distribution (West Midlands) Plc | Solar | Photovoltaic | No |  | 0 | 1.485 | Advanced Fuel (produced via gasification or pyrolysis of biofuel or waste) | Engine (combustion / reciprocating) |  |  |  |  | Advanced Fuel (produced via gasification or pyrolysis of biofuel or waste) | Engine (combustion / reciprocating) | [5 empty] | Connected | 1.485 | 1.485 | 1.5632 | 1.27 | 1.3368 | 2015-12-14 | [13 empty] | 2022-04-04 01:01
1470000548427 | 1470000548418 | Lightsource spv 39 ltd | Sheriffhales solar farm | Sheriffhales Solar Farm | Sheriffhales, Shifnal | Telford | Shropshire | TF11 8QY | United Kingdom | 37481 | 31250 | Ironbridge 132Kv S Stn | Ketley 132Kv S Stn |  | 33 | Western Power Distribution (West Midlands) Plc | Solar | Photovoltaic | No |  | 0 | 6.85 | Advanced Fuel (produced via gasification or pyrolysis of biofuel or waste) | Engine (combustion / reciprocating) |  |  |  |  | Advanced Fuel (produced via gasification or pyrolysis of biofuel or waste) | Engine (combustion / reciprocating) | [5 empty] | Connected | 6.85 | 6.85 | 7.2105 | 0.05 | 0.0526 | 2015-12-15 | [13 empty] | 2022-04-04 01:01
1470000552441 | 1470000552432 | Upper wick solar park ltd | Upper wick solar farm | Upper Farm | Manor Farm, Upper Wick | Dursley | Gloucestershire | GL11 6DE | United Kingdom | 37222 | 19647 | Iron Acton 132Kv S Stn | Ryeford 132Kv S Stn |  | 33 | Western Power Distribution (West Midlands) Plc | Solar | Photovoltaic | No |  | 0 | 4.2 | Advanced Fuel (produced via gasification or pyrolysis of biofuel or waste) | Engine (combustion / reciprocating) |  |  |  |  | Advanced Fuel (produced via gasification or pyrolysis of biofuel or waste) | Engine (combustion / reciprocating) | [5 empty] | Connected | 4.2 | 4.2 | 4.4211 | 0.05 | 0.0526 | 2015-12-18 | [13 empty] | 2022-04-04 01:01
1470000552530 | 1470000552520 | Sunventures 3 ltd | Box road solar park |  | Box Road, Cam | Dursley | Gloucestershire | GL2 7AG | United Kingdom | 37526 | 20225 | Iron Acton 132Kv S Stn | Ryeford 132Kv S Stn | Dursley 33 11Kv S Stn | 11 | Western Power Distribution (West Midlands) Plc | Solar | Photovoltaic | No |  | 0 | 1.5 | Advanced Fuel (produced via gasification or pyrolysis of biofuel or waste) | Engine (combustion / reciprocating) |  |  |  |  | Advanced Fuel (produced via gasification or pyrolysis of biofuel or waste) | Engine (combustion / reciprocating) | [5 empty] | Connected | 1.5 | 1.5 | 1.5789 | 0.05 | 0.0526 | 2016-02-01 | [13 empty] | 2022-04-04 01:01
1470000558220 | 1460000170796 | Severn trent water limited | Bromsgrove sewage treatment works | Generation, Sewage Works | Aston Road | Bromsgrove | Worcestershire | B60 3EX | United Kingdom |  |  | Bishops Wood 132Kv S Stn | Upton Warren 132Kv S Stn | Upton Warren 132/66/11Kv | 11 | Western Power Distribution (West Midlands) Plc | Solar | Photovoltaic | No |  | 0 | 1.38 | Advanced Fuel (produced via gasification or pyrolysis of biofuel or waste) | Engine (combustion / reciprocating) |  |  |  |  | Advanced Fuel (produced via gasification or pyrolysis of biofuel or waste) | Engine (combustion / reciprocating) | [5 empty] | Connected | 1.38 | 1.38 | 1.4526 | 0.3 | 0.3158 | 2015-12-10 | [13 empty] | 2022-04-04 01:01
1470000568033 | 1470000568024 | G owens & son | Green farm solar | Green Farm | Allensmore | Hereford | Herefordshire | HR2 9AH | United Kingdom | 346973 | 235655 | Bishops Wood 132Kv S Stn | Hereford 66Kv S Stn | Hereford South 66 11Kv S Stn | 11 | Western Power Distribution (West Midlands) Plc | Solar | Photovoltaic | No |  | 0 | 1 | Advanced Fuel (produced via gasification or pyrolysis of biofuel or waste) | Engine (combustion / reciprocating) |  |  |  |  | Advanced Fuel (produced via gasification or pyrolysis of biofuel or waste) | Engine (combustion / reciprocating) | [5 empty] | Connected | 1 | 1 | 1.0526 | 0.105 | 0.1105 | 2016-03-01 | [13 empty] | 2022-04-04 01:01
1470000575810 | 1470000575820 | Sheep shed solar limited | Sheep shed drayton manor farm | Sheep Shed, Drayton Manor Farm | Alcester Road | Stratford upon avon | Warwickshire | CV37 9RQ | United Kingdom | 41605 | 25530 | Feckenham 66 11Kv S Stn | Feckenham 66/11Kv | Drayton Farm North 66/11Kv | 11 | Western Power Distribution (West Midlands) Plc | Solar | Photovoltaic | No |  | 0 | 4.208 | Advanced Fuel (produced via gasification or pyrolysis of biofuel or waste) | Engine (combustion / reciprocating) |  |  |  |  | Advanced Fuel (produced via gasification or pyrolysis of biofuel or waste) | Engine (combustion / reciprocating) | [5 empty] | Connected | 4.208 | 4.208 | 4.4295 | 0.05 | 0.0526 | 2016-03-31 | [13 empty] | 2022-04-04 01:01
1470000576629 | 1470000576638 | Brookside solar farm limited | Brookside drayton manor fm | Brookside, Drayton Manor Farm | Alcester Road | Stratford upon avon | Warwickshire | CV37 9RQ | United Kingdom | 41550 | 25476 | Feckenham 66 11Kv S Stn | Feckenham 66/11Kv | Drayton Farm North 66/11Kv | 11 | Western Power Distribution (West Midlands) Plc | Solar | Photovoltaic | No |  | 0 | 4.125 | Advanced Fuel (produced via gasification or pyrolysis of biofuel or waste) | Engine (combustion / reciprocating) |  |  |  |  | Advanced Fuel (produced via gasification or pyrolysis of biofuel or waste) | Engine (combustion / reciprocating) | [5 empty] | Connected | 4.125 | 4.125 | 4.3421 | 0.05 | 0.0526 | 2016-03-31 | [13 empty] | 2022-04-04 01:01
1470000576647 | 1470000576656 | Leys solar energy cic | The leys drayton manor fm | The Lays | Drayton Manor Farm, Alcester Road | Stratford upon avon | Warwickshire | CV37 9RQ | United Kingdom | 41622 | 25526 | Feckenham 66 11Kv S Stn | Feckenham 66/11Kv | Drayton Farm North 66/11Kv | 11 | Western Power Distribution (West Midlands) Plc | Solar | Photovoltaic | No |  | 0 | 4.18 | Stored Energy (all stored energy irrespective of the original energy source) | Storage - Electrochemical (Batteries) | No |  | 0 | 0.8 | Advanced Fuel (produced via gasification or pyrolysis of biofuel or waste) | Engine (combustion / reciprocating) | [5 empty] | Connected | 4.98 | 4.18 | 4.4 | 0.05 | 0.0526 | 2016-08-19 | [13 empty] | 2022-04-04 01:01
1470000576665 | 1470000576692 | The rushes solar limited | The rushes drayton manor farm | The Rushes, Drayton Manor Farm | Alcester Road | Stratford upon avon | Warwickshire | CV37 9RQ | United Kingdom | 41545 | 25563 | Feckenham 66 11Kv S Stn | Feckenham 66/11Kv | Drayton Farm North 66/11Kv | 11 | Western Power Distribution (West Midlands) Plc | Solar | Photovoltaic | No |  | 0 | 4.18 | Advanced Fuel (produced via gasification or pyrolysis of biofuel or waste) | Engine (combustion / reciprocating) |  |  |  |  | Advanced Fuel (produced via gasification or pyrolysis of biofuel or waste) | Engine (combustion / reciprocating) | [5 empty] | Connected | 4.18 | 4.18 | 4.4 | 0.05 | 0.0526 | 2016-03-31 | [13 empty] | 2022-04-04 01:01
1470000576726 | 1470000576735 | Beeches solar limited | The beeches drayton manor farm | Beeches, Drayton Manor Farm | Alcester Road | Stratford upon avon | Warwickshire | CV37 9RQ | United Kingdom | 41592 | 25487 | Feckenham 66 11Kv S Stn | Feckenham 66/11Kv | Drayton Farm North 66/11Kv | 11 | Western Power Distribution (West Midlands) Plc | Solar | Photovoltaic | No |  | 0 | 4.235 | Advanced Fuel (produced via gasification or pyrolysis of biofuel or waste) | Engine (combustion / reciprocating) |  |  |  |  | Advanced Fuel (produced via gasification or pyrolysis of biofuel or waste) | Engine (combustion / reciprocating) | [5 empty] | Connected | 4.235 | 4.635 | 4.8789 | 0.45 | 0.4737 | 2016-03-31 | [13 empty] | 2022-04-04 01:01
1470000580165 | 1470000592931 | New nrg 03 limited | Lower venn solar farm | Solar Farm, , Lower Venn | Sutton St Nicholas | Hereford | Herefordshire | HR1 3HL | United Kingdom | 354281 | 249136 | Bishops Wood 132Kv S Stn | Hereford 66Kv S Stn | Bodenham 66 11Kv S Stn | 11 | Western Power Distribution (West Midlands) Plc | Solar | Photovoltaic | No |  | 0 | 4.5 | Advanced Fuel (produced via gasification or pyrolysis of biofuel or waste) | Engine (combustion / reciprocating) |  |  |  |  | Advanced Fuel (produced via gasification or pyrolysis of biofuel or waste) | Engine (combustion / reciprocating) | [5 empty] | Connected | 4.5 | 4.5 | 4.7368 | 0.1 | 0.1053 | 2016-03-30 | [13 empty] | 2022-04-04 01:01
1470000581336 | 1470000581363 | Gretton solar farm ltd | Lower stanley fm |  | Lower Stanley Farm, Gretton | Winchcombe | Gloucestershire | GL54 5HQ | United Kingdom | 39991 | 23186 | Port Ham 132Kv S Stn | Cheltenham 66Kv S Stn | Alderton 66 11Kv S Stn | 11 | Western Power Distribution (West Midlands) Plc | Solar | Photovoltaic | No |  | 0 | 3.85 | Advanced Fuel (produced via gasification or pyrolysis of biofuel or waste) | Engine (combustion / reciprocating) |  |  |  |  | Advanced Fuel (produced via gasification or pyrolysis of biofuel or waste) | Engine (combustion / reciprocating) | [5 empty] | Connected | 3.85 | 3.85 | 4.0526 | 0.05 | 0.0526 | 2016-03-21 | [13 empty] | 2022-04-04 01:01
1470000597070 | 1470000597061 | Ssr astley solar limited | Astley farm solar farm | Astley Farm | Six Ashes | Bridgnorth | Shropshire | WV15 6ER | United Kingdom | 378085 | 285547 | Bishops Wood 132Kv S Stn | Stourport 132 66 33Kv S Stn |  | 33 | Western Power Distribution (West Midlands) Plc | Solar | Photovoltaic | No |  | 0 | 4.45 | Advanced Fuel (produced via gasification or pyrolysis of biofuel or waste) | Engine (combustion / reciprocating) |  |  |  |  | Advanced Fuel (produced via gasification or pyrolysis of biofuel or waste) | Engine (combustion / reciprocating) | [5 empty] | Connected | 4.45 | 4.45 | 4.6842 | 0.08 | 0.0842 | 2016-03-31 | [13 empty] | 2022-04-04 01:01
1470000601391 | 1424233200000 | Severn trent water limited | Worcester stw | Worcester Sewage Treatment Works | Bromwich Road | Worcester | Worcestershire | WR2 4ZP | United Kingdom |  |  | Bishops Wood 132Kv S Stn | Worcester 132Kv S Stn | Worcester 132/11Kv | 11 | Western Power Distribution (West Midlands) Plc | Solar | Photovoltaic | No |  | 0 | 1.5 | Advanced Fuel (produced via gasification or pyrolysis of biofuel or waste) | Engine (combustion / reciprocating) |  |  |  |  | Advanced Fuel (produced via gasification or pyrolysis of biofuel or waste) | Engine (combustion / reciprocating) | [5 empty] | Connected | 1.5 | 1.5 | 1.5789 | 1.2 | 1.2632 | 2016-03-24 | [13 empty] | 2022-04-04 01:01
1470000615998 | 1428096500001 | Severn trent water limited | Frankley water treatment works | Export Sec A | Frankley Solar Park | Frankley | Warwickshire | B31 1LU | United Kingdom | 40082 | 28010 | Kitwell 132Kv S Stn | Rednal 132Kv S Stn | Rednal 132/11Kv | 11 | Western Power Distribution (West Midlands) Plc | Solar | Photovoltaic | No |  | 0 | 0.5 | Advanced Fuel (produced via gasification or pyrolysis of biofuel or waste) | Engine (combustion / reciprocating) |  |  |  |  | Advanced Fuel (produced via gasification or pyrolysis of biofuel or waste) | Engine (combustion / reciprocating) | [5 empty] | Connected | 0.5 | 0.5 | 0.5263 | 10 | 10.5263 | 2015-12-18 | [13 empty] | 2022-04-04 01:01
1470000616004 | 1428096500001 | Severn trent water limited | Frankley water treatment works | Sec B | Frankley Solar Park | Frankley | Warwickshire | B31 1LU | United Kingdom | 40082 | 28010 | Kitwell 132Kv S Stn | Rednal 132Kv S Stn | Rednal 132/11Kv | 11 | Western Power Distribution (West Midlands) Plc | Solar | Photovoltaic | No |  | 0 | 0.5 | Advanced Fuel (produced via gasification or pyrolysis of biofuel or waste) | Engine (combustion / reciprocating) |  |  |  |  | Advanced Fuel (produced via gasification or pyrolysis of biofuel or waste) | Engine (combustion / reciprocating) | [5 empty] | Connected | 0.5 | 0.5 | 0.5263 | 10 | 10.5263 | 2015-12-18 | [13 empty] | 2022-04-04 01:01
1470000621955 | 1470000621946 | Sheriffhales solar community interest company | Sheriffhales cic |  | Sheriffhales Cic, Sheriffhales Farm, Sheriffhales | Shifnal | Shropshire | TF11 8QY | United Kingdom | 37481 | 31250 | Ironbridge 132Kv S Stn | Ketley 132Kv S Stn |  | 33 | Western Power Distribution (West Midlands) Plc | Solar | Photovoltaic | No |  | 0 | 2.65 | Advanced Fuel (produced via gasification or pyrolysis of biofuel or waste) | Engine (combustion / reciprocating) |  |  |  |  | Advanced Fuel (produced via gasification or pyrolysis of biofuel or waste) | Engine (combustion / reciprocating) | [5 empty] | Connected | 2.65 | 2.65 | 2.7895 | 0.027 | 0.0284 | 2016-06-24 | [13 empty] | 2022-04-04 01:01
1470000622267 | 1470000283469 | Marks and spencer plc | Wolstanton retail park | M&S | Wolstanton Retail Park, Wolstatnton | Newcastle | Staffordshire | ST5 0AP | United Kingdom | 38594 | 34815 | Cellarhead 132Kv | Newcastle 132Kv S Stn | Newcastle 132/11Kv | 11 | Western Power Distribution (West Midlands) Plc | Fossil - Oil | Engine (combustion / reciprocating) | No |  | 0 | 0.382 | Advanced Fuel (produced via gasification or pyrolysis of biofuel or waste) | Engine (combustion / reciprocating) |  |  |  |  | Advanced Fuel (produced via gasification or pyrolysis of biofuel or waste) | Engine (combustion / reciprocating) | [5 empty] | Connected | 0.382 | 0.382 | 0.4021 | 1.2 | 1.2632 | 2016-07-01 | [13 empty] | 2022-04-04 01:01
1470000622693 | 1460000751295 | Safran landing systems services uk ltd | Cheltenham road | Unit 1 | Messier Services, Cheltenham Road |  |  | GL2 9QH | United Kingdom |  |  | Port Ham 132Kv S Stn | Castle Meads 33Kv S Stn | Rotol 33 11Kv S Stn | 11 | Western Power Distribution (West Midlands) Plc | Stored Energy (all stored energy irrespective of the original energy source) | Storage - Electrochemical (Batteries) | Yes |  | 0 | 0.576 | Solar | Photovoltaic | No |  | 0 | 0.065 | Advanced Fuel (produced via gasification or pyrolysis of biofuel or waste) | Engine (combustion / reciprocating) | [5 empty] | Connected | 0.641 | 1.674 | 1.7621 | 2 | 2.1053 | 2017-03-28 | [13 empty] | 2022-04-04 01:01
1470000629350 | 1470000629360 | Alkane energy cm limited | Telford energy park halesfield 23 | Halesfield 23 | Soverign Park | Telford | Shropshire | TF7 4NZ | United Kingdom | 37155 | 30602 | Ironbridge 132Kv S Stn | Ironbridge 132 33Kv S Stn | Halesfield 33 11Kv S Stn | 11 | Western Power Distribution (West Midlands) Plc | Fossil - Gas | Engine (combustion / reciprocating) | No |  | 0 | 4.082 | Advanced Fuel (produced via gasification or pyrolysis of biofuel or waste) | Engine (combustion / reciprocating) |  |  |  |  | Advanced Fuel (produced via gasification or pyrolysis of biofuel or waste) | Engine (combustion / reciprocating) | [5 empty] | Connected | 4.082 | 4.082 | 4.2968 | 0.05 | 0.0526 | 2016-09-01 | [13 empty] | 2022-04-04 01:01
1470000631002 | 1470000630996 | Wolverhampton power limited | Chillington works industrial estate | Welsh Power, 2 | Kingsway, Fourth Floor | Cardiff |  | CF10 3FD | United Kingdom | 39275 | 29827 | Willenhall 132 25Kv S Stn | Wolverhampton 132Kv S Stn | Wolverhampton 132/33/11Kv | 33 | Western Power Distribution (West Midlands) Plc | Fossil - Gas | Engine (combustion / reciprocating) | No |  | 0 | 16 | Advanced Fuel (produced via gasification or pyrolysis of biofuel or waste) | Engine (combustion / reciprocating) |  |  |  |  | Advanced Fuel (produced via gasification or pyrolysis of biofuel or waste) | Engine (combustion / reciprocating) | [5 empty] | Connected | 16 | 16.842 | 17.7284 | 0.325 | 0.3421 | 2017-10-01 | [13 empty] | 2022-04-04 01:01
1470000633082 | 1470000633073 | Granville road solar limited | Telford granville road solar farm | Muxton Lane | Muxton | Telford | Shropshire | TF2 7QG | United Kingdom | 37228 | 31320 | Ironbridge 132Kv S Stn | Ketley 132Kv S Stn | Donnington 33 11Kv S Stn | 11 | Western Power Distribution (West Midlands) Plc | Solar | Photovoltaic | No |  | 0 | 5.102 | Advanced Fuel (produced via gasification or pyrolysis of biofuel or waste) | Engine (combustion / reciprocating) |  |  |  |  | Advanced Fuel (produced via gasification or pyrolysis of biofuel or waste) | Engine (combustion / reciprocating) | [5 empty] | Connected | 5.102 | 5.102 | 5.3705 | 0.112 | 0.1179 | 2016-08-08 | [13 empty] | 2022-04-04 01:01
1470000638499 | 1470000638513 | Lucern solar cic | Lucern solar drayton farm stratford | Lucern Farm | Alcester Road | Stratford-upon-avon | Warwickshire | CV37 9RG | United Kingdom | 41507 | 25560 | Feckenham 66 11Kv S Stn | Feckenham 66/11Kv | Drayton Farm North 66/11Kv | 11 | Western Power Distribution (West Midlands) Plc | Solar | Photovoltaic | No |  | 0 | 4.993 | Advanced Fuel (produced via gasification or pyrolysis of biofuel or waste) | Engine (combustion / reciprocating) |  |  |  |  | Advanced Fuel (produced via gasification or pyrolysis of biofuel or waste) | Engine (combustion / reciprocating) | [5 empty] | Connected | 4.993 | 4.993 | 5.2558 | 1.05 | 1.1053 | 2016-09-01 | [13 empty] | 2022-04-04 01:01
1470000638587 | 1470000638596 | West midlands community energy cic | The willows drayton farm stratford upon avon | The Willows | Drayton Manor Farm, Alcester Road | Stratford-upon-avon | Warwickshire | CV37 9TQ | United Kingdom | 41579 | 25467 | Feckenham 66 11Kv S Stn | Feckenham 66/11Kv | Drayton Farm North 66/11Kv | 11 | Western Power Distribution (West Midlands) Plc | Solar | Photovoltaic | No |  | 0 | 5.215 | Advanced Fuel (produced via gasification or pyrolysis of biofuel or waste) | Engine (combustion / reciprocating) |  |  |  |  | Advanced Fuel (produced via gasification or pyrolysis of biofuel or waste) | Engine (combustion / reciprocating) | [5 empty] | Connected | 5.215 | 4.015 | 4.2263 | 0.05 | 0.0526 | 2016-08-21 | [13 empty] | 2022-04-04 01:01
1470000638620 | 1470000638639 | Warwickshire community energy cic | Poplars drayton manor farm | Poplars | Drayton Farm, Alcester Road | Stratford-upon-avon | Warwickshire | CV37 9RQ | United Kingdom | 41587 | 25471 | Feckenham 66 11Kv S Stn | Feckenham 66/11Kv | Drayton Farm North 66/11Kv | 11 | Western Power Distribution (West Midlands) Plc | Solar | Photovoltaic | No |  | 0 | 5.408 | Advanced Fuel (produced via gasification or pyrolysis of biofuel or waste) | Engine (combustion / reciprocating) |  |  |  |  | Advanced Fuel (produced via gasification or pyrolysis of biofuel or waste) | Engine (combustion / reciprocating) | [5 empty] | Connected | 5.408 | 4.208 | 4.4295 | 0.05 | 0.0526 | 2016-09-01 | [13 empty] | 2022-04-04 01:01
1470000638709 | 1470000638718 | The oaks solar cic | The oaks drayton farm stratford upon avon | The Oaks | Drayton Manor Farm, Alcester Road | Stratford-upon-avon | Warwickshire | CV37 9RG | United Kingdom | 41539 | 25532 | Feckenham 66 11Kv S Stn | Feckenham 66/11Kv | Drayton Farm North 66/11Kv | 11 | Western Power Distribution (West Midlands) Plc | Solar | Photovoltaic | No |  | 0 | 4.993 | Advanced Fuel (produced via gasification or pyrolysis of biofuel or waste) | Engine (combustion / reciprocating) |  |  |  |  | Advanced Fuel (produced via gasification or pyrolysis of biofuel or waste) | Engine (combustion / reciprocating) | [5 empty] | Connected | 4.993 | 4.993 | 5.2558 | 1.05 | 1.1053 | 2016-09-01 | [13 empty] | 2022-04-04 01:01
1470000641881 | 1470000641872 | Sbc moneystone limited | Moneystone quarry pv farm | Moneystone Quarry | Black Lane, Whiston, Cheadle | Stoke-on-trent | Staffordshire | ST10 2DZ | United Kingdom | 40456 | 34573 | Cellarhead 132Kv | Forsbrook 33Kv S Stn |  | 33 | Western Power Distribution (West Midlands) Plc | Solar | Photovoltaic | No |  | 0 | 4.208 | Advanced Fuel (produced via gasification or pyrolysis of biofuel or waste) | Engine (combustion / reciprocating) |  |  |  |  | Advanced Fuel (produced via gasification or pyrolysis of biofuel or waste) | Engine (combustion / reciprocating) | [5 empty] | Connected | 4.208 | 4.208 | 4.4295 | 0.16 | 0.1684 | 2017-01-31 | [13 empty] | 2022-04-04 01:01
1470000641906 | 1470000641890 | Rochester 007 ltd | Heywood grange pv farm | Heywood Grange Pv Farm | Heywood Grange, Tickhill Lane, Dilhorne | Stoke-on-trent | Shropshire | ST10 2PL | United Kingdom | 39642 | 34493 | Cellarhead 132Kv | Forsbrook 33Kv S Stn |  | 33 | Western Power Distribution (West Midlands) Plc | Solar | Photovoltaic | No |  | 0 | 4.18 | Advanced Fuel (produced via gasification or pyrolysis of biofuel or waste) | Engine (combustion / reciprocating) |  |  |  |  | Advanced Fuel (produced via gasification or pyrolysis of biofuel or waste) | Engine (combustion / reciprocating) | [5 empty] | Connected | 4.18 | 4.18 | 4.4 | 0.08 | 0.0842 | 2016-10-19 | [13 empty] | 2022-04-04 01:01
1470000644828 | 1470000161840 | Pickstock telford ltd | Telford, hortonwood 45 | **Export**, Pickstock Telford Limited | Hortonwood 45 | Telford | Shropshire | TF1 7FA | United Kingdom | 36817 | 31411 | Ironbridge 132Kv S Stn | Ironbridge 400/132Kv | Hortonwood 132 11Kv S Stn | 11 | Western Power Distribution (West Midlands) Plc | Biofuel - Landfill gas | Gas turbine (OCGT) | No |  | 0 | 0.526 | Advanced Fuel (produced via gasification or pyrolysis of biofuel or waste) | Engine (combustion / reciprocating) |  |  |  |  | Advanced Fuel (produced via gasification or pyrolysis of biofuel or waste) | Engine (combustion / reciprocating) | [5 empty] | Connected | 0.526 | 0.526 | 0.5537 | 2 | 2.1053 | 2016-07-25 | [13 empty] | 2022-04-04 01:01
1470000653594 | 1470000653600 | Sun and soil renewable 16 limited | Abbots morton morton wood solar plant | Morton Wood Solar Plant | Morton Wood Lane, Abbots Morton | Worcester | Worcestershire | WR7 4LU | United Kingdom | 403051 | 253674 | Feckenham 66 11Kv S Stn | Feckenham 66/11Kv | Bevington 66 11Kv S Stn | 11 | Western Power Distribution (West Midlands) Plc | Solar | Photovoltaic | No |  | 0 | 4.58 | Advanced Fuel (produced via gasification or pyrolysis of biofuel or waste) | Engine (combustion / reciprocating) |  |  |  |  | Advanced Fuel (produced via gasification or pyrolysis of biofuel or waste) | Engine (combustion / reciprocating) | [5 empty] | Connected | 4.58 | 4.58 | 4.821 | 0.15 | 0.1579 | 2016-10-01 | [13 empty] | 2022-04-04 01:01
1470000666325 | 1470000666307 | Westland nurseries (offenham) ltd | Westland nurseries (offenham) ltd | Westland Nurseries | Station Road, Offenham | Evesham |  | WR11 8LW | United Kingdom |  |  | Feckenham 66 11Kv S Stn | Feckenham 66/11Kv | Evesham 66 11Kv S Stn | 11 | Western Power Distribution (West Midlands) Plc | Fossil - Gas | Engine (combustion / reciprocating) | Yes |  | 0 | 1 | Advanced Fuel (produced via gasification or pyrolysis of biofuel or waste) | Engine (combustion / reciprocating) |  |  |  |  | Advanced Fuel (produced via gasification or pyrolysis of biofuel or waste) | Engine (combustion / reciprocating) | [5 empty] | Connected | 1 | 1 | 1.0526 | 1.9 | 2 | 2016-10-01 | [13 empty] | 2022-04-04 01:01
1470000668085 | 1470000743389 | Crompton technology group limited (ctg) | Crompton technology group limited | Crompton Technology Group Limited, Unit 1 | Chalker Way | Banbury | Banbury Oxfordshire | OX16 4XD | United Kingdom | 447359 | 240834 | East Claydon 132Kv S Stn | Banbury 132Kv S Stn | Banbury 132/11Kv | 11 | Western Power Distribution (West Midlands) Plc | Solar | Photovoltaic | No |  | 0 | 0.5 | Advanced Fuel (produced via gasification or pyrolysis of biofuel or waste) | Engine (combustion / reciprocating) |  |  |  |  | Advanced Fuel (produced via gasification or pyrolysis of biofuel or waste) | Engine (combustion / reciprocating) | [5 empty] | Connected | 0.5 | 0.5 | 0.5263 | 1.2 | 1.2632 | 2016-09-30 | [13 empty] | 2022-04-04 01:01
1470000668892 | 1470000668883 | Garreg lwyd energy ltd | Garreg lwyd wind farm |  | Garreg Lwyd Hill Farm | Felindre | Powys | LD7 1YR | United Kingdom | 31340 | 27995 | Bishops Wood 132Kv S Stn | Hereford 66Kv S Stn |  | 66 | Western Power Distribution (West Midlands) Plc | Wind | Onshore wind turbines | No |  | 0 | 34 | Advanced Fuel (produced via gasification or pyrolysis of biofuel or waste) | Engine (combustion / reciprocating) |  |  |  |  | Advanced Fuel (produced via gasification or pyrolysis of biofuel or waste) | Engine (combustion / reciprocating) | [5 empty] | Connected | 34 | 34.375 | 36.1842 | 0.36 | 0.379 | 2017-03-03 | [13 empty] | 2022-04-04 01:01
1470000671032 | 1460002083346 | Green frog power 214 limited | Northwick estate | Northwick Generation | Five Mile Drive, Upton Wold | Moreton | Gloucestershire | GL56 9TR | United Kingdom | 41369 | 23572 | Feckenham 66 11Kv S Stn | Feckenham 66/11Kv |  | 66 | Western Power Distribution (West Midlands) Plc | Fossil - Oil | Engine (combustion / reciprocating) | No |  | 0 | 36.72 | Solar | Photovoltaic | No |  | 0 | 3 | Biomass | Steam turbine (thermal power plant) | [5 empty] | Connected | 39.72 | 7.92 | 8.3368 | 1.52 | 1.6 | 2016-09-16 | [13 empty] | 2022-04-04 01:01
1470000672825 | 1470000387939 | Montgomeryshire natural spring water co | Montgomery natural spring water | Montgomery Natural Spring Water | Cross Likey, Churchstoke |  |  | SY15 6AR | United Kingdom | 32807 | 29369 | Shrewsbury 132Kv S Stn | Shrewsbury 132/33Kv | Priestweston 33 11Kv S Stn | 11 | Western Power Distribution (West Midlands) Plc | Solar | Photovoltaic | No |  | 0 | 0.25 | Advanced Fuel (produced via gasification or pyrolysis of biofuel or waste) | Engine (combustion / reciprocating) |  |  |  |  | Advanced Fuel (produced via gasification or pyrolysis of biofuel or waste) | Engine (combustion / reciprocating) | [5 empty] | Connected | 0.25 | 0.25 | 0.2632 | 1.3 | 1.3684 | 2016-09-22 | [13 empty] | 2022-04-04 01:01
1470000675161 | 1424780200000 | Cargill meats europe | Animal feed mill | - | Tram Inn | Allensmore |  | HR2 9AW | United Kingdom |  |  | Bishops Wood 132Kv S Stn | Hereford 66Kv S Stn | Hereford South 66 11Kv S Stn | 11 | Western Power Distribution (West Midlands) Plc | Biomass | Steam turbine (thermal power plant) | No |  | 0 | 0.264 | Advanced Fuel (produced via gasification or pyrolysis of biofuel or waste) | Engine (combustion / reciprocating) |  |  |  |  | Advanced Fuel (produced via gasification or pyrolysis of biofuel or waste) | Engine (combustion / reciprocating) | [5 empty] | Connected | 0.264 | 0.32 | 0.3368 | 1.9 | 2 | 2017-02-01 | [13 empty] | 2022-04-04 01:01
1470000685202 |  | Mona jakhu |  | 3, Faraday Gardens | Merridale Road | Wolverhampton |  | WV3 9EQ | United Kingdom | 389916 | 298089 | Penn 132Kv S Stn | Wolverhampton West 132Kv S Stn | Wolverhampton West 132/33/11Kv | 11 | Western Power Distribution (West Midlands) Plc | Solar | Photovoltaic | No |  | 0 | 1 | Advanced Fuel (produced via gasification or pyrolysis of biofuel or waste) | Engine (combustion / reciprocating) |  |  |  |  | Advanced Fuel (produced via gasification or pyrolysis of biofuel or waste) | Engine (combustion / reciprocating) | [5 empty] | Connected | 1 |  |  |  |  | 2017-12-14 | [13 empty] | 2022-04-04 01:01
1470000685211 |  | Mr kalbir thaker |  | 2, Faraday Gardens | Merridale Road | Wolverhampton | West Midlands | WV3 9EQ | United Kingdom | 389892 | 298093 | Penn 132Kv S Stn | Wolverhampton West 132Kv S Stn | Wolverhampton West 132/33/11Kv | 11 | Western Power Distribution (West Midlands) Plc | Solar | Photovoltaic | No |  | 0 | 1 | Advanced Fuel (produced via gasification or pyrolysis of biofuel or waste) | Engine (combustion / reciprocating) |  |  |  |  | Advanced Fuel (produced via gasification or pyrolysis of biofuel or waste) | Engine (combustion / reciprocating) | [5 empty] | Connected | 1 |  |  |  |  | 2017-12-14 | [13 empty] | 2022-04-04 01:01
1470000685220 |  | Mrs hana ahmed-salem ahmed |  | 1, Faraday Gardens | Merridale Road | Wolverhampton |  | WV3 9EQ | United Kingdom | 389881 | 298091 | Penn 132Kv S Stn | Wolverhampton West 132Kv S Stn | Wolverhampton West 132/33/11Kv | 11 | Western Power Distribution (West Midlands) Plc | Solar | Photovoltaic | No |  | 0 | 1 | Advanced Fuel (produced via gasification or pyrolysis of biofuel or waste) | Engine (combustion / reciprocating) |  |  |  |  | Advanced Fuel (produced via gasification or pyrolysis of biofuel or waste) | Engine (combustion / reciprocating) | [5 empty] | Connected | 1 |  |  |  |  | 2017-12-14 | [13 empty] | 2022-04-04 01:01
1470000697314 | 1470000381004 | Phoenix healthcare distribution ltd | Birmingham, unit 2 eddison road | Phoenix Medical Supply Ltd;Edison Road | Hams Hall Distribution Park, Coleshill | Birmingham |  | B46 1DA | United Kingdom | 42034 | 29125 | Lea Marston 132Kv S Stn | Hams Hall South 132Kv S Stn | Hams Hall South 132/11Kv | 0.4 | Western Power Distribution (West Midlands) Plc | Solar | Photovoltaic | No |  | 0 | 1.9976 | Solar | Photovoltaic | No |  | 0 | 1.9976 | Advanced Fuel (produced via gasification or pyrolysis of biofuel or waste) | Engine (combustion / reciprocating) | [5 empty] | Connected | 3.9952 | 0.25 | 0.2632 | 1 | 1.0526 | 2016-12-31 | [13 empty] | 2022-04-04 01:01
1470000707177 | 1470000707168 | Albrighton solar farm ltd | Harriet hayes solar farm |  | Harriet Hayes Lane, Albrighton | Wolverhampton | Shropshire | WV8 1RQ | United Kingdom | 38336 | 30501 | Bushbury D 132Kv | Bushbury C 132Kv S Stn | Albrighton 33 11Kv S Stn | 11 | Western Power Distribution (West Midlands) Plc | Solar | Photovoltaic | No |  | 0 | 4.08 | Advanced Fuel (produced via gasification or pyrolysis of biofuel or waste) | Engine (combustion / reciprocating) |  |  |  |  | Advanced Fuel (produced via gasification or pyrolysis of biofuel or waste) | Engine (combustion / reciprocating) | [5 empty] | Connected | 4.08 | 4.08 | 4.2947 | 0.05 | 0.0526 | 2016-02-01 | [13 empty] | 2022-04-04 01:01
1470000711058 | 1470000711049 | Henley solar farm ltd | Henley solar farm | Henley Solar Farm | Church Stretton | Shrewsbury | Shropshire | SY6 6QJ | United Kingdom | 34574 | 28852 | Bishops Wood 132Kv S Stn | Ludlow 132Kv S Stn |  | 33 | Western Power Distribution (West Midlands) Plc | Solar | Photovoltaic | No |  | 0 | 4 | Advanced Fuel (produced via gasification or pyrolysis of biofuel or waste) | Engine (combustion / reciprocating) |  |  |  |  | Advanced Fuel (produced via gasification or pyrolysis of biofuel or waste) | Engine (combustion / reciprocating) | [5 empty] | Connected | 4 | 4 | 4.2105 | 0.05 | 0.0526 | 2017-03-21 | [13 empty] | 2022-04-04 01:01
1470000715503 | 1470000715498 | Nextenergy solar holdings vi limited | Ludlow land at henley hall farm | Henley Solar Farm | Henley Hall | Ludlow | Shropshire | SY8 3HD | United Kingdom | 35384 | 27482 | Bishops Wood 132Kv S Stn | Ludlow 132Kv S Stn | Ludlow 132/66/33/11Kv | 11 | Western Power Distribution (West Midlands) Plc | Solar | Photovoltaic | No |  | 0 | 4.12 | Advanced Fuel (produced via gasification or pyrolysis of biofuel or waste) | Engine (combustion / reciprocating) |  |  |  |  | Advanced Fuel (produced via gasification or pyrolysis of biofuel or waste) | Engine (combustion / reciprocating) | [5 empty] | Connected | 4.12 | 4.12 | 4.3368 | 0.05 | 0.0526 | 2017-03-10 | [13 empty] | 2022-04-04 01:01
1470000716580 | 1470000716570 | Wel solar park 21 ltd | Wr6 5ls cotheridge otherton lane otherton farm | Otherton Farm | Otherton Lane, Cotheridge | Worcester | Worcestershire | WR6 5LS | United Kingdom | 380571 | 254189 | Bishops Wood 132Kv S Stn | Worcester 132Kv S Stn | Worcester 132/11Kv | 11 | Western Power Distribution (West Midlands) Plc | Solar | Photovoltaic | No |  | 0 | 2 | Advanced Fuel (produced via gasification or pyrolysis of biofuel or waste) | Engine (combustion / reciprocating) |  |  |  |  | Advanced Fuel (produced via gasification or pyrolysis of biofuel or waste) | Engine (combustion / reciprocating) | [5 empty] | Connected | 2 | 2 | 2.1053 | 0.15 | 0.1579 | 2017-03-03 | [13 empty] | 2022-04-04 01:01
1470000717547 | 1470000717538 | Conrad (sudmeadow) limited | Sudmeadow road (gas peaking) |  | The Docks, Sudmeadow Road | Gloucester | Gloucestershire | GL2 5HS | United Kingdom | 38189 | 21853 | Port Ham 132Kv S Stn | Castle Meads 33Kv S Stn |  | 33 | Western Power Distribution (West Midlands) Plc | Fossil - Gas | Engine (combustion / reciprocating) | No |  | 0 | 0.0412 | Advanced Fuel (produced via gasification or pyrolysis of biofuel or waste) | Engine (combustion / reciprocating) |  |  |  |  | Advanced Fuel (produced via gasification or pyrolysis of biofuel or waste) | Engine (combustion / reciprocating) | [5 empty] | Connected | 0.0412 | 41.76 | 43.9579 | 1.5 | 1.5789 | 2017-02-22 | [13 empty] | 2022-04-04 01:01
1470000718285 | 1470000535863 | Jaguar land rover limited | Jlr emc i54 - module 4 | Export Supply 1, Jaguar Land Rover | Innovation Drive | Wolverhampton | West Midlands | WV9 5GA | United Kingdom | 39042 | 30363 | Bushbury D 132Kv | Bushbury C 132Kv S Stn | I54 Busines Park 33/11Kv | 11 | Western Power Distribution (West Midlands) Plc | Solar | Photovoltaic | No |  | 0 | 1.025 | Fossil - Oil | Engine (combustion / reciprocating) | No |  | 0 | 0.8 | Advanced Fuel (produced via gasification or pyrolysis of biofuel or waste) | Engine (combustion / reciprocating) | [5 empty] | Connected | 1.825 | 1.025 | 1.0789 | 20 | 21.0526 | 2017-03-13 | [13 empty] | 2022-04-04 01:01
1470000718294 | 1470000535863 | Jaguar land rover limited | Jlr emc i54 - module 4 | Export Supply 2, Jaguar Land Rover | Innovation Drive | Wolverhampton | West Midlands | WV9 5GA | United Kingdom | 39042 | 30363 | Bushbury D 132Kv | Bushbury C 132Kv S Stn | I54 Busines Park 33/11Kv | 11 | Western Power Distribution (West Midlands) Plc | Solar | Photovoltaic | No |  | 0 | 1.025 | Fossil - Oil | Engine (combustion / reciprocating) | No |  | 0 | 0.8 | Advanced Fuel (produced via gasification or pyrolysis of biofuel or waste) | Engine (combustion / reciprocating) | [5 empty] | Connected | 1.825 | 1.025 | 1.0789 | 20 | 21.0526 | 2017-03-13 | [13 empty] | 2022-04-04 01:01
1470000721083 | 1470000546944 | Jaguar land rover limited | Jaguar land rover | Jlr Fen End | Oldwych Lane East, Fen End | Kenilworth | Warwickshire | CV8 1QZ | United Kingdom | 42244 | 27397 | Lea Marston 132Kv S Stn | Copt Heath 132Kv S Stn | Copt Heath 132/11Kv | 11 | Western Power Distribution (West Midlands) Plc | Solar | Photovoltaic | No |  | 0 | 0.2484 | Advanced Fuel (produced via gasification or pyrolysis of biofuel or waste) | Engine (combustion / reciprocating) |  |  |  |  | Advanced Fuel (produced via gasification or pyrolysis of biofuel or waste) | Engine (combustion / reciprocating) | [5 empty] | Connected | 0.2484 | 0.249 | 0.2621 | 7 | 7.3684 | 2016-10-31 | [13 empty] | 2022-04-04 01:01
1470000721117 | 1470000721092 | Wel solar park 19 limited | Home farm | Home Farm | Brockhampton Lane, Swindon Village | Cheltenham | Gloucestershire | GL51 9RS | United Kingdom | 393922 | 226330 | Port Ham 132Kv S Stn | Cheltenham 66Kv S Stn | Bishops Cleeve 66 11Kv S Stn | 11 | Western Power Distribution (West Midlands) Plc | Solar | Photovoltaic | No |  | 0 | 4.5 | Advanced Fuel (produced via gasification or pyrolysis of biofuel or waste) | Engine (combustion / reciprocating) |  |  |  |  | Advanced Fuel (produced via gasification or pyrolysis of biofuel or waste) | Engine (combustion / reciprocating) | [5 empty] | Connected | 4.5 | 4.5 | 4.7368 | 0.05 | 0.0526 | 2017-03-01 | [13 empty] | 2022-04-04 01:01
1470000722272 | 1470000722263 | Rcma stratford ltd | Rcma stratford ltd | Camgrain Grain Store | Atherstone Airfield, Atherston On Stour | Stratford upon avon |  | CV37 8BE | United Kingdom | 42129 | 25150 | Feckenham 66 11Kv S Stn | Feckenham 66/11Kv | Stratford 66 11Kv S Stn | 11 | Western Power Distribution (West Midlands) Plc | Fossil - Gas | Engine (combustion / reciprocating) | Yes |  | 0 | 1.864 | Advanced Fuel (produced via gasification or pyrolysis of biofuel or waste) | Engine (combustion / reciprocating) |  |  |  |  | Advanced Fuel (produced via gasification or pyrolysis of biofuel or waste) | Engine (combustion / reciprocating) | [5 empty] | Connected | 1.864 | 0.25 | 0.2632 | 3 | 3.1579 | 2017-08-01 | [13 empty] | 2022-04-04 01:01
1470000723578 | 1470000723569 | High point solar ltd | High point farm | High Point Solar Farm | Neen Sollars | Kidderminster | Worcestershire | DY14 9AD | United Kingdom | 36661 | 27092 | Bishops Wood 132Kv S Stn | Ludlow 132Kv S Stn |  | 33 | Western Power Distribution (West Midlands) Plc | Solar | Photovoltaic | No |  | 0 | 3.33 | Advanced Fuel (produced via gasification or pyrolysis of biofuel or waste) | Engine (combustion / reciprocating) |  |  |  |  | Advanced Fuel (produced via gasification or pyrolysis of biofuel or waste) | Engine (combustion / reciprocating) | [5 empty] | Connected | 3.33 | 4.77 | 5.021 | 0.05 | 0.0526 | 2017-03-31 | [13 empty] | 2022-04-04 01:01
1470000728511 | 1470000728371 | Blackwell grange solar farm ltd | Blackwell grange solar farm | Blackwell Grange Solar Farm | Blackwell | Shipston on stour | Warwickshire | CV36 4PF | United Kingdom | 42286 | 24327 | Feckenham 66 11Kv S Stn | Feckenham 66/11Kv | Shipston 66 11Kv S Stn | 11 | Western Power Distribution (West Midlands) Plc | Solar | Photovoltaic | No |  | 0 | 4.16 | Advanced Fuel (produced via gasification or pyrolysis of biofuel or waste) | Engine (combustion / reciprocating) |  |  |  |  | Advanced Fuel (produced via gasification or pyrolysis of biofuel or waste) | Engine (combustion / reciprocating) | [5 empty] | Connected | 4.16 | 4.16 | 4.3789 | 0.15 | 0.1579 | 2017-03-31 | [13 empty] | 2022-04-04 01:01
1470000732313 | 1470000732304 | Noriker staunch limited | Staunch standby generation | Staunch Standby Generation | Holditch House, Holditch Road | Newcastle | Under Lyne Staffordshire | ST5 9JQ | United Kingdom | 38365 | 34843 | Cellarhead 132Kv |  | Newcastle 33Kv S Stn | 33 | Western Power Distribution (West Midlands) Plc | Fossil - Oil | Engine (combustion / reciprocating) | No |  | 0 | 20 | Stored Energy (all stored energy irrespective of the original energy source) | Storage - Electrochemical (Batteries) | No |  | 0 | 20 | Advanced Fuel (produced via gasification or pyrolysis of biofuel or waste) | Engine (combustion / reciprocating) | [5 empty] | Connected | 40 | 20 | 21.0526 | 0.5 | 0.5263 | 2017-03-07 | [13 empty] | 2022-04-04 01:01
1470000733283 | 1470000733274 | Redditch peaking power limited | Isis house stor |  | Howard Road Stor | Redditch | Worcestershire | B98 7SE | United Kingdom | 40615 | 26580 | Feckenham 66 11Kv S Stn | Feckenham 66/11Kv |  | 66 | Western Power Distribution (West Midlands) Plc | Fossil - Gas | Engine (combustion / reciprocating) | No |  | 0 | 20 | Advanced Fuel (produced via gasification or pyrolysis of biofuel or waste) | Engine (combustion / reciprocating) |  |  |  |  | Advanced Fuel (produced via gasification or pyrolysis of biofuel or waste) | Engine (combustion / reciprocating) | [5 empty] | Connected | 20 | 20 | 21.0526 | 0.2 | 0.2105 | 2017-06-01 | [13 empty] | 2022-04-04 01:01
1470000744930 | 1470000744921 | Rochester 007 ltd | Heywood grange farm |  | Heywood Grange, Tickhill Lane, Dilhorne | Stoke-on-trent | Staffordshire | ST10 2PL | United Kingdom | 39642 | 34493 | Cellarhead 132Kv | Forsbrook 33Kv S Stn |  | 33 | Western Power Distribution (West Midlands) Plc | Solar | Photovoltaic | No |  | 0 | 4.18 | Stored Energy (all stored energy irrespective of the original energy source) | Storage - Electrochemical (Batteries) | No |  | 0 | 1 | Advanced Fuel (produced via gasification or pyrolysis of biofuel or waste) | Engine (combustion / reciprocating) | [5 empty] | Connected | 5.18 | 5.18 | 5.4526 | 1.08 | 1.1368 | 2017-03-21 | [13 empty] | 2022-04-04 01:01
1470000744959 | 1470000744921 | Rochester 007 ltd | Heywood grange farm | Battery | Heywood Grange, Tickhill Lane, Dilhorne | Stoke-on-trent | Staffordshire | ST10 2PL | United Kingdom | 39642 | 34493 | Cellarhead 132Kv | Forsbrook 33Kv S Stn |  | 33 | Western Power Distribution (West Midlands) Plc | Solar | Photovoltaic | No |  | 0 | 4.18 | Stored Energy (all stored energy irrespective of the original energy source) | Storage - Electrochemical (Batteries) | No |  | 0 | 1 | Advanced Fuel (produced via gasification or pyrolysis of biofuel or waste) | Engine (combustion / reciprocating) | [5 empty] | Connected | 5.18 | 5.18 | 5.4526 | 1.08 | 1.1368 | 2017-03-21 | [13 empty] | 2022-04-04 01:01
1470000745048 | 1470000745039 | Gdl upper meadowly limited | Upper meadowly pv farm | Upper Meadowley Farm | Upton Cressett | Bridgnorth | Shropshire | WV16 6UQ | United Kingdom | 366763 | 292535 | Ironbridge 132Kv S Stn | Ironbridge 132 33Kv S Stn |  | 33 | Western Power Distribution (West Midlands) Plc | Solar | Photovoltaic | No |  | 0 | 5.6 | Advanced Fuel (produced via gasification or pyrolysis of biofuel or waste) | Engine (combustion / reciprocating) |  |  |  |  | Advanced Fuel (produced via gasification or pyrolysis of biofuel or waste) | Engine (combustion / reciprocating) | [5 empty] | Connected | 5.6 | 5 | 5.2632 | 0.08 | 0.0842 | 2017-03-31 | [13 empty] | 2022-04-04 01:01
1470000785430 | 1470000785421 | Sustainable energy centre ltd | Syntech energy | Spreadeagle Works | Portway Road | Wednesbury | West Midlands | WS10 7DZ | United Kingdom | 39806 | 29500 | Ocker Hill C 132Kv S Stn |  | Ocker Hill B 132/33/11Kv | 11 | Western Power Distribution (West Midlands) Plc | Biofuel - Landfill gas | Gas turbine (OCGT) | No |  | 0 | 3.8 | Advanced Fuel (produced via gasification or pyrolysis of biofuel or waste) | Engine (combustion / reciprocating) |  |  |  |  | Advanced Fuel (produced via gasification or pyrolysis of biofuel or waste) | Engine (combustion / reciprocating) | [5 empty] | Connected | 3.8 | 3.8 | 4 | 0.2 | 0.2105 | 2017-11-01 | [13 empty] | 2022-04-04 01:01
1470000806514 | 1425304200006 | Gloucestershire hospitals subsidiary company ltd | Gloucester royal hospital | Gloucester Royal Hospital | Great Western Road | Gloucester | Gloucestershire | GL1 3NN | United Kingdom | 384117 | 218670 | Port Ham 132Kv S Stn | Castle Meads 33Kv S Stn | Commercial Rd 33 11Kv S Stn | 11 | Western Power Distribution (West Midlands) Plc | Fossil - Oil | Engine (combustion / reciprocating) | No |  | 0 | 5.02 | Fossil - Gas | Gas turbine (OCGT) | Yes |  | 0 | 2.535 | Advanced Fuel (produced via gasification or pyrolysis of biofuel or waste) | Engine (combustion / reciprocating) | [5 empty] | Connected | 7.555 | 6.843 | 7.2032 | 7 | 7.3684 | 2020-02-01 | [13 empty] | 2022-04-04 01:01
1470000857244 | 1470000857235 | Ubb waste (gloucestershire) limited | Javelin park | Javelin Park | Bath Road | Haresfield | Stonehouse | GL10 3ET | United Kingdom | 37991 | 21044 | Iron Acton 132Kv S Stn | Ryeford 132Kv S Stn | Javelin Park Efw | 33 | Western Power Distribution (West Midlands) Plc | Waste | Steam turbine (thermal power plant) | No |  | 0 | 22 | Advanced Fuel (produced via gasification or pyrolysis of biofuel or waste) | Engine (combustion / reciprocating) |  |  |  |  | Advanced Fuel (produced via gasification or pyrolysis of biofuel or waste) | Engine (combustion / reciprocating) | [5 empty] | Connected | 22 | 22 | 23.1579 | 4 | 4.2105 | 2018-09-01 | [13 empty] | 2022-04-04 01:01
1470000878086 | 1470000878068 | Rock energy storage ltd | Rock farm ess | Squirrel Lane | Rock Green | Ludlow | Shorpshire | SY8 2DS | United Kingdom | 352943 | 275719 | Bishops Wood 132Kv S Stn | Ludlow 132Kv S Stn | Rock Farm Ess | 33 | Western Power Distribution (West Midlands) Plc | Stored Energy (all stored energy irrespective of the original energy source) | Storage - Electrochemical (Batteries) | No |  | 0 | 20 | Advanced Fuel (produced via gasification or pyrolysis of biofuel or waste) | Engine (combustion / reciprocating) |  |  |  |  | Advanced Fuel (produced via gasification or pyrolysis of biofuel or waste) | Engine (combustion / reciprocating) | [5 empty] | Connected | 20 | 20 | 21.0526 | 20 | 21.0526 | 2018-04-23 | [13 empty] | 2022-04-04 01:01
1470000883208 | 1470000883192 | Lavant power ltd | Hinksford farm | Hinksford Farm | Hinksford Lane | Kingswinford | West Midlands | DY6 0BH | United Kingdom | 386779 | 290059 | Penn 132Kv S Stn | Hinksford 132Kv S Stn |  | 33 | Western Power Distribution (West Midlands) Plc | Fossil - Gas | Gas turbine (OCGT) | No |  | 0 | 20 | Advanced Fuel (produced via gasification or pyrolysis of biofuel or waste) | Engine (combustion / reciprocating) |  |  |  |  | Advanced Fuel (produced via gasification or pyrolysis of biofuel or waste) | Engine (combustion / reciprocating) | [5 empty] | Connected | 20 | 20 | 21.0526 | 0.1 | 0.1053 | 2018-09-10 | [13 empty] | 2022-04-04 01:01
1470000914600 | 1470000281249 | Jaguar land rover limited | Birmingham jaguar no5 | Jaguar Cars No5, Jaguar Cars Limited | Chester Road, Castle Bromwich | Birmingham |  | B35 7RA | United Kingdom |  |  | Nechells East 132Kv S Stn | Castle Bromwich 132 11Kv S Stn | Castle Bromwich 132/11Kv | 11 | Western Power Distribution (West Midlands) Plc | Solar | Photovoltaic | No |  | 0 | 0.25 | Advanced Fuel (produced via gasification or pyrolysis of biofuel or waste) | Engine (combustion / reciprocating) |  |  |  |  | Advanced Fuel (produced via gasification or pyrolysis of biofuel or waste) | Engine (combustion / reciprocating) | [5 empty] | Connected | 0.25 | 0.25 | 0.2632 | 7.5 | 7.8947 | 2015-12-15 | [13 empty] | 2022-04-04 01:01
1470000934935 | 1470000934926 | Conrad (chatterley) limited | Chatterley whitfield | Chatterley Whitfield Mining Museum | Biddulph Road, Chell | Stoke-on-trent | Staffordshire | ST6 8UW | United Kingdom | 38820 | 35333 | Cellarhead 132Kv | Whitfield 132 33Kv S Stn | Chatterley Whitfield Stor 33Kv | 33 | Western Power Distribution (West Midlands) Plc | Fossil - Gas | Engine (combustion / reciprocating) | No |  | 0 | 20.28 | Advanced Fuel (produced via gasification or pyrolysis of biofuel or waste) | Engine (combustion / reciprocating) |  |  |  |  | Advanced Fuel (produced via gasification or pyrolysis of biofuel or waste) | Engine (combustion / reciprocating) | [5 empty] | Connected | 20.28 | 24.48 | 25.7684 | 0.5 | 0.5263 | 2018-12-31 | [13 empty] | 2022-04-04 01:01
1470000937769 | 1470000937750 | Larport energy storage limited | Larport farm bess | Larport Energy Storage | Larport Farm, Clay Hill Pit | Hereford | Herefordshire | HR1 4EP | United Kingdom | 35748 | 23977 | Bishops Wood 132Kv S Stn | Hereford 66Kv S Stn |  | 66 | Western Power Distribution (West Midlands) Plc | Stored Energy (all stored energy irrespective of the original energy source) | Storage - Electrochemical (Batteries) | No |  | 0 | 20 | Advanced Fuel (produced via gasification or pyrolysis of biofuel or waste) | Engine (combustion / reciprocating) |  |  |  |  | Advanced Fuel (produced via gasification or pyrolysis of biofuel or waste) | Engine (combustion / reciprocating) | [5 empty] | Connected | 20 | 20 | 21.0526 | 20 | 21.0526 | 2018-08-31 | [13 empty] | 2022-04-04 01:01
1470000942801 | 1470000942796 | Hamble power limited | Hamble power, buse gases, johnsons bridge road, west bromwich | Buse Uk Limited, Feeder 1 Export | Whites Road | West bromwich | West Midlands | B71 1DG | United Kingdom | 39993 | 29268 | Ocker Hill C 132Kv S Stn |  | Black Lake 132/11Kv | 11 | Western Power Distribution (West Midlands) Plc | Fossil - Gas | Gas turbine (OCGT) | No |  | 0 | 18 | Advanced Fuel (produced via gasification or pyrolysis of biofuel or waste) | Engine (combustion / reciprocating) |  |  |  |  | Advanced Fuel (produced via gasification or pyrolysis of biofuel or waste) | Engine (combustion / reciprocating) | [5 empty] | Connected | 18 | 18 | 18.9474 | 0.8 | 0.8421 | 2019-09-29 | [13 empty] | 2022-04-04 01:01
1470000942820 | 1470000942796 | Hamble power limited | Hamble power, buse gases, johnsons bridge road, west bromwich | Buse Uk Limited, Feeder 2 Export | Whites Road | West bromwich | West Midlands | B71 1DG | United Kingdom | 39993 | 29268 | Ocker Hill C 132Kv S Stn |  | Black Lake 132/11Kv | 11 | Western Power Distribution (West Midlands) Plc | Fossil - Gas | Gas turbine (OCGT) | No |  | 0 | 18 | Advanced Fuel (produced via gasification or pyrolysis of biofuel or waste) | Engine (combustion / reciprocating) |  |  |  |  | Advanced Fuel (produced via gasification or pyrolysis of biofuel or waste) | Engine (combustion / reciprocating) | [5 empty] | Connected | 18 | 18 | 18.9474 | 0.8 | 0.8421 | 2019-09-29 | [13 empty] | 2022-04-04 01:01
1470000958095 | 1470000958086 | Shovel ready 11 ltd | Wolverhampton power house | Export Gas Peaking Power Plant, Wolverhampton Power House | Commercial Road | Wolverhampton |  | WV1 3QS | United Kingdom |  |  | Willenhall 132 25Kv S Stn | Wolverhampton 132Kv S Stn | Wolverhampton 132/33/11Kv | 11 | Western Power Distribution (West Midlands) Plc | Fossil - Gas | Gas turbine (OCGT) | Yes |  | 0 | 4.5 | Advanced Fuel (produced via gasification or pyrolysis of biofuel or waste) | Engine (combustion / reciprocating) |  |  |  |  | Advanced Fuel (produced via gasification or pyrolysis of biofuel or waste) | Engine (combustion / reciprocating) | [5 empty] | Connected | 4.5 | 4.5 | 4.7368 | 0.5 | 0.5263 | 2018-11-01 | [13 empty] | 2022-04-04 01:01
1470000961371 | 1470000961380 | Mercia power response (cuckoo rd) ltd | Birmingham wharton street |  | Wharton Street, Nechells | Birmingham | West Midlands | B7 5TR | United Kingdom | 40953 | 28967 | Nechells East 132Kv S Stn | Nechells West 132 25Kv S Stn | Nechells West 132/25/11Kv | 11 | Western Power Distribution (West Midlands) Plc | Fossil - Gas | Engine (combustion / reciprocating) | Yes |  | 0 | 8 | Advanced Fuel (produced via gasification or pyrolysis of biofuel or waste) | Engine (combustion / reciprocating) |  |  |  |  | Advanced Fuel (produced via gasification or pyrolysis of biofuel or waste) | Engine (combustion / reciprocating) | [5 empty] | Connected | 8 | 8 | 8.421 | 0.15 | 0.1579 | 2019-12-01 | [13 empty] | 2022-04-04 01:01
1470000965881 | 1426893200000 | Invista (uk) limited | Ermin street | Invista Gloucester | Ermin Street, Brockworth | Gloucester |  | GL3 4HP | United Kingdom | 38861 | 21628 | Port Ham 132Kv S Stn | Castle Meads 33Kv S Stn | Brockworth 33 11Kv S Stn | 11 | Western Power Distribution (West Midlands) Plc | Fossil - Gas | Engine (combustion / reciprocating) | Yes |  | 0 | 3.3 | Advanced Fuel (produced via gasification or pyrolysis of biofuel or waste) | Engine (combustion / reciprocating) | Yes |  | 0 | 1.203 | Advanced Fuel (produced via gasification or pyrolysis of biofuel or waste) | Engine (combustion / reciprocating) | [5 empty] | Connected | 4.503 | 0.099 | 0.1042 | 8 | 8.421 | 2021-05-27 | [13 empty] | 2022-04-04 01:01
1470000970881 | 1470000970872 | Sandwell power ltd | Sandwell power ltd, yard 40 bilport lane industrial estate | Yard 40 | Bilport Lane Industrial Estate, Bilport Lane | Wednesbury |  | WS10 0NT | United Kingdom |  |  | Ocker Hill C 132Kv S Stn | Ocker Hill B 132Kv S Stn | Sandwell Power | 33 | Western Power Distribution (West Midlands) Plc | Stored Energy (all stored energy irrespective of the original energy source) | Storage - Electrochemical (Batteries) | No |  | 0 | 25.686 | Advanced Fuel (produced via gasification or pyrolysis of biofuel or waste) | Engine (combustion / reciprocating) |  |  |  |  | Advanced Fuel (produced via gasification or pyrolysis of biofuel or waste) | Engine (combustion / reciprocating) | [5 empty] | Connected | 25.686 | 21 | 22.1053 | 0.67 | 0.7053 | 2021-08-01 | [13 empty] | 2022-04-04 01:01
1470000970906 | 1470000970890 | Wednesbury power ltd | Wednesbury power limited | Yard 22 | Bilport Lane Industrial Estate, Bilport Lane | Wednesbury |  | WS10 0NT | United Kingdom |  |  | Ocker Hill C 132Kv S Stn | Ocker Hill B 132Kv S Stn | Wednesbury Power | 33 | Western Power Distribution (West Midlands) Plc | Stored Energy (all stored energy irrespective of the original energy source) | Storage - Electrochemical (Batteries) | No |  | 0 | 21.438 | Advanced Fuel (produced via gasification or pyrolysis of biofuel or waste) | Engine (combustion / reciprocating) |  |  |  |  | Advanced Fuel (produced via gasification or pyrolysis of biofuel or waste) | Engine (combustion / reciprocating) | [5 empty] | Connected | 21.438 | 20.44 | 21.5158 | 0.67 | 0.7053 | 2021-08-01 | [13 empty] | 2022-04-04 01:01
1470000970915 | 1420559000006 | Mueller europe limited | Wednesbury copper tube | Mueller Europe Ltd Number, Wednesbury Copper Tube | Oxford Street | Bliston |  | WV14 7DS | United Kingdom |  |  | Willenhall 132 25Kv S Stn | Willenhall 132/25/11Kv | Willenhall 132/25/11Kv | 11 | Western Power Distribution (West Midlands) Plc | Fossil - Gas | Engine (combustion / reciprocating) | Yes |  | 0 | 2.535 | Advanced Fuel (produced via gasification or pyrolysis of biofuel or waste) | Engine (combustion / reciprocating) |  |  |  |  | Advanced Fuel (produced via gasification or pyrolysis of biofuel or waste) | Engine (combustion / reciprocating) | [5 empty] | Connected | 2.535 | 0.5 | 0.5263 | 6.2 | 6.5263 | 2018-10-01 | [13 empty] | 2022-04-04 01:01
1470000974539 | 1470000974520 | Banbury power | Banbury power | Banbury Power 1 | Hennef Way, Grimsbury Green | Banbury | Oxon | OX16 3WA | United Kingdom | 44602 | 24170 | East Claydon 132Kv S Stn | Banbury 132Kv S Stn | Banbury 132/11Kv | 11 | Western Power Distribution (West Midlands) Plc | Fossil - Gas | Gas turbine (OCGT) | No |  | 0 | 12 | Advanced Fuel (produced via gasification or pyrolysis of biofuel or waste) | Engine (combustion / reciprocating) |  |  |  |  | Advanced Fuel (produced via gasification or pyrolysis of biofuel or waste) | Engine (combustion / reciprocating) | [5 empty] | Connected | 12 | 12 | 12.6316 | 0.225 | 0.2368 | 2018-12-01 | [13 empty] | 2022-04-04 01:01
1470000974557 | 1470000974548 | Banbury power | Banbury power | Banbury Power 2 | Hennef Way, Grimsbury Green | Banbury | Oxon | OX16 3WA | United Kingdom | 44602 | 24171 | East Claydon 132Kv S Stn | Banbury 132Kv S Stn | Banbury 132/11Kv | 11 | Western Power Distribution (West Midlands) Plc | Fossil - Gas | Gas turbine (OCGT) | No |  | 0 | 12 | Advanced Fuel (produced via gasification or pyrolysis of biofuel or waste) | Engine (combustion / reciprocating) |  |  |  |  | Advanced Fuel (produced via gasification or pyrolysis of biofuel or waste) | Engine (combustion / reciprocating) | [5 empty] | Connected | 12 | 6 | 6.3158 | 0.225 | 0.2368 | 2018-12-01 | [13 empty] | 2022-04-04 01:01
1470001005334 | 1470001005325 | West midlands grid storage two ltd | West midlands grid storage two | Wolverhampton Battery Storage | 34 Commercial Road | Wolverhampton | West Midlands | WV1 3RD | United Kingdom | 39230 | 29812 | Willenhall 132 25Kv S Stn | Wolverhampton 132Kv S Stn | Wolverhampton 132/33/11Kv | 11 | Western Power Distribution (West Midlands) Plc | Stored Energy (all stored energy irrespective of the original energy source) | Storage - Electrochemical (Batteries) | No |  | 0 | 5.34 | Advanced Fuel (produced via gasification or pyrolysis of biofuel or waste) | Engine (combustion / reciprocating) |  |  |  |  | Advanced Fuel (produced via gasification or pyrolysis of biofuel or waste) | Engine (combustion / reciprocating) | [5 empty] | Connected | 5.34 | 5.263 | 5.54 | 5.263 | 5.54 | 2019-03-01 | [13 empty] | 2022-04-04 01:01
1470001033401 | 1425986500008 | Gkn wheels & structures | Hadley castle works | Gkn Wheels And Structues, Hadley Castle Works | Hadley, Hadley | Telford | Shropshire | TF1 6AA | United Kingdom | 36765 | 31259 | Ironbridge 132Kv S Stn | Ketley 132Kv S Stn | Sankey 33 11Kv S Stn | 11 | Western Power Distribution (West Midlands) Plc | Fossil - Oil | Engine (combustion / reciprocating) | No |  | 0 | 0.4 | Advanced Fuel (produced via gasification or pyrolysis of biofuel or waste) | Engine (combustion / reciprocating) |  |  |  |  | Advanced Fuel (produced via gasification or pyrolysis of biofuel or waste) | Engine (combustion / reciprocating) | [5 empty] | Connected | 0.4 | 0.421 | 0.4432 | 25.5 | 26.8421 | 2019-02-12 | [13 empty] | 2022-04-04 01:01
1470001035677 | 1470000815680 | St austell brewery company ltd | St austell brewery unit 3 | Bath Ales Limited;Hare House | Southway Drive | Bristol |  | BS30 5LW | United Kingdom | 36783 | 17254 | Iron Acton 132Kv S Stn | Chipping Sodbury 132Kv S Stn | Naishcombe Hill 33 11Kv S Stn | 0.4 | Western Power Distribution (West Midlands) Plc | Solar | Photovoltaic | No |  | 0 | 2.25 | Advanced Fuel (produced via gasification or pyrolysis of biofuel or waste) | Engine (combustion / reciprocating) |  |  |  |  | Advanced Fuel (produced via gasification or pyrolysis of biofuel or waste) | Engine (combustion / reciprocating) | [5 empty] | Connected | 2.25 | 0.25 | 0.2632 | 0.6 | 0.6316 | 2019-03-01 | [13 empty] | 2022-04-04 01:01
1470001061826 | 1460002251054 | Plastic omnium automotive ltd | Coleshill, unit 3a, edison road | Hams Hall Distribution Park;Unit 3A | Edison Road, Coleshill | Birmingham |  | B46 1DA | United Kingdom |  |  | Lea Marston 132Kv S Stn | Hams Hall South 132Kv S Stn | Hams Hall South 132/11Kv | 11 | Western Power Distribution (West Midlands) Plc | Fossil - Gas | Gas turbine (OCGT) | Yes |  | 0 | 1.2 | Advanced Fuel (produced via gasification or pyrolysis of biofuel or waste) | Engine (combustion / reciprocating) |  |  |  |  | Advanced Fuel (produced via gasification or pyrolysis of biofuel or waste) | Engine (combustion / reciprocating) | [5 empty] | Connected | 1.2 | 0.45 | 0.4737 | 2 | 2.1053 | 2019-06-01 | [13 empty] | 2022-04-04 01:01
1470001115890 | 1421096500009 | Wye valley nhs trust | The county hospital | Nhs Trust, Hereford County Hospital;27 | Union Walk | Hereford | Herefordshire | HR1 2ER | United Kingdom |  |  | Bishops Wood 132Kv S Stn | Hereford 66Kv S Stn | Hereford Central 66/11Kv | 11 | Western Power Distribution (West Midlands) Plc | Solar | Photovoltaic | No |  | 0 | 0.325 | Advanced Fuel (produced via gasification or pyrolysis of biofuel or waste) | Engine (combustion / reciprocating) |  |  |  |  | Advanced Fuel (produced via gasification or pyrolysis of biofuel or waste) | Engine (combustion / reciprocating) | [5 empty] | Connected | 0.325 | 0.325 | 0.3421 | 2.4 | 2.5263 | 2021-11-18 | [13 empty] | 2022-04-04 01:01
1470001123827 | 1421828100008 | Coveya limited | Coveya ltd st ivel way | Coveya Limited | St Ivel Way, Warmley | Bristol |  | BS30 8TY | United Kingdom | 36706 | 17285 | Iron Acton 132Kv S Stn | Chipping Sodbury 132Kv S Stn | Cowhorn 33 11Kv S Stn | 11 | Western Power Distribution (West Midlands) Plc | Solar | Photovoltaic | No |  | 0 | 1.44 | Advanced Fuel (produced via gasification or pyrolysis of biofuel or waste) | Engine (combustion / reciprocating) |  |  |  |  | Advanced Fuel (produced via gasification or pyrolysis of biofuel or waste) | Engine (combustion / reciprocating) | [5 empty] | Connected | 1.44 | 0.24 | 0.2526 | 0.04 | 0.0421 | 2019-11-01 | [13 empty] | 2022-04-04 01:01
1470001155396 | 1470001155387 | Thornfield 001 ltd | Rowton barnes farm | Barnes Farm Export | Rowton | Telford | Shropshire | TF6 6QX | United Kingdom | 36223 | 31943 | Shrewsbury 132Kv S Stn | Shrewsbury 132/33Kv | Dothill 33 11Kv S Stn | 11 | Western Power Distribution (West Midlands) Plc | Fossil - Gas | Engine (combustion / reciprocating) | Yes |  | 0 | 1.2 | Fossil - Oil | Engine (combustion / reciprocating) | Yes |  | 0 | 0.85 | Advanced Fuel (produced via gasification or pyrolysis of biofuel or waste) | Engine (combustion / reciprocating) | [5 empty] | Connected | 2.05 | 1.263 | 1.3295 | 1.6 | 1.6842 | 2020-03-01 | [13 empty] | 2022-04-04 01:01
1470001163661 | 1470001163449 | Clinitek (malvern) llp | Hanley castle hangmans lane haylers end incinerator | Haylers End Incinerator | Hangmans Lane | Hanley castle |  | WR8 0AJ | United Kingdom | 38235 | 24416 | Feckenham 66 11Kv S Stn | Feckenham 66/11Kv | Brotheridge Grn 66 11Kv S Stn | 11 | Western Power Distribution (West Midlands) Plc | Biofuel - Landfill gas | Gas turbine (OCGT) | Yes |  | 0 | 1 | Advanced Fuel (produced via gasification or pyrolysis of biofuel or waste) | Engine (combustion / reciprocating) |  |  |  |  | Advanced Fuel (produced via gasification or pyrolysis of biofuel or waste) | Engine (combustion / reciprocating) | [5 empty] | Connected | 1 | 1 | 1.0526 | 1 | 1.0526 | 2021-06-23 | [13 empty] | 2022-04-04 01:01
1470001164104 | 1470001164131 | Thornfield 008 ltd | Lower drayton chp | Lower Drayton Farm |  | Penkridge | Staffordshire | ST19 5RE | United Kingdom | 39304 | 31543 | Bushbury D 132Kv | Bushbury C 132Kv S Stn | Four Ashes 33 11Kv S Stn | 11 | Western Power Distribution (West Midlands) Plc | Fossil - Gas | Engine (combustion / reciprocating) | Yes |  | 0 | 1.998 | Advanced Fuel (produced via gasification or pyrolysis of biofuel or waste) | Engine (combustion / reciprocating) |  |  |  |  | Advanced Fuel (produced via gasification or pyrolysis of biofuel or waste) | Engine (combustion / reciprocating) | [5 empty] | Connected | 1.998 | 0.1 | 0.1053 | 0.45 | 0.4737 | 2020-03-23 | [13 empty] | 2022-04-04 01:01
1470001166538 | 1428821000008 | Ricoh (uk) products ltd | Priorslee | Ricoh (Uk) Products Limited Export | Priorslee | Telford | Shropshire | TF2 9NS | United Kingdom | 37185 | 30944 | Ironbridge 132Kv S Stn | Ketley 132Kv S Stn | Snedshill 33 11Kv S Stn | 11 | Western Power Distribution (West Midlands) Plc | Solar | Photovoltaic | No |  | 0 | 0.979 | Advanced Fuel (produced via gasification or pyrolysis of biofuel or waste) | Engine (combustion / reciprocating) |  |  |  |  | Advanced Fuel (produced via gasification or pyrolysis of biofuel or waste) | Engine (combustion / reciprocating) | [5 empty] | Connected | 0.979 | 1.132 | 1.1916 | 2.6 | 2.7368 | 2020-10-30 | [13 empty] | 2022-04-04 01:01
1470001204644 | 1470001204635 | Nextpower lower strensham limited | Lower strensham pv | - | Land On The West Of Bourne Road | Worcester |  | WR8 9DT | United Kingdom | 39032 | 24085 | Feckenham 66 11Kv S Stn | Feckenham 66/11Kv | Lower Stensham Pv | 66 | Western Power Distribution (West Midlands) Plc | Solar | Photovoltaic | No |  | 0 | 25 | Advanced Fuel (produced via gasification or pyrolysis of biofuel or waste) | Engine (combustion / reciprocating) |  |  |  |  | Advanced Fuel (produced via gasification or pyrolysis of biofuel or waste) | Engine (combustion / reciprocating) | [5 empty] | Connected | 25 | 25 | 26.3158 | 0.1 | 0.1053 | 2020-11-16 | [13 empty] | 2022-04-04 01:01
1470001218239 | 1419098013006 | Muller dairy (uk) ltd | Stonebridge cross | Muller Wiseman Dairies | Pointon Way, Hampton Lovett | Droitwich | Worcestershire | WR9 0LW | United Kingdom | 387928 | 265224 | Bishops Wood 132Kv S Stn | Stourport 132 66 33Kv S Stn | Droitwich 66 11Kv S Stn | 11 | Western Power Distribution (West Midlands) Plc | Fossil - Gas | Engine (combustion / reciprocating) | Yes |  | 0 | 10 | Advanced Fuel (produced via gasification or pyrolysis of biofuel or waste) | Engine (combustion / reciprocating) |  |  |  |  | Advanced Fuel (produced via gasification or pyrolysis of biofuel or waste) | Engine (combustion / reciprocating) | [5 empty] | Connected | 10 | 0.2 | 0.2105 | 7.15 | 7.5263 | 2021-07-01 | [13 empty] | 2022-04-04 01:01
1470001236103 | 1470001236121 | Conrad (bilston) limited | Anchor lane gas generator | Export Gen 2, Anchor Lane Gas Generator, 2 | Anchor Lane, Bilston | Wolverhampton |  | WV14 9NA | United Kingdom | 39392 | 29492 | Penn 132Kv S Stn | Coseley 132Kv S Stn | Coseley 132/11Kv | 11 | Western Power Distribution (West Midlands) Plc | Fossil - Gas | Engine (combustion / reciprocating) | No |  | 0 | 19.25 | Advanced Fuel (produced via gasification or pyrolysis of biofuel or waste) | Engine (combustion / reciprocating) |  |  |  |  | Advanced Fuel (produced via gasification or pyrolysis of biofuel or waste) | Engine (combustion / reciprocating) | [5 empty] | Connected | 19.25 | 22.8 | 24 | 0.6 | 0.6316 | 2021-01-22 | [13 empty] | 2022-04-04 01:01
1470001236140 | 1470001236098 | Conrad (bilston) limited | Anchor lane gas generator | Export Gen 1, Anchor Lane Gas Generator, 2 | Anchor Lane, Bilston | Wolverhampton |  | WV14 9NA | United Kingdom | 39392 | 29492 | Penn 132Kv S Stn | Coseley 132Kv S Stn | Coseley 132/11Kv | 11 | Western Power Distribution (West Midlands) Plc | Fossil - Gas | Engine (combustion / reciprocating) | No |  | 0 | 19.25 | Advanced Fuel (produced via gasification or pyrolysis of biofuel or waste) | Engine (combustion / reciprocating) |  |  |  |  | Advanced Fuel (produced via gasification or pyrolysis of biofuel or waste) | Engine (combustion / reciprocating) | [5 empty] | Connected | 19.25 | 22.8 | 24 | 0.6 | 0.6316 | 2021-01-22 | [13 empty] | 2022-04-04 01:01
1470001258950 | 1470001258960 | Muller uk & ireland group llp t/as robert wiseman & sons | Muller dairy uk limited | Muller Dairy Uk Limited | Tern Valley Business Park | Market drayton | Shropshire | TF9 3SQ | United Kingdom |  |  | Cellarhead 132Kv | Meaford C 132Kv S Stn | Market Drayton | 11 | Western Power Distribution (West Midlands) Plc | Waste | Steam turbine (thermal power plant) | Yes |  | 0 | 6.5 | Advanced Fuel (produced via gasification or pyrolysis of biofuel or waste) | Engine (combustion / reciprocating) |  |  |  |  | Advanced Fuel (produced via gasification or pyrolysis of biofuel or waste) | Engine (combustion / reciprocating) | [5 empty] | Connected | 6.5 | 0 | 0 | 60 | 63.1579 | 2021-05-01 | [13 empty] | 2022-04-04 01:01
1470001301871 | 1424644200000 | Muller uk & ireland group t/a muller milk & ingredients | Severnside dairy | Muller, Severnside Dairy | Oldends Lane | Stonehouse | Gloucestershire | GL10 2DG | United Kingdom | 37959 | 20589 | Iron Acton 132Kv S Stn | Ryeford 132Kv S Stn | Ryeford 132/33/11Kv | 11 | Western Power Distribution (West Midlands) Plc | Fossil - Gas | Engine (combustion / reciprocating) | Yes |  | 0 | 3.58 | Advanced Fuel (produced via gasification or pyrolysis of biofuel or waste) | Engine (combustion / reciprocating) |  |  |  |  | Advanced Fuel (produced via gasification or pyrolysis of biofuel or waste) | Engine (combustion / reciprocating) | [5 empty] | Connected | 3.58 | 0.011 | 0.0116 | 9.4 | 9.8947 | 2021-06-01 | [13 empty] | 2022-04-04 01:01
1470001321283 | 1470001321265 | Power initiatives (2) limited | Mucklow hill stor, halesowen |  | Mucklow Hill Stor | Halesowen |  | B62 8DL | United Kingdom | 39740 | 28401 | Bishops Wood 132Kv S Stn | Kidderminster 132Kv S Stn | Kidderminster 132/33/11Kv | 11 | Western Power Distribution (West Midlands) Plc | Fossil - Gas | Gas turbine (OCGT) | No |  | 0 | 5.08 | Advanced Fuel (produced via gasification or pyrolysis of biofuel or waste) | Engine (combustion / reciprocating) |  |  |  |  | Advanced Fuel (produced via gasification or pyrolysis of biofuel or waste) | Engine (combustion / reciprocating) | [5 empty] | Connected | 5.08 | 5 | 5.2632 | 0.09 | 0.0947 | 2022-03-02 | [13 empty] | 2022-04-04 01:01
1470001325720 | 1460001880708 | Keele university | Keele university 2 | ***Export***, Keele University |  | Keele |  | ST5 5BG | United Kingdom | 38237 | 34540 | Cellarhead 132Kv | Newcastle 132Kv S Stn | Newcastle 132/11Kv | 11 | Western Power Distribution (West Midlands) Plc | Solar | Photovoltaic | No |  | 0 | 4.6 | Wind | Onshore wind turbines | No |  | 0 | 1.7 | Stored Energy (all stored energy irrespective of the original energy source) | Storage - Electrochemical (Batteries) | No |  | 0 | 1 |  | Connected | 7.3 | 1.578 | 1.661 | 7.5 | 7.8947 | 2021-10-01 | [13 empty] | 2022-04-04 01:01
1470001332188 | 1470001332160 | South staffordshire water plc | Seedy mill pumping station | Seedy Mill Schematic (Export) | Seedy Mill Waterworks | Handsacre |  | WS13 8HG | United Kingdom |  |  | Rugeley 132Kv S Stn | Lichfield 132Kv S Stn | Lichfield 132/11Kv | 11 | Western Power Distribution (West Midlands) Plc | Fossil - Oil | Engine (combustion / reciprocating) | No |  | 0 | 2.5 | Advanced Fuel (produced via gasification or pyrolysis of biofuel or waste) | Engine (combustion / reciprocating) |  |  |  |  | Advanced Fuel (produced via gasification or pyrolysis of biofuel or waste) | Engine (combustion / reciprocating) | [5 empty] | Connected | 2.5 | 2.5 | 2.6316 | 7.8 | 8.2105 | 2012-11-16 | [13 empty] | 2022-04-04 01:01
1470001350415 | 1470001350381 | Ajlowther & sons ltd | The factory | A J Lowther & Son Limited | Whitchurch | Ross on wye | Herefordshire | HR9 6DF | United Kingdom | 35577 | 21837 | Iron Acton 132Kv S Stn | Ryeford 132Kv S Stn | Netherhills 33 11Kv S Stn | 11 | Western Power Distribution (West Midlands) Plc | Solar | Photovoltaic | No |  | 0 | 1.44 | Advanced Fuel (produced via gasification or pyrolysis of biofuel or waste) | Engine (combustion / reciprocating) |  |  |  |  | Advanced Fuel (produced via gasification or pyrolysis of biofuel or waste) | Engine (combustion / reciprocating) | [5 empty] | Connected | 1.44 | 1 | 1.0526 | 0.4 | 0.421 | 2021-10-01 | [13 empty] | 2022-04-04 01:01
1470001350850 | 1422207100001 | Syzygy consulting | Atos | Atos | 3300 Solihull Park Way, Birmingham Business Park | Birmingham |  | B37 7YW | United Kingdom |  |  | Lea Marston 132Kv S Stn | Chelmsley Wood 132/11Kv | Chelmsley Wood | 11 | Western Power Distribution (West Midlands) Plc | Solar | Photovoltaic | No |  | 0 | 0.375 | Advanced Fuel (produced via gasification or pyrolysis of biofuel or waste) | Engine (combustion / reciprocating) |  |  |  |  | Advanced Fuel (produced via gasification or pyrolysis of biofuel or waste) | Engine (combustion / reciprocating) | [5 empty] | Connected | 0.375 | 0.365 | 0.3842 | 2.5 | 2.6316 | 2022-01-23 | [13 empty] | 2022-04-04 01:01
1470001357800 | 1470001269492 | Dudley metropolitan borough council | Zoological drive, dudley | Very Light Railway Nic | Tipton Road | Dudley | West Midlands | DY1 4QF | United Kingdom | 39502 | 29094 | Penn 132Kv S Stn | Dudley 132Kv S Stn | Dudley 132/11Kv | 11 | Western Power Distribution (West Midlands) Plc | Solar | Photovoltaic | No |  | 0 | 0.11 | Advanced Fuel (produced via gasification or pyrolysis of biofuel or waste) | Engine (combustion / reciprocating) |  |  |  |  | Advanced Fuel (produced via gasification or pyrolysis of biofuel or waste) | Engine (combustion / reciprocating) | [5 empty] | Connected | 0.11 | 0.11 | 0.1158 | 3.2 | 3.3684 | 2022-04-01 | [13 empty] | 2022-04-04 01:01
1470001361728 | 1460002081358 | Defence estates | Mod creden hill | Mod Creden Hill Export | A480 | Hereford |  | HR4 7DD | United Kingdom | 34547 | 24350 | Bishops Wood 132Kv S Stn | Hereford 66Kv S Stn | Hereford North 66 11Kv S Stn | 11 | Western Power Distribution (West Midlands) Plc | Solar | Photovoltaic | No |  | 0 | 0.06 | Advanced Fuel (produced via gasification or pyrolysis of biofuel or waste) | Engine (combustion / reciprocating) |  |  |  |  | Advanced Fuel (produced via gasification or pyrolysis of biofuel or waste) | Engine (combustion / reciprocating) | [5 empty] | Connected | 0.06 | 0.06 | 0.0632 | 6.4 | 6.7368 | 2021-11-01 | [13 empty] | 2022-04-04 01:01
1470001362304 | 1460000777113 | Duraflex ltd | Tewkesbury, severn drive | 6400 | Severn Drive, Shannon Way, Tweksbury |  |  | GL20 8SF | United Kingdom | 39156 | 23435 | Port Ham 132Kv S Stn | Tewkesbury Grid 132/11Kv | Tewkesbury Grid 132/11Kv | 11 | Western Power Distribution (West Midlands) Plc | Fossil - Gas | Engine (combustion / reciprocating) | Yes |  | 0 | 3.24 | Advanced Fuel (produced via gasification or pyrolysis of biofuel or waste) | Engine (combustion / reciprocating) |  |  |  |  | Advanced Fuel (produced via gasification or pyrolysis of biofuel or waste) | Engine (combustion / reciprocating) | [5 empty] | Connected | 3.24 | 3.24 | 3.4105 | 4 | 4.2105 | 2022-02-01 | [13 empty] | 2022-04-04 01:01
1470001378207 | 1470001278432 | 1&1 ionos ltd | Worcester spetchley clayfield road plot 6a ionos | Unit 6A, Ionos | Clayfield Road, , Spetchley | Worcester |  | WR4 0AE | United Kingdom | 38913 | 25618 | Bishops Wood 132Kv S Stn | Warndon 132Kv S Stn | Warndon 132/11Kv | 11 | Western Power Distribution (West Midlands) Plc | Solar | Photovoltaic | No |  | 0 | 0.656 | Biofuel - Other | Engine (combustion / reciprocating) | No |  | 0 | 0.5 | Advanced Fuel (produced via gasification or pyrolysis of biofuel or waste) | Engine (combustion / reciprocating) | [5 empty] | Connected | 1.156 | 0.65 | 0.6842 | 10 | 10.5263 | 2022-03-01 | [13 empty] | 2022-04-04 01:01
1470001406617 | 1420611000005 | Springcare (hatton) ltd | Hatton, cold hatton | Hatton Court Nursing | Whitchurch Road, Cold Hatton | Telford |  | TF6 6QB | United Kingdom | 36291 | 32131 | Shrewsbury 132Kv S Stn | Shrewsbury 132/33Kv | Dothill 33 11Kv S Stn | 0.4 | Western Power Distribution (West Midlands) Plc | Solar | Photovoltaic | No |  | 0 | 1 | Advanced Fuel (produced via gasification or pyrolysis of biofuel or waste) | Engine (combustion / reciprocating) |  |  |  |  | Advanced Fuel (produced via gasification or pyrolysis of biofuel or waste) | Engine (combustion / reciprocating) | [5 empty] | Connected | 1 | 0.05 | 0.0526 | 0.069 | 0.0726 | 2022-04-01 | [13 empty] | 2022-04-04 01:01
1470001411139 | 1412851803004 | Stairways midlands ltd | Bescot crescent | Stairways Midlands , Stairways Midlands Limited | Bescot Crescent | Walsall | West Midlands | WS1 4ND | United Kingdom |  |  | Bustleholm 132Kv S Stn | Bustleholm 132/11Kv | Bustleholm 11Kv S Stn | 11 | Western Power Distribution (West Midlands) Plc | Solar | Photovoltaic | No |  | 0 | 1.188 | Advanced Fuel (produced via gasification or pyrolysis of biofuel or waste) | Engine (combustion / reciprocating) |  |  |  |  | Advanced Fuel (produced via gasification or pyrolysis of biofuel or waste) | Engine (combustion / reciprocating) | [5 empty] | Connected | 1.188 | 0.297 | 0.3126 | 0.288 | 0.3032 | 2022-04-10 | [13 empty] | 2022-04-04 01:01
1470001411671 | 1470001380251 | West midlands travel limited | National express | Perry Barr Bus Depot | Wellhead Road | Birmingham |  | B42 2SY | United Kingdom | [5 empty] | 11 | Western Power Distribution (West Midlands) Plc | Solar | Photovoltaic | No |  | 0 | 0.071 | Advanced Fuel (produced via gasification or pyrolysis of biofuel or waste) | Engine (combustion / reciprocating) |  |  |  |  | Advanced Fuel (produced via gasification or pyrolysis of biofuel or waste) | Engine (combustion / reciprocating) | [5 empty] | Connected | 0.071 | 0.07 | 0.0737 | 1.578 | 1.661 | 2022-07-01 | [13 empty] | 2022-04-04 01:01
1470001418436 | 1426004200001 | Venaglass courtfield (commercial) ltd | Stowfield business park |  | Stowfield Business Park, Stowfield Road | Lydbrook | Gloucestershire | GL17 9NG | United Kingdom |  |  | Port Ham 132Kv S Stn | Lydney 33Kv S Stn | Stowfield 33 11Kv S Stn | 11 | Western Power Distribution (West Midlands) Plc | Solar | Photovoltaic | No |  | 0 | 0.32 | Advanced Fuel (produced via gasification or pyrolysis of biofuel or waste) | Engine (combustion / reciprocating) |  |  |  |  | Advanced Fuel (produced via gasification or pyrolysis of biofuel or waste) | Engine (combustion / reciprocating) | [5 empty] | Connected | 0.32 | 0.32 | 0.3368 | 1.4 | 1.4737 | 2022-03-28 | [13 empty] | 2022-04-04 01:01
2100040023638 | 2189999996884 | Ab inbev uk limited | T/a budweiser brewing group uk&i | Feeder 1 | Whitbread Brewery, Magor | Newport |  | NP26 3DA | United Kingdom | 341557 | 187287 | Uskmouth | Magor Grid | Magor Primary | 11 | Western Power Distribution (South Wales) Plc | Wind | Onshore wind turbines | No |  | 0 | 3.5 | Advanced Fuel (produced via gasification or pyrolysis of biofuel or waste) | Engine (combustion / reciprocating) |  |  |  |  | Advanced Fuel (produced via gasification or pyrolysis of biofuel or waste) | Engine (combustion / reciprocating) | [5 empty] | Connected | 3.5 | 3.5 | 3.6842 | 14 | 14.7368 | 2020-10-14 | [13 empty] | 2022-04-04 01:01
2100040023647 | 2189999996884 | Ab inbev uk limited | T/a budweiser brewing group uk&i | Feeder 6 | Whitbread Brewery, Magor | Newport |  | NP26 3DA | United Kingdom | 341557 | 187287 | Uskmouth | Magor Grid | Magor Primary | 11 | Western Power Distribution (South Wales) Plc | Wind | Onshore wind turbines | No |  | 0 | 3.5 | Advanced Fuel (produced via gasification or pyrolysis of biofuel or waste) | Engine (combustion / reciprocating) |  |  |  |  | Advanced Fuel (produced via gasification or pyrolysis of biofuel or waste) | Engine (combustion / reciprocating) | [5 empty] | Connected | 3.5 | 3.5 | 3.6842 | 14 | 14.7368 | 2020-10-14 | [13 empty] | 2022-04-04 01:01
2100040067529 | 2100040067538 | H l c (neath port talbot limited) | Swansea crymlyn burrows | Neath Port Talbot Recycling Limited, , Materials Recovery & Energy Centre | Crymlyn Burrows | Swansea | West Glamorgan | SA1 8PT | United Kingdom | 269427 | 193176 | Swansea North Grid | Tir John Power Station |  | 33 | Western Power Distribution (South Wales) Plc | Fossil - Oil | Engine (combustion / reciprocating) | No |  | 0 | 5 | Advanced Fuel (produced via gasification or pyrolysis of biofuel or waste) | Engine (combustion / reciprocating) |  |  |  |  | Advanced Fuel (produced via gasification or pyrolysis of biofuel or waste) | Engine (combustion / reciprocating) | [5 empty] | Connected | 5 | 5 | 5.2632 | 2.5 | 2.6316 | 2002-01-22 | [13 empty] | 2022-04-04 01:01
2100040126333 | 2100040126342 | Windjen (blaen bowi) ltd | Blaen bowi wind farm | Blaen Bowy | Capel Iwan | Newcastle emlyn | Carmarthenshire | SA38 9NG | United Kingdom | 232248 | 235207 | Swansea North Grid | Rhos Grid |  | 33 | Western Power Distribution (South Wales) Plc | Wind | Onshore wind turbines | No |  | 0 | 4.9 | Advanced Fuel (produced via gasification or pyrolysis of biofuel or waste) | Engine (combustion / reciprocating) |  |  |  |  | Advanced Fuel (produced via gasification or pyrolysis of biofuel or waste) | Engine (combustion / reciprocating) | [5 empty] | Connected | 4.9 | 4.9 | 5.1579 | 0.1 | 0.1053 | 2003-03-06 | [13 empty] | 2022-04-04 01:01
2100040135728 | 2100040135737 | Infinis ltd | Nantycaws landfill gas generator | Nantycaws Landfill Gas Generator | Llanddarog Road | Nantycaws | Carmarthenshire | SA32 8BG | United Kingdom | 247402 | 217552 | Swansea North Grid | Carmarthen Grid | Cwmffrwd | 11 | Western Power Distribution (South Wales) Plc | Biofuel - Landfill gas | Steam turbine (thermal power plant) | No |  | 0 | 2.006 | Advanced Fuel (produced via gasification or pyrolysis of biofuel or waste) | Engine (combustion / reciprocating) |  |  |  |  | Advanced Fuel (produced via gasification or pyrolysis of biofuel or waste) | Engine (combustion / reciprocating) | [5 empty] | Connected | 2.006 | 1.2 | 1.2632 | 0.05 | 0.0526 | 2022-09-01 | [13 empty] | 2022-04-04 01:01
2100040255535 | 2100040246647 | Novera energy generation no2 limited | Ebbw vale silent valley | Beechwood House | Cwm | Ebbw vale | Gwent | NP23 6PZ | United Kingdom | 318460 | 206555 | Rassau Gsp | Ebbw Vale | Ebbw Vale Primary | 11 | Western Power Distribution (South Wales) Plc | Biofuel - Landfill gas | Gas turbine (OCGT) | No |  | 0 | 3.166 | Advanced Fuel (produced via gasification or pyrolysis of biofuel or waste) | Engine (combustion / reciprocating) |  |  |  |  | Advanced Fuel (produced via gasification or pyrolysis of biofuel or waste) | Engine (combustion / reciprocating) | [5 empty] | Connected | 3.166 | 2.6 | 2.7368 | 0.1 | 0.1053 | 2003-08-01 | [13 empty] | 2022-04-04 01:01
2100040495600 | 2100040495610 | Ffynnon oer windfarm limited | Ffynnon oer wind farm | Ffynnon Oer Windfarm | Blaencreagan, Resolven | Neath | West Glamorgan | SA11 4HY | United Kingdom |  |  | Grange | Grange Bsp | Caerau Primary | 33 | Western Power Distribution (South Wales) Plc | Wind | Onshore wind turbines | No |  | 0 | 33.7 | Advanced Fuel (produced via gasification or pyrolysis of biofuel or waste) | Engine (combustion / reciprocating) |  |  |  |  | Advanced Fuel (produced via gasification or pyrolysis of biofuel or waste) | Engine (combustion / reciprocating) | [5 empty] | Connected | 33.7 | 33.7 | 35.4737 | 0.04 | 0.0421 | 2006-03-21 | [13 empty] | 2022-04-04 01:01
2100040609507 | 2100040609516 | Biffa waste services limited | Trecatti landfill site 33kv generation scheme | Generation, Import Mpan, Biffa Waste Landfill | Trecatti Landfill Site, Pant Y Waun | Merthyr tydfil | Mid Glamorgan | CF48 4AB | United Kingdom |  |  | Upper Boat | Dowlais Grid | Nantwen | 33 | Western Power Distribution (South Wales) Plc | Biofuel - Landfill gas | Gas turbine (OCGT) | No |  | 0 | 7.75 | Advanced Fuel (produced via gasification or pyrolysis of biofuel or waste) | Engine (combustion / reciprocating) |  |  |  |  | Advanced Fuel (produced via gasification or pyrolysis of biofuel or waste) | Engine (combustion / reciprocating) | [5 empty] | Connected | 7.75 | 5.1 | 5.3684 | 0.85 | 0.8947 | 2007-01-01 | [13 empty] | 2022-04-04 01:01
2100040694051 | 2100040694060 | Resources management u k limited | Withyhedges landfill site, haverfordwest | Import, Material Recycling Facility, Withyhedge Landfill Site | Rudbaxton | Haverfordwest | Dyfed | SA62 4DB | United Kingdom | 196997 | 221357 | Pembroke Power Station | Haverfordwest Grid |  | 33 | Western Power Distribution (South Wales) Plc | Biofuel - Landfill gas | Gas turbine (OCGT) | No |  | 0 | 2.3 | Advanced Fuel (produced via gasification or pyrolysis of biofuel or waste) | Engine (combustion / reciprocating) |  |  |  |  | Advanced Fuel (produced via gasification or pyrolysis of biofuel or waste) | Engine (combustion / reciprocating) | [5 empty] | Connected | 2.3 | 2.3 | 2.421 | 0.04 | 0.0421 | 2007-09-01 | [13 empty] | 2022-04-04 01:01
2100040719983 | 2100040719992 | Western bio-energy limited | Biomass generation site margam | Western Wood Energy Plant;1 | Longland Lane | Margam | South Glamorgan | SA13 2NR | United Kingdom | 279033 | 186173 | Pyle Grid | Pyle Bsp |  | 33 | Western Power Distribution (South Wales) Plc | Biomass | Steam turbine (thermal power plant) | No |  | 0 | 19 | Advanced Fuel (produced via gasification or pyrolysis of biofuel or waste) | Engine (combustion / reciprocating) |  |  |  |  | Advanced Fuel (produced via gasification or pyrolysis of biofuel or waste) | Engine (combustion / reciprocating) | [5 empty] | Connected | 19 | 15.8 | 16.6316 | 2 | 2.1053 | 2008-07-01 | [13 empty] | 2022-04-04 01:01
2100040726225 | 2189999998428 | Cardiff county council | Butetown link tunnel service building | Control Building | Bute Street | Cardiff | South Glamorgan | CF10 5LF | United Kingdom | 319017 | 174888 | Aberthaw Power Station | Cardiff South Bsp | Cardiff South Grid | 11 | Western Power Distribution (South Wales) Plc | Fossil - Gas | Gas turbine (OCGT) | No |  | 0 | 8 | Advanced Fuel (produced via gasification or pyrolysis of biofuel or waste) | Engine (combustion / reciprocating) |  |  |  |  | Advanced Fuel (produced via gasification or pyrolysis of biofuel or waste) | Engine (combustion / reciprocating) | [5 empty] | Connected | 8 | 0.8 | 0.8421 | 1.6 | 1.6842 | 2008-03-01 | [13 empty] | 2022-04-04 01:01
2100040726527 | 2189999998428 | Cardiff county council | Butetown link tunnel service building | Control Building | Bute Street | Cardiff | South Glamorgan | CF10 5LF | United Kingdom | 319017 | 174888 | Aberthaw Power Station | Cardiff South Bsp | Cardiff South Grid | 11 | Western Power Distribution (South Wales) Plc | Fossil - Gas | Gas turbine (OCGT) | No |  | 0 | 8 | Advanced Fuel (produced via gasification or pyrolysis of biofuel or waste) | Engine (combustion / reciprocating) |  |  |  |  | Advanced Fuel (produced via gasification or pyrolysis of biofuel or waste) | Engine (combustion / reciprocating) | [5 empty] | Connected | 8 | 0.8 | 0.8421 | 1.6 | 1.6842 | 2008-03-01 | [13 empty] | 2022-04-04 01:01
2100040841780 | 2100040841771 | Pendine wind farm limited | Pendine carmarthenshire imp/exp parc cynog generator | Parc Cynog Wind Farm | Colston | Pendine | Carmarthenshire | SA33 4PY | United Kingdom | 226105 | 210223 | Swansea North Grid | Carmarthen Grid |  | 33 | Western Power Distribution (South Wales) Plc | Wind | Onshore wind turbines | No |  | 0 | 4.8 | Advanced Fuel (produced via gasification or pyrolysis of biofuel or waste) | Engine (combustion / reciprocating) |  |  |  |  | Advanced Fuel (produced via gasification or pyrolysis of biofuel or waste) | Engine (combustion / reciprocating) | [5 empty] | Connected | 4.8 | 4.8 | 5.0526 | 0.275 | 0.2895 | 2009-08-01 | [13 empty] | 2022-04-04 01:01
2100040878016 | 2100040878007 | Statkraft wind (uk) limited | ***wind farm*** blaengwen wind farm | Blaengwen Wind Farm |  | Alltwallis | Carmarthen | SA32 7EE | United Kingdom |  |  | Swansea North Grid | Rhos Grid |  | 132 | Western Power Distribution (South Wales) Plc | Wind | Onshore wind turbines | No |  | 0 | 24.2 | Advanced Fuel (produced via gasification or pyrolysis of biofuel or waste) | Engine (combustion / reciprocating) |  |  |  |  | Advanced Fuel (produced via gasification or pyrolysis of biofuel or waste) | Engine (combustion / reciprocating) | [5 empty] | Connected | 24.2 | 23 | 24.2105 | 1 | 1.0526 | 2009-11-01 | [13 empty] | 2022-04-04 01:01
2100040960619 | 2100040960600 | Pennant walters (maesgwyn) limited | Glyn neath maesgwyn wind farm | Maesgwyn Wind Farm Export | Maesgwyn | Glynneath | West Glamorgan | SA10 9LR | United Kingdom |  |  | Swansea North Grid |  |  | 132 | Western Power Distribution (South Wales) Plc | Wind | Onshore wind turbines | No |  | 0 | 26 | Advanced Fuel (produced via gasification or pyrolysis of biofuel or waste) | Engine (combustion / reciprocating) |  |  |  |  | Advanced Fuel (produced via gasification or pyrolysis of biofuel or waste) | Engine (combustion / reciprocating) | [5 empty] | Connected | 26 | 36 | 37.8947 | 0.5 | 0.5263 | 2011-03-14 | [13 empty] | 2022-04-04 01:01
2100040975990 | 2199989282557 | Pinewood studios wales limited | Cardiff, wentloog avenue | Acer Peripherals Inc | Wentlooog Avenue, Wentloog | Cardiff | South Glamorgan | CF3 2EE | United Kingdom | 32353 | 17923 | Cardiff East Grid | Trowbridge 132/11 Kv S/S | Trowbridge Primary | 11 | Western Power Distribution (South Wales) Plc | Wind | Onshore wind turbines | No |  | 0 | 2.3 | Advanced Fuel (produced via gasification or pyrolysis of biofuel or waste) | Engine (combustion / reciprocating) |  |  |  |  | Advanced Fuel (produced via gasification or pyrolysis of biofuel or waste) | Engine (combustion / reciprocating) | [5 empty] | Connected | 2.3 | 2.3 | 2.421 | 0.4 | 0.421 | 2011-02-07 | [13 empty] | 2022-04-04 01:01
2100040992986 | 2100040566173 | Tesco stores limited | Newport magor tesco trunking centre import/export | Proposed Dist Centre-Tesco Stores | , Magor | Caldicot | Gwent | NP19 0TX | United Kingdom | 34004 | 18618 | Uskmouth | Magor Grid | Magor Primary | 11 | Western Power Distribution (South Wales) Plc | Wind | Onshore wind turbines | No |  | 0 | 1.25 | Wind | Onshore wind turbines | No |  | 0 | 0.8 | Advanced Fuel (produced via gasification or pyrolysis of biofuel or waste) | Engine (combustion / reciprocating) | [5 empty] | Connected | 2.05 | 0.75 | 0.7895 | 0.45 | 0.4737 | 2011-03-01 | [13 empty] | 2022-04-04 01:01
2100040992995 | 2199989629638 | Tesco stores limited | Tesco magor distribution centre | Proposed Dist Centre-Tesco Stores | Distribution Site, Magor | Caldicot | Gwent | NP19 0TX | United Kingdom | 34038 | 18628 | Uskmouth | Magor Grid | Magor Primary | 11 | Western Power Distribution (South Wales) Plc | Wind | Onshore wind turbines | No |  | 0 | 1.25 | Wind | Onshore wind turbines | No |  | 0 | 0.8 | Advanced Fuel (produced via gasification or pyrolysis of biofuel or waste) | Engine (combustion / reciprocating) | [5 empty] | Connected | 2.05 | 0.3 | 0.3158 | 1 | 1.0526 | 2011-03-01 | [13 empty] | 2022-04-04 01:01
2100041013923 | 2100041013932 | West sl holdings ltd | Rhosygilwen mansion | Rhosygilwen Mansion | Rhoshill | Cardigan | Dyfed | SA43 2TW | United Kingdom | 220380 | 240611 | Swansea North Grid | Rhos Grid | Bridell | 11 | Western Power Distribution (South Wales) Plc | Solar | Photovoltaic | No |  | 0 | 2 | Advanced Fuel (produced via gasification or pyrolysis of biofuel or waste) | Engine (combustion / reciprocating) |  |  |  |  | Advanced Fuel (produced via gasification or pyrolysis of biofuel or waste) | Engine (combustion / reciprocating) | [5 empty] | Connected | 2 | 2 | 2.1053 | 0.05 | 0.0526 | 2011-07-08 | [13 empty] | 2022-04-04 01:01
2100041023930 | 2100041023940 | Risen energy projects 1 limited | Usk llancayo solar generation site | Llancayo Solar Generation Site | Llancayo, Abergavenny Road | Usk | Monmouthshire | NP15 1HY | United Kingdom | 33640 | 20294 | Uskmouth | Panteg 66Kv Sw Site | Usk | 11 | Western Power Distribution (South Wales) Plc | Solar | Photovoltaic | No |  | 0 | 3.9 | Advanced Fuel (produced via gasification or pyrolysis of biofuel or waste) | Engine (combustion / reciprocating) |  |  |  |  | Advanced Fuel (produced via gasification or pyrolysis of biofuel or waste) | Engine (combustion / reciprocating) | [5 empty] | Connected | 3.9 | 3.9 | 4.1053 | 0.02 | 0.021 | 2011-07-30 | [13 empty] | 2022-04-04 01:01
2100041033887 | 2100041033896 | Crossdean limited | Monmouth hadnock road valley enterprise park | Valley Enterprise Park | Hadnock Road | Monmouth | Gwent | NP25 3NQ | United Kingdom | 35148 | 21293 | Rassau Gsp | Abergavenny | Monmouth | 11 | Western Power Distribution (South Wales) Plc | Fossil - Gas | Engine (combustion / reciprocating) | No |  | 0 | 3.2 | Advanced Fuel (produced via gasification or pyrolysis of biofuel or waste) | Engine (combustion / reciprocating) |  |  |  |  | Advanced Fuel (produced via gasification or pyrolysis of biofuel or waste) | Engine (combustion / reciprocating) | [5 empty] | Connected | 3.2 | 3 | 3.1579 | 0.02 | 0.021 | 2011-11-03 | [13 empty] | 2022-04-04 01:01
2100041063092 | 2199989639974 | Monier limited | Monier redland unit 15 rassau ind est | Generation Mpan, Unit 15 | Rassau Industrial Estate | Gwent |  | NP23 5SD | United Kingdom |  |  | Rassau Gsp | Rassau West 132/11Kv S/S | Rassau West Primary | 11 | Western Power Distribution (South Wales) Plc | Wind | Onshore wind turbines | No |  | 0 | 0.5 | Advanced Fuel (produced via gasification or pyrolysis of biofuel or waste) | Engine (combustion / reciprocating) |  |  |  |  | Advanced Fuel (produced via gasification or pyrolysis of biofuel or waste) | Engine (combustion / reciprocating) | [5 empty] | Connected | 0.5 | 0.5 | 0.5263 | 1.1 | 1.1579 | 2012-02-22 | [13 empty] | 2022-04-04 01:01
2100041063669 | 2100041063650 | Mynydd wind farm llp | Mynydd portref wind farm | Mynydd Windfarm |  | Tonyrefail | Mid Glamorgan | CF39 8DJ | United Kingdom |  |  | Upper Boat | Upper Boat Bsp |  | 33 | Western Power Distribution (South Wales) Plc | Wind | Onshore wind turbines | No |  | 0 | 9.35 | Advanced Fuel (produced via gasification or pyrolysis of biofuel or waste) | Engine (combustion / reciprocating) |  |  |  |  | Advanced Fuel (produced via gasification or pyrolysis of biofuel or waste) | Engine (combustion / reciprocating) | [5 empty] | Connected | 9.35 | 10 | 10.5263 | 0.15 | 0.1579 | 2012-04-05 | [13 empty] | 2022-04-04 01:01
2100041072803 | 2100041072798 | Gf173 limited | Waunarlwydd stor generation | Swansea Generation One | Alcoa Site, Titanium Road, Cockett | Swansea | West Glamorgan | SA5 4SG | United Kingdom |  |  | Swansea North Grid | Swansea North Bsp |  | 33 | Western Power Distribution (South Wales) Plc | Fossil - Oil | Engine (combustion / reciprocating) | No |  | 0 | 20.8 | Advanced Fuel (produced via gasification or pyrolysis of biofuel or waste) | Engine (combustion / reciprocating) |  |  |  |  | Advanced Fuel (produced via gasification or pyrolysis of biofuel or waste) | Engine (combustion / reciprocating) | [5 empty] | Connected | 20.8 | 20 | 21.0526 | 0.1 | 0.1053 | 2012-06-26 | [13 empty] | 2022-04-04 01:01
2100041078814 | 2100041078805 | Green frog power 214 limited | Briton ferry stor generation | Briton Ferry Generation | Brunel Way, The Quays | Briton ferry | West Glamorgan | SA11 2GA | United Kingdom |  |  | Swansea North Grid | Briton Ferry Grid |  | 33 | Western Power Distribution (South Wales) Plc | Fossil - Oil | Engine (combustion / reciprocating) | No |  | 0 | 21.216 | Advanced Fuel (produced via gasification or pyrolysis of biofuel or waste) | Engine (combustion / reciprocating) |  |  |  |  | Advanced Fuel (produced via gasification or pyrolysis of biofuel or waste) | Engine (combustion / reciprocating) | [5 empty] | Connected | 21.216 | 21.76 | 22.9053 | 0.1 | 0.1053 | 2012-09-30 | [13 empty] | 2022-04-04 01:01
2100041079047 | 2100041079038 | Cambrian renewable energy limited | Bettws |  | Mynydd Y Bettws Wind Farm, Bettws | Ammanford |  | SA18 2PN | United Kingdom |  |  | Swansea North Grid |  |  | 132 | Western Power Distribution (South Wales) Plc | Wind | Onshore wind turbines | No |  | 0 | 34.5 | Advanced Fuel (produced via gasification or pyrolysis of biofuel or waste) | Engine (combustion / reciprocating) |  |  |  |  | Advanced Fuel (produced via gasification or pyrolysis of biofuel or waste) | Engine (combustion / reciprocating) | [5 empty] | Connected | 34.5 | 37 | 38.9474 | 0.5 | 0.5263 | 2012-09-24 | [13 empty] | 2022-04-04 01:01
2100041079180 | 2100041079171 | Maerdy windfarm limited | Rhondda cynon taf maerdy windfarm |  | Maerdy Windfarm, Maerdy | Rhondda cynon taff | Mid Glamorgan | CF42 6TF | United Kingdom |  |  | Swansea North Grid | Hirwaun Grid | Maerdy | 33 | Western Power Distribution (South Wales) Plc | Wind | Onshore wind turbines | No |  | 0 | 24 | Advanced Fuel (produced via gasification or pyrolysis of biofuel or waste) | Engine (combustion / reciprocating) |  |  |  |  | Advanced Fuel (produced via gasification or pyrolysis of biofuel or waste) | Engine (combustion / reciprocating) | [5 empty] | Connected | 24 | 24 | 25.2632 | 0.3 | 0.3158 | 2013-03-15 | [13 empty] | 2022-04-04 01:01
2100041079809 | 2100041079854 | Rhymney power limited | Generator section unit 48 portmanmoor rd rover way | Power Plus Limited Stor Gen, Unit 48 | Portmanmoor Road Industrial Estate, Rover Way | Cardiff | South Glamorgan | CF24 5HB | United Kingdom | 320621 | 175688 | Cardiff East Grid | Rover Way Grid | Rover Way Primary | 11 | Western Power Distribution (South Wales) Plc | Fossil - Gas | Engine (combustion / reciprocating) | No |  | 0 | 10 | Advanced Fuel (produced via gasification or pyrolysis of biofuel or waste) | Engine (combustion / reciprocating) |  |  |  |  | Advanced Fuel (produced via gasification or pyrolysis of biofuel or waste) | Engine (combustion / reciprocating) | [5 empty] | Connected | 10 | 10 | 10.5263 | 0.05 | 0.0526 | 2012-08-01 | [13 empty] | 2022-04-04 01:01
2100041080130 | 2100041080121 | Ffos las solar developments limited | Ffos las solar pv farm |  | Culla Road, Trimsaran | Kidwelly | Carmarthenshire | SA17 4DE | United Kingdom |  |  | Swansea North Grid | Trostre Grid | New Lodge | 33 | Western Power Distribution (South Wales) Plc | Solar | Photovoltaic | No |  | 0 | 5 | Advanced Fuel (produced via gasification or pyrolysis of biofuel or waste) | Engine (combustion / reciprocating) |  |  |  |  | Advanced Fuel (produced via gasification or pyrolysis of biofuel or waste) | Engine (combustion / reciprocating) | [5 empty] | Connected | 5 | 5 | 5.2632 | 0.1 | 0.1053 | 2013-02-13 | [13 empty] | 2022-04-04 01:01
2100041080177 | 2100041080140 | Pont andrew limited | Pont andrew solar pv farm |  | Pontyberem | Llanelli | Carmarthenshire | SA15 5NX | United Kingdom | 25273 | 21065 | Swansea North Grid | Trostre Grid |  | 33 | Western Power Distribution (South Wales) Plc | Solar | Photovoltaic | No |  | 0 | 5 | Advanced Fuel (produced via gasification or pyrolysis of biofuel or waste) | Engine (combustion / reciprocating) |  |  |  |  | Advanced Fuel (produced via gasification or pyrolysis of biofuel or waste) | Engine (combustion / reciprocating) | [5 empty] | Connected | 5 | 5 | 5.2632 | 0.1 | 0.1053 | 2012-07-31 | [13 empty] | 2022-04-04 01:01
2100041089685 | 2100041089700 | Green frog power 214 limited | Hirwaun stor generation | Hirwaun Industrial Estate | Main Avenue, Hirwaun | Aberdare | Mid Glamorgan | CF44 9UY | United Kingdom |  |  | Swansea North Grid | Hirwaun Grid |  | 33 | Western Power Distribution (South Wales) Plc | Fossil - Oil | Engine (combustion / reciprocating) | No |  | 0 | 21.216 | Advanced Fuel (produced via gasification or pyrolysis of biofuel or waste) | Engine (combustion / reciprocating) |  |  |  |  | Advanced Fuel (produced via gasification or pyrolysis of biofuel or waste) | Engine (combustion / reciprocating) | [5 empty] | Connected | 21.216 | 21.76 | 22.9053 | 0.1 | 0.1053 | 2012-10-01 | [13 empty] | 2022-04-04 01:01
2100041090087 | 2100041090096 | Pennant walters (pant y wal) limited | Pant y wal wind farm | Pant Y Wal Wind Farm | Glynogwr | Bridgend | Mid Glamorgan | CF35 6EL | United Kingdom |  |  | Grange | Grange Bsp | Ogmore Vale | 66 | Western Power Distribution (South Wales) Plc | Wind | Onshore wind turbines | No |  | 0 | 74.7 | Advanced Fuel (produced via gasification or pyrolysis of biofuel or waste) | Engine (combustion / reciprocating) |  |  |  |  | Advanced Fuel (produced via gasification or pyrolysis of biofuel or waste) | Engine (combustion / reciprocating) | [5 empty] | Connected | 74.7 | 46.7 | 49.1579 | 0.5 | 0.5263 | 2016-08-15 | [13 empty] | 2022-04-04 01:01
2100041101543 | 2100041101552 | Langstone solar farm 2012 ltd | Newport, langstone solar farm | Hazel Farm | Langstone Court Road | Newport | Gwent | NP18 2NE | United Kingdom | 33702 | 18936 | Uskmouth | Newport South | Ringland Newport | 11 | Western Power Distribution (South Wales) Plc | Solar | Photovoltaic | No |  | 0 | 2.5 | Advanced Fuel (produced via gasification or pyrolysis of biofuel or waste) | Engine (combustion / reciprocating) |  |  |  |  | Advanced Fuel (produced via gasification or pyrolysis of biofuel or waste) | Engine (combustion / reciprocating) | [5 empty] | Connected | 2.5 | 2.5 | 2.6316 | 0.1 | 0.1053 | 2012-11-01 | [13 empty] | 2022-04-04 01:01
2100041103407 | 2100041103391 | Green frog power 214 limited | Swansea tir john stor generation | Tir John Generation | Site Adjacent To Wpd Substaion, Off Dinam Road & Tir John North Road, Saint Thomas | Swansea | West Glamorgan | SA1 8NZ | United Kingdom |  |  | Swansea North Grid | Tir John Power Station |  | 33 | Western Power Distribution (South Wales) Plc | Fossil - Oil | Engine (combustion / reciprocating) | No |  | 0 | 21.216 | Advanced Fuel (produced via gasification or pyrolysis of biofuel or waste) | Engine (combustion / reciprocating) |  |  |  |  | Advanced Fuel (produced via gasification or pyrolysis of biofuel or waste) | Engine (combustion / reciprocating) | [5 empty] | Connected | 21.216 | 23.76 | 25.0105 | 0.1 | 0.1053 | 2012-12-01 | [13 empty] | 2022-04-04 01:01
2100041105609 | 2100041105593 | Wear point wind limited | Wear point wind farm | Wear Point Wind Farm | Main Road, Waterston | Milford haven | Dyfed | SA73 1DR | United Kingdom | 193491 | 204557 | Pembroke Power Station | Haverfordwest Grid | Steynton | 33 | Western Power Distribution (South Wales) Plc | Wind | Onshore wind turbines | No |  | 0 | 8.2 | Advanced Fuel (produced via gasification or pyrolysis of biofuel or waste) | Engine (combustion / reciprocating) |  |  |  |  | Advanced Fuel (produced via gasification or pyrolysis of biofuel or waste) | Engine (combustion / reciprocating) | [5 empty] | Connected | 8.2 | 10 | 10.5263 | 0.07 | 0.0737 | 2013-12-20 | [13 empty] | 2022-04-04 01:01
2100041113247 | 2100041113229 | Ks spv 24 limited | Pembroke dock west farm pv | West Farm | Point Lane, Cosheston | Pembroke dock | Dyfed | SA72 4UN | United Kingdom | 200128 | 203686 | Pembroke Power Station | Golden Hill Grid |  | 33 | Western Power Distribution (South Wales) Plc | Solar | Photovoltaic | No |  | 0 | 11.475 | Advanced Fuel (produced via gasification or pyrolysis of biofuel or waste) | Engine (combustion / reciprocating) |  |  |  |  | Advanced Fuel (produced via gasification or pyrolysis of biofuel or waste) | Engine (combustion / reciprocating) | [5 empty] | Connected | 11.475 | 11.5 | 12.1053 | 0.13 | 0.1368 | 2013-03-27 | [13 empty] | 2022-04-04 01:01
2100041113335 | 2100041113326 | Aee renewables uk 33 limited | Jordanston farm pv generation | New Dairy, Jordanston Farm | St Florence | Tenby | Dyfed | SA70 8NQ | United Kingdom | 207121 | 201331 | Pembroke Power Station | Golden Hill Grid |  | 33 | Western Power Distribution (South Wales) Plc | Solar | Photovoltaic | No |  | 0 | 4.5504 | Advanced Fuel (produced via gasification or pyrolysis of biofuel or waste) | Engine (combustion / reciprocating) |  |  |  |  | Advanced Fuel (produced via gasification or pyrolysis of biofuel or waste) | Engine (combustion / reciprocating) | [5 empty] | Connected | 4.5504 | 4.55 | 4.7895 | 0.02 | 0.021 | 2013-02-27 | [13 empty] | 2022-04-04 01:01
2100041115796 | 2100041115787 | Rudbaxton solar park limited | Rudbaxton solar park | Great Rudbaxton Farm | Rudbaxton | Haverfordwest | Dyfed | SA62 4DB | United Kingdom | 196074 | 220491 | Pembroke Power Station | Haverfordwest Grid |  | 33 | Western Power Distribution (South Wales) Plc | Solar | Photovoltaic | No |  | 0 | 8.34 | Advanced Fuel (produced via gasification or pyrolysis of biofuel or waste) | Engine (combustion / reciprocating) |  |  |  |  | Advanced Fuel (produced via gasification or pyrolysis of biofuel or waste) | Engine (combustion / reciprocating) | [5 empty] | Connected | 8.34 | 9.1 | 9.5789 | 0.05 | 0.0526 | 2014-03-31 | [13 empty] | 2022-04-04 01:01
2100041115918 | 2100041097729 | Gp biotec ltd | Gp biotec ltd | Bio Digester, Great Porthamel | Talgarth | Brecon | Powys | LD3 0DL | United Kingdom |  |  | Rassau Gsp | Abergavenny | Glasbury | 11 | Western Power Distribution (South Wales) Plc | Biomass | Steam turbine (thermal power plant) | No |  | 0 | 1.5 | Advanced Fuel (produced via gasification or pyrolysis of biofuel or waste) | Engine (combustion / reciprocating) |  |  |  |  | Advanced Fuel (produced via gasification or pyrolysis of biofuel or waste) | Engine (combustion / reciprocating) | [5 empty] | Connected | 1.5 | 1.5 | 1.5789 | 0.1 | 0.1053 | 2015-03-25 | [13 empty] | 2022-04-04 01:01
2100041120360 | 2100041120350 | Green frog power 214 limited | Dowlais stor generation site merthyr tydfil | Dowlais Stor Generation | Penygarnddu Industrial Estate | Merthyr tydfil | Mid Glamorgan | CF48 2TA | United Kingdom |  |  | Upper Boat | Dowlais Grid |  | 33 | Western Power Distribution (South Wales) Plc | Fossil - Oil | Engine (combustion / reciprocating) | No |  | 0 | 21.216 | Advanced Fuel (produced via gasification or pyrolysis of biofuel or waste) | Engine (combustion / reciprocating) |  |  |  |  | Advanced Fuel (produced via gasification or pyrolysis of biofuel or waste) | Engine (combustion / reciprocating) | [5 empty] | Connected | 21.216 | 22.46 | 23.6421 | 0.1 | 0.1053 | 2013-02-25 | [13 empty] | 2022-04-04 01:01
2100041136546 | 2100041136537 | Ks spv 18 limited | Hoplass solar farm, rhoscrowther | Hoplass Farm | Rhoscrowther | Pembroke | Dyfed | SA71 5TG | United Kingdom | 191770 | 201076 | Pembroke Power Station | Golden Hill Grid |  | 33 | Western Power Distribution (South Wales) Plc | Solar | Photovoltaic | No |  | 0 | 8.5 | Advanced Fuel (produced via gasification or pyrolysis of biofuel or waste) | Engine (combustion / reciprocating) |  |  |  |  | Advanced Fuel (produced via gasification or pyrolysis of biofuel or waste) | Engine (combustion / reciprocating) | [5 empty] | Connected | 8.5 | 9 | 9.4737 | 0.03 | 0.0316 | 2015-03-13 | [13 empty] | 2022-04-04 01:01
2100041142381 | 2100041142372 | Viridor trident park limited | Cardiff, viridor trident park efw | Trident Park Generation | Off Ocean Way, Glass Avenue | Cardiff | South Glamorgan | CF24 5EN | United Kingdom | 32024 | 17541 | Cardiff East Grid | Cardiff Central Grid |  | 33 | Western Power Distribution (South Wales) Plc | Waste | Steam turbine (thermal power plant) | No |  | 0 | 39.7 | Advanced Fuel (produced via gasification or pyrolysis of biofuel or waste) | Engine (combustion / reciprocating) |  |  |  |  | Advanced Fuel (produced via gasification or pyrolysis of biofuel or waste) | Engine (combustion / reciprocating) | [5 empty] | Connected | 39.7 | 36.824 | 38.7621 | 5 | 5.2632 | 2014-03-31 | [13 empty] | 2022-04-04 01:01
2100041150772 | 2100041150763 | Innova bidco 1 limited | Baglan bay solar farm, port talbot | Baglan Pv Farm | Former Petrochemical Plant, Baglan Bay, Baglan | Port talbot | West Glamorgan | SA12 7BY | United Kingdom |  |  | Swansea North Grid | Briton Ferry Grid |  | 33 | Western Power Distribution (South Wales) Plc | Solar | Photovoltaic | No |  | 0 | 4.4 | Advanced Fuel (produced via gasification or pyrolysis of biofuel or waste) | Engine (combustion / reciprocating) |  |  |  |  | Advanced Fuel (produced via gasification or pyrolysis of biofuel or waste) | Engine (combustion / reciprocating) | [5 empty] | Connected | 4.4 | 5 | 5.2632 | 0.02 | 0.021 | 2014-05-01 | [13 empty] | 2022-04-04 01:01
2100041150790 | 2100041150781 | Ks spv 23 limited | Whitland caermelyn solar farm | Caermelyn Solar Farm, Land Near Llanlliwe Farm | Henllan Amgoed | Whitland | Carmarthenshire | SA34 0SS | United Kingdom |  |  | Pembroke Power Station | Haverfordwest Grid | Penblewin | 33 | Western Power Distribution (South Wales) Plc | Solar | Photovoltaic | No |  | 0 | 14.9796 | Advanced Fuel (produced via gasification or pyrolysis of biofuel or waste) | Engine (combustion / reciprocating) |  |  |  |  | Advanced Fuel (produced via gasification or pyrolysis of biofuel or waste) | Engine (combustion / reciprocating) | [5 empty] | Connected | 14.9796 | 15 | 15.7895 | 0.15 | 0.1579 | 2014-03-31 | [13 empty] | 2022-04-04 01:01
2100041150842 | 2100041150833 | Milford haven properties limited | Liddeston ridge, milford haven | Export | Liddlestone Ridge | Milford haven | Dyfed | SA73 3LS | United Kingdom |  |  | Pembroke Power Station | Haverfordwest Grid | Steynton | 33 | Western Power Distribution (South Wales) Plc | Solar | Photovoltaic | No |  | 0 | 4.994 | Advanced Fuel (produced via gasification or pyrolysis of biofuel or waste) | Engine (combustion / reciprocating) |  |  |  |  | Advanced Fuel (produced via gasification or pyrolysis of biofuel or waste) | Engine (combustion / reciprocating) | [5 empty] | Connected | 4.994 | 5.25 | 5.5263 | 0.025 | 0.0263 | 2014-03-21 | [13 empty] | 2022-04-04 01:01
2100041169090 | 2100041169081 | Morgan (power generation) ltd | Usk trostry court | Trostry Court | Trostry | Usk | Monmouthshire | NP15 1HT | United Kingdom | 33673 | 20412 | Uskmouth | Panteg 66Kv Sw Site | Usk | 11 | Western Power Distribution (South Wales) Plc | Fossil - Oil | Engine (combustion / reciprocating) | No |  | 0 | 6 | Advanced Fuel (produced via gasification or pyrolysis of biofuel or waste) | Engine (combustion / reciprocating) |  |  |  |  | Advanced Fuel (produced via gasification or pyrolysis of biofuel or waste) | Engine (combustion / reciprocating) | [5 empty] | Connected | 6 | 6 | 6.3158 | 0.65 | 0.6842 | 2011-12-01 | [13 empty] | 2022-04-04 01:01
2100041172084 | 2100041172075 | Peak gen power 5 limited | Peak gen llandarcy stor | Peakgen Llandarcy | D'Arcy Business Park, Llandarcy | Neath | West Glamorgan | SA10 6FG | United Kingdom |  |  | Swansea North Grid | Tir John Power Station |  | 33 | Western Power Distribution (South Wales) Plc | Fossil - Oil | Engine (combustion / reciprocating) | No |  | 0 | 20 | Advanced Fuel (produced via gasification or pyrolysis of biofuel or waste) | Engine (combustion / reciprocating) |  |  |  |  | Advanced Fuel (produced via gasification or pyrolysis of biofuel or waste) | Engine (combustion / reciprocating) | [5 empty] | Connected | 20 | 20 | 21.0526 | 0.5 | 0.5263 | 2015-08-24 | [13 empty] | 2022-04-04 01:01
2100041172109 | 2100041172093 | Equitix solar (1) limited | St hilary garn farm solar farm | Garn Farm | Llantrihyd | St hilary | Vale Of Glamorgan | CF71 7DP | United Kingdom |  |  | Aberthaw Power Station | Barry Grid | Cowbridge | 33 | Western Power Distribution (South Wales) Plc | Solar | Photovoltaic | No |  | 0 | 6.3 | Advanced Fuel (produced via gasification or pyrolysis of biofuel or waste) | Engine (combustion / reciprocating) |  |  |  |  | Advanced Fuel (produced via gasification or pyrolysis of biofuel or waste) | Engine (combustion / reciprocating) | [5 empty] | Connected | 6.3 | 6.4 | 6.7368 | 0.4 | 0.421 | 2014-03-01 | [13 empty] | 2022-04-04 01:01
2100041172242 | 2100041172001 | Oakdale wind farm limited | Crumlin, pen-y-fan ind est, plateau 1, wind turbines | Plataeu 1 | Oakdale & Penyfan Industrial Estate, Plataeu 1 | Caerphilly | Mid Glamorgan | NP11 3EF | United Kingdom | 31945 | 20006 | Rassau Gsp | Crumlin | Crumlin Primary | 11 | Western Power Distribution (South Wales) Plc | Wind | Onshore wind turbines | No |  | 0 | 4 | Advanced Fuel (produced via gasification or pyrolysis of biofuel or waste) | Engine (combustion / reciprocating) |  |  |  |  | Advanced Fuel (produced via gasification or pyrolysis of biofuel or waste) | Engine (combustion / reciprocating) | [5 empty] | Connected | 4 | 4.1 | 4.3158 | 0.1 | 0.1053 | 2013-12-02 | [13 empty] | 2022-04-04 01:01
2100041182170 | 2189999996981 | Associated british ports south wales | Newport associated british ports | North Docks Wind Turbine No 2 (West) | Alexandra Docks | Newport | Gwent | NP20 2UW | United Kingdom |  |  | Uskmouth | Newport West | Newport West Primary | 11 | Western Power Distribution (South Wales) Plc | Wind | Onshore wind turbines | No |  | 0 | 4.6 | Solar | Photovoltaic | No |  | 0 | 0.25 | Fossil - Oil | Engine (combustion / reciprocating) | No |  | 0 | 0.1 |  | Connected | 4.95 | 4.6 | 4.8421 | 20 | 21.0526 | 2016-05-27 | [13 empty] | 2022-04-04 01:01
2100041182180 | 2189999996981 | Associated british ports south wales | Newport associated british ports | North Docks Wind Turbine No 1 (East) | Alexandra Docks | Newport | Gwent | NP20 2UW | United Kingdom |  |  | Uskmouth | Newport West | Newport West Primary | 11 | Western Power Distribution (South Wales) Plc | Wind | Onshore wind turbines | No |  | 0 | 4.6 | Solar | Photovoltaic | No |  | 0 | 0.25 | Fossil - Oil | Engine (combustion / reciprocating) | No |  | 0 | 0.1 |  | Connected | 4.95 | 4.6 | 4.8421 | 20 | 21.0526 | 2016-05-27 | [13 empty] | 2022-04-04 01:01
2100041187903 | 2100040568659 | Dwr cymru welsh water | Haverfordwest bolton hill water process plant | Bolton Hill Wtw | Tiers Cross | Haverfordwest | Dyfed | SA62 3ER | United Kingdom | 19199 | 21112 | Pembroke Power Station | Haverfordwest Grid | Merlins Bridge | 0.4 | Western Power Distribution (South Wales) Plc | Solar | Photovoltaic | No |  | 0 | 0.8 | Solar | Photovoltaic | No |  | 0 | 0.22 | Advanced Fuel (produced via gasification or pyrolysis of biofuel or waste) | Engine (combustion / reciprocating) | [5 empty] | Connected | 1.02 | 0.05 | 0.0526 | 0.6 | 0.6316 | 2013-12-20 | [13 empty] | 2022-04-04 01:01
2100041195106 | 2100041195090 | Lightsource spv 76 limited | Cowbridge treguff pv |  | Treguff Farm, St Mary Church | Cowbridge | Vale Of Glamorgan | CF71 7LT | United Kingdom |  |  | Aberthaw Power Station | East Aberthaw |  | 33 | Western Power Distribution (South Wales) Plc | Solar | Photovoltaic | No |  | 0 | 3.12 | Advanced Fuel (produced via gasification or pyrolysis of biofuel or waste) | Engine (combustion / reciprocating) |  |  |  |  | Advanced Fuel (produced via gasification or pyrolysis of biofuel or waste) | Engine (combustion / reciprocating) | [5 empty] | Connected | 3.12 | 3.8 | 4 | 0.1 | 0.1053 | 2015-02-04 | [13 empty] | 2022-04-04 01:01
2100041197878 | 2100041197869 | Rashmika spv1 limited | Bary sutton farm solar park | Sutton Fach Farm | Waycock Road | Barry | Mid Glamorgan | CF62 3AA | United Kingdom | 308064 | 169784 | Aberthaw Power Station | East Aberthaw |  | 33 | Western Power Distribution (South Wales) Plc | Solar | Photovoltaic | No |  | 0 | 5.6 | Advanced Fuel (produced via gasification or pyrolysis of biofuel or waste) | Engine (combustion / reciprocating) |  |  |  |  | Advanced Fuel (produced via gasification or pyrolysis of biofuel or waste) | Engine (combustion / reciprocating) | [5 empty] | Connected | 5.6 | 5.6 | 5.8947 | 0.07 | 0.0737 | 2014-03-31 | [13 empty] | 2022-04-04 01:01
2100041197896 | 2100041197887 | Oda solar spv1 limited | Loughor solar park, aberthaw | Loughor | West Aberthaw | Barry | South Glamorgan | CF62 4JA | United Kingdom |  |  | Aberthaw Power Station | East Aberthaw |  | 33 | Western Power Distribution (South Wales) Plc | Solar | Photovoltaic | No |  | 0 | 4.2 | Advanced Fuel (produced via gasification or pyrolysis of biofuel or waste) | Engine (combustion / reciprocating) |  |  |  |  | Advanced Fuel (produced via gasification or pyrolysis of biofuel or waste) | Engine (combustion / reciprocating) | [5 empty] | Connected | 4.2 | 4.68 | 4.9263 | 0.03 | 0.0316 | 2014-03-31 | [13 empty] | 2022-04-04 01:01
2100041200262 | 2100041200253 | Tiers cross solar limited | Tiers cross, robeston west, milford haven | Rose Cottage | Robeston West | Milford haven | Dyfed | SA73 3TN | United Kingdom | 189884 | 210108 | Pembroke Power Station | Milford Haven Grid |  | 132 | Western Power Distribution (South Wales) Plc | Solar | Photovoltaic | No |  | 0 | 23.985 | Advanced Fuel (produced via gasification or pyrolysis of biofuel or waste) | Engine (combustion / reciprocating) |  |  |  |  | Advanced Fuel (produced via gasification or pyrolysis of biofuel or waste) | Engine (combustion / reciprocating) | [5 empty] | Connected | 23.985 | 23.99 | 25.2526 | 0.235 | 0.2474 | 2014-09-03 | [13 empty] | 2022-04-04 01:01
2100041201309 | 2100041201293 | Elgin energy 7 limited | Clawdd ddu farm, pontarddulais | Clawdd Du | Pontardulais Road, Tycroes | Ammanford | West Glamorgan | SA18 3RE | United Kingdom | 259907 | 209211 | Swansea North Grid | Ammanford Grid | Tumble | 33 | Western Power Distribution (South Wales) Plc | Solar | Photovoltaic | No |  | 0 | 11.55 | Advanced Fuel (produced via gasification or pyrolysis of biofuel or waste) | Engine (combustion / reciprocating) |  |  |  |  | Advanced Fuel (produced via gasification or pyrolysis of biofuel or waste) | Engine (combustion / reciprocating) | [5 empty] | Connected | 11.55 | 12.3 | 12.9474 | 0.03 | 0.0316 | 2014-03-31 | [13 empty] | 2022-04-04 01:01
2100041201327 | 2100041201318 | Betingau solar limited | Cefn betingau farm, swansea | Cefn Betingau Farm | Rhydypandy Road, Morriston | Swansea | West Glamorgan | SA6 6NX | United Kingdom | 266073 | 201505 | Swansea North Grid | Swansea North Bsp |  | 33 | Western Power Distribution (South Wales) Plc | Solar | Photovoltaic | No |  | 0 | 8.75 | Advanced Fuel (produced via gasification or pyrolysis of biofuel or waste) | Engine (combustion / reciprocating) |  |  |  |  | Advanced Fuel (produced via gasification or pyrolysis of biofuel or waste) | Engine (combustion / reciprocating) | [5 empty] | Connected | 8.75 | 9 | 9.4737 | 0.025 | 0.0263 | 2014-03-31 | [13 empty] | 2022-04-04 01:01
2100041202640 | 2100041202650 | Monsolar iq limited | Woden solar park michaelstone la pit | Woden Park | Cwrt Yr Ala Road, Michaelston Le Pit | Cardiff | South Glamorgan | CF5 5QS | United Kingdom | 31380 | 17512 | Aberthaw Power Station | Cardiff West Grid | Highmead | 11 | Western Power Distribution (South Wales) Plc | Solar | Photovoltaic | No |  | 0 | 1 | Advanced Fuel (produced via gasification or pyrolysis of biofuel or waste) | Engine (combustion / reciprocating) |  |  |  |  | Advanced Fuel (produced via gasification or pyrolysis of biofuel or waste) | Engine (combustion / reciprocating) | [5 empty] | Connected | 1 | 4.992 | 5.2547 | 0.025 | 0.0263 | 2014-03-17 | [13 empty] | 2022-04-04 01:01
2100041212230 | 2100041212221 | Pentre solar limited | Pentre farm, llanon, llanelli | Pentre Farm | Llannon | Llanelli | Dyfed | SA14 6AP | United Kingdom | 253389 | 209267 | Swansea North Grid | Trostre Grid |  | 33 | Western Power Distribution (South Wales) Plc | Solar | Photovoltaic | No |  | 0 | 5.095 | Advanced Fuel (produced via gasification or pyrolysis of biofuel or waste) | Engine (combustion / reciprocating) |  |  |  |  | Advanced Fuel (produced via gasification or pyrolysis of biofuel or waste) | Engine (combustion / reciprocating) | [5 empty] | Connected | 5.095 | 5.5 | 5.7895 | 0.55 | 0.5789 | 2014-09-25 | [13 empty] | 2022-04-04 01:01
2100041217850 | 2100041217888 | Beegreen solar ltd | Sedbury solar park | Import Mpan | Sedbury | Chepstow | Gwent | NP16 7EY | United Kingdom | 35542 | 19326 | Uskmouth | Sudbrook | Chepstow | 11 | Western Power Distribution (South Wales) Plc | Solar | Photovoltaic | No |  | 0 | 5 | Advanced Fuel (produced via gasification or pyrolysis of biofuel or waste) | Engine (combustion / reciprocating) |  |  |  |  | Advanced Fuel (produced via gasification or pyrolysis of biofuel or waste) | Engine (combustion / reciprocating) | [5 empty] | Connected | 5 | 5 | 5.2632 | 0.07 | 0.0737 | 2015-03-25 | [13 empty] | 2022-04-04 01:01
2100041221068 | 2100041221059 | Peak gen power 6 limited | Peakgen barry stor, penarth | Peak Gen Barry Stor | Sully Moors Road | Penarth | South Glamorgan | CF64 5RP | United Kingdom |  |  | Aberthaw Power Station | Cardiff West Grid |  | 33 | Western Power Distribution (South Wales) Plc | Fossil - Oil | Engine (combustion / reciprocating) | No |  | 0 | 20 | Advanced Fuel (produced via gasification or pyrolysis of biofuel or waste) | Engine (combustion / reciprocating) |  |  |  |  | Advanced Fuel (produced via gasification or pyrolysis of biofuel or waste) | Engine (combustion / reciprocating) | [5 empty] | Connected | 20 | 20 | 21.0526 | 0.5 | 0.5263 | 2015-09-22 | [13 empty] | 2022-04-04 01:01
2100041227102 | 2100041227014 | Dafen reserve power ltd | Dafen reserve power llethri rd dafen | Dafen Reserve Power (Stor) | Llethri Road, Dafen | Llanelli | Dyfed | SA14 8EU | United Kingdom |  |  | Swansea North Grid | Trostre Grid | Westfa | 11 | Western Power Distribution (South Wales) Plc | Fossil - Gas | Engine (combustion / reciprocating) | No |  | 0 | 10 | Advanced Fuel (produced via gasification or pyrolysis of biofuel or waste) | Engine (combustion / reciprocating) |  |  |  |  | Advanced Fuel (produced via gasification or pyrolysis of biofuel or waste) | Engine (combustion / reciprocating) | [5 empty] | Connected | 10 | 10 | 10.5263 | 0.125 | 0.1316 | 2015-03-05 | [13 empty] | 2022-04-04 01:01
2100041230842 | 2100041230833 | Sunsave 14 (fenton) limited | Fenton home farm solar farm | Fenton Home Farm | Crundale | Haverfordwest | Dyfed | SA62 4PY | United Kingdom | 198922 | 217424 | Pembroke Power Station | Haverfordwest Grid |  | 33 | Western Power Distribution (South Wales) Plc | Solar | Photovoltaic | No |  | 0 | 31.28 | Advanced Fuel (produced via gasification or pyrolysis of biofuel or waste) | Engine (combustion / reciprocating) |  |  |  |  | Advanced Fuel (produced via gasification or pyrolysis of biofuel or waste) | Engine (combustion / reciprocating) | [5 empty] | Connected | 31.28 | 36 | 37.8947 | 0.05 | 0.0526 | 2014-09-30 | [13 empty] | 2022-04-04 01:01
2100041240353 | 2100041240344 | Sunsave 23 (yerbeston) limited | Yerbeston solar farm | Yerbeston Gate | Yerbeston | Kilgetty | Dyfed | SA68 0NS | United Kingdom | 207188 | 209122 | Pembroke Power Station | Haverfordwest Grid |  | 33 | Western Power Distribution (South Wales) Plc | Solar | Photovoltaic | No |  | 0 | 4.98 | Advanced Fuel (produced via gasification or pyrolysis of biofuel or waste) | Engine (combustion / reciprocating) |  |  |  |  | Advanced Fuel (produced via gasification or pyrolysis of biofuel or waste) | Engine (combustion / reciprocating) | [5 empty] | Connected | 4.98 | 5 | 5.2632 | 0.05 | 0.0526 | 2015-11-27 | [13 empty] | 2022-04-04 01:01
2100041246319 | 2100041246300 | Longlands lane renewables limited | Magor, longlands lane wt |  | Longlands Lane, Redwick, Magor | Caldicot | Gwent | NP26 3TS | United Kingdom | 34083 | 18550 | Uskmouth | Magor Grid | Magor Primary | 11 | Western Power Distribution (South Wales) Plc | Wind | Onshore wind turbines | No |  | 0 | 1.5 | Advanced Fuel (produced via gasification or pyrolysis of biofuel or waste) | Engine (combustion / reciprocating) |  |  |  |  | Advanced Fuel (produced via gasification or pyrolysis of biofuel or waste) | Engine (combustion / reciprocating) | [5 empty] | Connected | 1.5 | 1.5 | 1.5789 | 0.01 | 0.0105 | 2014-11-17 | [13 empty] | 2022-04-04 01:01
2100041251267 | 2100041251258 | Pen y cae solar limited | Pen y cae solar farm, ammanford | Pen Y Cae Solar Farm | Saron Road | Capel hendre | Dyfed | SA18 3LH | United Kingdom |  |  | Swansea North Grid | Ammanford Grid |  | 33 | Western Power Distribution (South Wales) Plc | Solar | Photovoltaic | No |  | 0 | 5.9712 | Advanced Fuel (produced via gasification or pyrolysis of biofuel or waste) | Engine (combustion / reciprocating) |  |  |  |  | Advanced Fuel (produced via gasification or pyrolysis of biofuel or waste) | Engine (combustion / reciprocating) | [5 empty] | Connected | 5.9712 | 5.971 | 6.2853 | 0.045 | 0.0474 | 2015-03-13 | [13 empty] | 2022-04-04 01:01
2100041251285 | 2100041251276 | Saron solar limited | Saron solar farm, ammanford | Saron Road | Saron | Ammanford | West Glamorgan | SA18 3BJ | United Kingdom |  |  | Swansea North Grid | Ammanford Grid |  | 33 | Western Power Distribution (South Wales) Plc | Solar | Photovoltaic | No |  | 0 | 5.5656 | Advanced Fuel (produced via gasification or pyrolysis of biofuel or waste) | Engine (combustion / reciprocating) |  |  |  |  | Advanced Fuel (produced via gasification or pyrolysis of biofuel or waste) | Engine (combustion / reciprocating) | [5 empty] | Connected | 5.5656 | 5.565 | 5.8579 | 0.045 | 0.0474 | 2015-03-13 | [13 empty] | 2022-04-04 01:01
2100041252837 | 2100041252819 | Brynteg solar limited | Brynteg solar farm, llanelli | Brynteg Farm | Five Roads | Llanelli | Dyfed | SA15 4ND | United Kingdom | 249621 | 203808 | Swansea North Grid | Trostre Grid |  | 33 | Western Power Distribution (South Wales) Plc | Solar | Photovoltaic | No |  | 0 | 12.24 | Advanced Fuel (produced via gasification or pyrolysis of biofuel or waste) | Engine (combustion / reciprocating) |  |  |  |  | Advanced Fuel (produced via gasification or pyrolysis of biofuel or waste) | Engine (combustion / reciprocating) | [5 empty] | Connected | 12.24 | 12.88 | 13.5579 | 0.12 | 0.1263 | 2014-12-19 | [13 empty] | 2022-04-04 01:01
2100041254978 | 2100041254969 | Hendre fawr solar limited | Aberdare hendre fawr solar farm | Hendre Fawr Farm | Mount Road, Rhigos | Aberdare | Mid Glamorgan | CF44 9RX | United Kingdom |  |  | Swansea North Grid | Hirwaun Grid |  | 33 | Western Power Distribution (South Wales) Plc | Solar | Photovoltaic | No |  | 0 | 9.8 | Advanced Fuel (produced via gasification or pyrolysis of biofuel or waste) | Engine (combustion / reciprocating) |  |  |  |  | Advanced Fuel (produced via gasification or pyrolysis of biofuel or waste) | Engine (combustion / reciprocating) | [5 empty] | Connected | 9.8 | 10.2 | 10.7368 | 0.03 | 0.0316 | 2015-03-06 | [13 empty] | 2022-04-04 01:01
2100041256140 | 2199989610024 | Ford motor company limited | Bridgend waterton (ford motor co) ehv connection | Ford Motor Company Limited | Waterton Industrial Estate | Bridgend | Mid Glamorgan | CF31 3PJ | United Kingdom |  |  | Pyle Grid | Fords Grid Bridgend |  | 132 | Western Power Distribution (South Wales) Plc | Wind | Onshore wind turbines | No |  | 0 | 0.5 | Advanced Fuel (produced via gasification or pyrolysis of biofuel or waste) | Engine (combustion / reciprocating) |  |  |  |  | Advanced Fuel (produced via gasification or pyrolysis of biofuel or waste) | Engine (combustion / reciprocating) | [5 empty] | Connected | 0.5 | 0.5 | 0.5263 | 16 | 16.8421 | 2014-12-01 | [13 empty] | 2022-04-04 01:01
2100041256901 | 2100041256896 | Pennant walters (hirwaun) ltd | Mynydd y gynnon farm, hirwaun | Mynydd Y Gynnon Farm | Hirwaun Common, Hirwaun | Aberdare | Mid Glamorgan | CF44 9UL | United Kingdom |  |  | Upper Boat |  |  | 132 | Western Power Distribution (South Wales) Plc | Wind | Onshore wind turbines | No |  | 0 | 22.5 | Advanced Fuel (produced via gasification or pyrolysis of biofuel or waste) | Engine (combustion / reciprocating) |  |  |  |  | Advanced Fuel (produced via gasification or pyrolysis of biofuel or waste) | Engine (combustion / reciprocating) | [5 empty] | Connected | 22.5 | 24 | 25.2632 | 0.5 | 0.5263 | 2015-03-12 | [13 empty] | 2022-04-04 01:01
2100041257269 | 2100041257250 | Hendai solar limited | Hendai farm, heol adam, gelligaer | Hendai Farm | Heol Adam, Gelligaer | Hengoed | Mid Glamorgan | CF82 8FU | United Kingdom | 311861 | 197860 | Upper Boat | Dowlais Grid | Nantwen | 33 | Western Power Distribution (South Wales) Plc | Solar | Photovoltaic | No |  | 0 | 10 | Advanced Fuel (produced via gasification or pyrolysis of biofuel or waste) | Engine (combustion / reciprocating) |  |  |  |  | Advanced Fuel (produced via gasification or pyrolysis of biofuel or waste) | Engine (combustion / reciprocating) | [5 empty] | Connected | 10 | 10 | 10.5263 | 0.06 | 0.0632 | 2015-02-10 | [13 empty] | 2022-04-04 01:01
2100041258607 | 2100041258591 | Singrug limited | Blackwood cwm cae singrug farm | Track Off St Tudor'S Church | Mynyddislwyn | Blackwood | Gwent | NP12 2BG | United Kingdom |  |  | Rassau Gsp | Crumlin |  | 33 | Western Power Distribution (South Wales) Plc | Solar | Photovoltaic | No |  | 0 | 8.85 | Advanced Fuel (produced via gasification or pyrolysis of biofuel or waste) | Engine (combustion / reciprocating) |  |  |  |  | Advanced Fuel (produced via gasification or pyrolysis of biofuel or waste) | Engine (combustion / reciprocating) | [5 empty] | Connected | 8.85 | 10 | 10.5263 | 0.1 | 0.1053 | 2015-03-02 | [13 empty] | 2022-04-04 01:01
2100041260313 | 2100041260304 | Sunsave 29 (court colman) limited | Bridgend court colman | Court Colman Pv Park | Pen Y Fai | Bridgend | Mid Glamorgan | CF31 4NG | United Kingdom |  |  | Pyle Grid | Bridgend Grid |  | 33 | Western Power Distribution (South Wales) Plc | Solar | Photovoltaic | No |  | 0 | 14.96 | Advanced Fuel (produced via gasification or pyrolysis of biofuel or waste) | Engine (combustion / reciprocating) |  |  |  |  | Advanced Fuel (produced via gasification or pyrolysis of biofuel or waste) | Engine (combustion / reciprocating) | [5 empty] | Connected | 14.96 | 15 | 15.7895 | 0.05 | 0.0526 | 2015-09-21 | [13 empty] | 2022-04-04 01:01
2100041260340 | 2100041260331 | Esf llwyndu limited | Llwyndu solar farm | Llwyndu Pv Generation | Llwyndu Farm | Blaenporth | Cardigan | SA43 2JB | United Kingdom |  |  | Swansea North Grid | Rhos Grid | Blaenporth | 33 | Western Power Distribution (South Wales) Plc | Solar | Photovoltaic | No |  | 0 | 5.94 | Advanced Fuel (produced via gasification or pyrolysis of biofuel or waste) | Engine (combustion / reciprocating) |  |  |  |  | Advanced Fuel (produced via gasification or pyrolysis of biofuel or waste) | Engine (combustion / reciprocating) | [5 empty] | Connected | 5.94 | 6.534 | 6.8779 | 0.03 | 0.0316 | 2015-02-19 | [13 empty] | 2022-04-04 01:01
2100041260642 | 2100041260633 | Abergelli solar limited | Abergelli farm, swansea | Abergelli Fach Farm | Felindre | Swansea | West Glamorgan | SA5 7NN | United Kingdom | 265117 | 201649 | Swansea North Grid | Swansea North Bsp |  | 33 | Western Power Distribution (South Wales) Plc | Solar | Photovoltaic | No |  | 0 | 6.2238 | Advanced Fuel (produced via gasification or pyrolysis of biofuel or waste) | Engine (combustion / reciprocating) |  |  |  |  | Advanced Fuel (produced via gasification or pyrolysis of biofuel or waste) | Engine (combustion / reciprocating) | [5 empty] | Connected | 6.2238 | 6.735 | 7.0895 | 0.145 | 0.1526 | 2015-03-13 | [13 empty] | 2022-04-04 01:01
2100041260660 | 2100041260651 | Cenin holdings ltd | 33kv the research centre, parc stormy, stormydown | The Research Centre | Parc Stormy, Stormy Down | Bridgend | Mid Glamorgan | CF33 4RS | United Kingdom |  |  | Pyle Grid | Pyle Bsp |  | 33 | Western Power Distribution (South Wales) Plc | Solar | Photovoltaic | No |  | 0 | 3.2 | Wind | Onshore wind turbines | No |  | 0 | 1.5 | Solar | Photovoltaic | No |  | 0 | 0.735 |  | Connected | 5.435 | 13 | 13.6842 | 7 | 7.3684 | 2015-12-01 | [13 empty] | 2022-04-04 01:01
2100041264099 | 2100041264080 | Crug mawr solar farm limited | Cardigan crug mawr farm | Crugmore Farm | Penparc | Cardigan | Dyfed | SA43 1RD | United Kingdom | 220618 | 247249 | Swansea North Grid | Rhos Grid | Blaenporth | 33 | Western Power Distribution (South Wales) Plc | Solar | Photovoltaic | No |  | 0 | 6.06 | Advanced Fuel (produced via gasification or pyrolysis of biofuel or waste) | Engine (combustion / reciprocating) |  |  |  |  | Advanced Fuel (produced via gasification or pyrolysis of biofuel or waste) | Engine (combustion / reciprocating) | [5 empty] | Connected | 6.06 | 6 | 6.3158 | 0.025 | 0.0263 | 2015-03-25 | [13 empty] | 2022-04-04 01:01
2100041265525 | 2100041265516 | Wse chapel hill limited | Pembrokeshire yerbeston solar park | Yerbeston Solar Park | Chapel Hill | St twynells | Dyfed | SA71 5HY | United Kingdom | 196129 | 197836 | Pembroke Power Station | Golden Hill Grid |  | 33 | Western Power Distribution (South Wales) Plc | Solar | Photovoltaic | No |  | 0 | 7.2 | Advanced Fuel (produced via gasification or pyrolysis of biofuel or waste) | Engine (combustion / reciprocating) |  |  |  |  | Advanced Fuel (produced via gasification or pyrolysis of biofuel or waste) | Engine (combustion / reciprocating) | [5 empty] | Connected | 7.2 | 8 | 8.421 | 0.1 | 0.1053 | 2015-03-23 | [13 empty] | 2022-04-04 01:01
2100041265818 | 2100041265809 | Cynon power limited | Aberdare aberaman generation substation | Aberaman Generation Sub Station | Aberaman Industrial Estate, Aberaman | Aberdare | Mid Glamorgan | CF44 6DA | United Kingdom |  |  | Upper Boat | Mountain Ash Grid |  | 33 | Western Power Distribution (South Wales) Plc | Biofuel - Landfill gas | Gas turbine (OCGT) | No |  | 0 | 16 | Advanced Fuel (produced via gasification or pyrolysis of biofuel or waste) | Engine (combustion / reciprocating) |  |  |  |  | Advanced Fuel (produced via gasification or pyrolysis of biofuel or waste) | Engine (combustion / reciprocating) | [5 empty] | Connected | 16 | 17.6 | 18.5263 | 0.225 | 0.2368 | 2015-11-16 | [13 empty] | 2022-04-04 01:01
2100041267930 | 2100041267912 | Wse rhydypandy limited | Swansea cefn betingau b | Cefn Betingau 'B' Solar Park | Clydach | Swansea | West Glamorgan | SA6 6NX | United Kingdom | 266057 | 201531 | Swansea North Grid | Swansea North Bsp |  | 33 | Western Power Distribution (South Wales) Plc | Solar | Photovoltaic | No |  | 0 | 5.1 | Advanced Fuel (produced via gasification or pyrolysis of biofuel or waste) | Engine (combustion / reciprocating) |  |  |  |  | Advanced Fuel (produced via gasification or pyrolysis of biofuel or waste) | Engine (combustion / reciprocating) | [5 empty] | Connected | 5.1 | 6 | 6.3158 | 0.03 | 0.0316 | 2015-02-20 | [13 empty] | 2022-04-04 01:01
2100041268846 | 2100041268837 | Shoals hook solar (uk) limited | Haverfordwest shoals hook solar farm | Shoals Hook |  | Haverfordwest | Dyfed | SA62 4PZ | United Kingdom |  |  | Pembroke Power Station | Haverfordwest Grid |  | 33 | Western Power Distribution (South Wales) Plc | Solar | Photovoltaic | No |  | 0 | 12.12 | Advanced Fuel (produced via gasification or pyrolysis of biofuel or waste) | Engine (combustion / reciprocating) |  |  |  |  | Advanced Fuel (produced via gasification or pyrolysis of biofuel or waste) | Engine (combustion / reciprocating) | [5 empty] | Connected | 12.12 | 12 | 12.6316 | 0.06 | 0.0632 | 2015-03-27 | [13 empty] | 2022-04-04 01:01
2100041269840 | 2100041269830 | Golden hill solar limited | Golden hill solar park | Mylett House | Myletts Hill, Golden Hill | Pembroke | Dyfed | SA71 4SZ | United Kingdom | 198979 | 202414 | Pembroke Power Station | Golden Hill Grid | Golden Hill Primary | 11 | Western Power Distribution (South Wales) Plc | Solar | Photovoltaic | No |  | 0 | 5.05 | Advanced Fuel (produced via gasification or pyrolysis of biofuel or waste) | Engine (combustion / reciprocating) |  |  |  |  | Advanced Fuel (produced via gasification or pyrolysis of biofuel or waste) | Engine (combustion / reciprocating) | [5 empty] | Connected | 5.05 | 7 | 7.3684 | 0.1 | 0.1053 | 2015-03-26 | [13 empty] | 2022-04-04 01:01
2100041270232 | 2100041270241 | Cuckoo solar limited | Cuckoo grove west | Cuckoo Grove Solar Farm | Slade Hall Farm, Douglas James Way | Haverfordwest | Dyfed | SA61 2UX | United Kingdom | 19280 | 21661 | Pembroke Power Station | Haverfordwest Grid | Haverfordwest Power Stn | 11 | Western Power Distribution (South Wales) Plc | Solar | Photovoltaic | No |  | 0 | 4.8 | Advanced Fuel (produced via gasification or pyrolysis of biofuel or waste) | Engine (combustion / reciprocating) |  |  |  |  | Advanced Fuel (produced via gasification or pyrolysis of biofuel or waste) | Engine (combustion / reciprocating) | [5 empty] | Connected | 4.8 | 4.8 | 5.0526 | 0.018 | 0.0189 | 2015-03-19 | [13 empty] | 2022-04-04 01:01
2100041270320 | 2100041270311 | Sune hill farm solar limited | Penrhiwarwydd farm mynyddiswyn | Penrhiwarwydd Solar Farm | Mynyddislwyn | Newport | Gwent | NP11 7BB | United Kingdom |  |  | Rassau Gsp | Crumlin |  | 33 | Western Power Distribution (South Wales) Plc | Solar | Photovoltaic | No |  | 0 | 6.12 | Advanced Fuel (produced via gasification or pyrolysis of biofuel or waste) | Engine (combustion / reciprocating) |  |  |  |  | Advanced Fuel (produced via gasification or pyrolysis of biofuel or waste) | Engine (combustion / reciprocating) | [5 empty] | Connected | 6.12 | 6.12 | 6.4421 | 0.1 | 0.1053 | 2015-03-20 | [13 empty] | 2022-04-04 01:01
2100041270349 | 2100041270376 | Gpp langstone llp | Aberporth solar farm | Aberporth Solar Farm | Aberporth | Cardigan | Ceredigion | SA43 2BS | United Kingdom | 22484 | 25028 | Swansea North Grid | Rhos Grid | Blaenporth | 11 | Western Power Distribution (South Wales) Plc | Solar | Photovoltaic | No |  | 0 | 1.19 | Advanced Fuel (produced via gasification or pyrolysis of biofuel or waste) | Engine (combustion / reciprocating) |  |  |  |  | Advanced Fuel (produced via gasification or pyrolysis of biofuel or waste) | Engine (combustion / reciprocating) | [5 empty] | Connected | 1.19 | 1.2 | 1.2632 | 0.05 | 0.0526 | 2015-03-24 | [13 empty] | 2022-04-04 01:01
2100041272870 | 2100041272860 | Sune little neath solar limited | Little neath, wogaston farm | Wogaston Farm | Rhoscrowther, Angle | Pembroke | Dyfed | SA71 5AA | United Kingdom | 191778 | 200645 | Pembroke Power Station | Haverfordwest Grid | Steynton | 33 | Western Power Distribution (South Wales) Plc | Solar | Photovoltaic | No |  | 0 | 5.1 | Advanced Fuel (produced via gasification or pyrolysis of biofuel or waste) | Engine (combustion / reciprocating) |  |  |  |  | Advanced Fuel (produced via gasification or pyrolysis of biofuel or waste) | Engine (combustion / reciprocating) | [5 empty] | Connected | 5.1 | 5 | 5.2632 | 0.03 | 0.0316 | 2015-03-12 | [13 empty] | 2022-04-04 01:01
2100041275356 | 2100041275347 | Lightsource spv 105 limited | Maes bach solar farm | Maes Bach Farm | Willowford Road | Ton-teg | Mid Glamorgan | CF38 1SL | United Kingdom | 310586 | 185761 | Upper Boat | Upper Boat Bsp | Upper Boat Primary | 11 | Western Power Distribution (South Wales) Plc | Solar | Photovoltaic | No |  | 0 | 3.5 | Advanced Fuel (produced via gasification or pyrolysis of biofuel or waste) | Engine (combustion / reciprocating) |  |  |  |  | Advanced Fuel (produced via gasification or pyrolysis of biofuel or waste) | Engine (combustion / reciprocating) | [5 empty] | Connected | 3.5 | 3.5 | 3.6842 | 0.25 | 0.2632 | 2015-12-16 | [13 empty] | 2022-04-04 01:01
2100041278161 | 2100041278152 | Gelliwern solar limited | Gelliwern isaf solar farm, felindre, swansea | Solar Photovoltaic Panels, Gelli Wern Isaf | Felindre | Swansea | West Glamorgan | SA5 7PJ | United Kingdom | 262382 | 202019 | Swansea North Grid | Swansea North Bsp |  | 33 | Western Power Distribution (South Wales) Plc | Solar | Photovoltaic | No |  | 0 | 5 | Advanced Fuel (produced via gasification or pyrolysis of biofuel or waste) | Engine (combustion / reciprocating) |  |  |  |  | Advanced Fuel (produced via gasification or pyrolysis of biofuel or waste) | Engine (combustion / reciprocating) | [5 empty] | Connected | 5 | 5 | 5.2632 | 0.025 | 0.0263 | 2015-03-27 | [13 empty] | 2022-04-04 01:01
2100041286890 | 2100041286881 | Biogen uk ltd | Bryn pica waste | Bryn Pica | Landfill Site, Llwydcoed | Aberdare | Mid Glamorgan | CF44 0BX | United Kingdom |  |  | Swansea North Grid | Hirwaun Grid | Aberdare | 11 | Western Power Distribution (South Wales) Plc | Biofuel - Biogas from anaerobic digestion (excluding landfill & sewage) | Engine (combustion / reciprocating) | Yes |  | 0 | 1.189 | Advanced Fuel (produced via gasification or pyrolysis of biofuel or waste) | Engine (combustion / reciprocating) |  |  |  |  | Advanced Fuel (produced via gasification or pyrolysis of biofuel or waste) | Engine (combustion / reciprocating) | [5 empty] | Connected | 1.189 | 1.1 | 1.1579 | 0.25 | 0.2632 | 2015-05-25 | [13 empty] | 2022-04-04 01:01
2100041288620 | 2199989610177 | Associated british ports | Port of swansea | Port Of Swansea Harbour Office | Kings Dock | Swansea |  | SA1 1QR | United Kingdom | 26740 | 19278 | Swansea North Grid | Tir John Power Station | Tir John Primary | 66 | Western Power Distribution (South Wales) Plc | Wind | Onshore wind turbines | No |  | 0 | 0.25 | Solar | Photovoltaic | No |  | 0 | 0.23 | Advanced Fuel (produced via gasification or pyrolysis of biofuel or waste) | Engine (combustion / reciprocating) | [5 empty] | Connected | 0.48 | 0.94 | 0.9895 | 3.5 | 3.6842 | 2015-05-30 | [13 empty] | 2022-04-04 01:01
2100041290967 | 2100041290958 | Fim solar distribution llp | Oak cottage,wiston, haverfordwest | Oak Cottage | Wiston | Haverfordwest | Dyfed | SA62 4PR | United Kingdom | 202911 | 217724 | Pembroke Power Station | Haverfordwest Grid |  | 33 | Western Power Distribution (South Wales) Plc | Solar | Photovoltaic | No |  | 0 | 4.59 | Advanced Fuel (produced via gasification or pyrolysis of biofuel or waste) | Engine (combustion / reciprocating) |  |  |  |  | Advanced Fuel (produced via gasification or pyrolysis of biofuel or waste) | Engine (combustion / reciprocating) | [5 empty] | Connected | 4.59 | 4.59 | 4.8316 | 0.06 | 0.0632 | 2015-08-24 | [13 empty] | 2022-04-04 01:01
2100041295618 | 2100041295609 | Gilfach renewable energy ltd | Blaenau fuel depot | D J Davies Fuels Limited, Blaenau Fuel Depot | Penygroes Road, Blaenau | Ammanford | West Glamorgan | SA18 3BZ | United Kingdom | 260311 | 213516 | Swansea North Grid | Ammanford Grid | Cross Hands | 11 | Western Power Distribution (South Wales) Plc | Wind | Onshore wind turbines | No |  | 0 | 1 | Advanced Fuel (produced via gasification or pyrolysis of biofuel or waste) | Engine (combustion / reciprocating) |  |  |  |  | Advanced Fuel (produced via gasification or pyrolysis of biofuel or waste) | Engine (combustion / reciprocating) | [5 empty] | Connected | 1 | 0.526 | 0.5537 | 0.02 | 0.021 | 2015-12-08 | [13 empty] | 2022-04-04 01:01
2100041309935 | 2100041309926 | Ridgeway solar energy limited | Red court farm, llysonnen rd, carmarthen | Redcourt Farm | Llysonnen Road | Carmarthen | Dyfed | SA33 5DR | United Kingdom | 237901 | 219366 | Swansea North Grid | Carmarthen Grid |  | 33 | Western Power Distribution (South Wales) Plc | Solar | Photovoltaic | No |  | 0 | 4.77 | Advanced Fuel (produced via gasification or pyrolysis of biofuel or waste) | Engine (combustion / reciprocating) |  |  |  |  | Advanced Fuel (produced via gasification or pyrolysis of biofuel or waste) | Engine (combustion / reciprocating) | [5 empty] | Connected | 4.77 | 4.8 | 5.0526 | 0.03 | 0.0316 | 2015-10-19 | [13 empty] | 2022-04-04 01:01
2100041320655 | 2100041320646 | Good energy brynwhilach solar park limited | Brynwhilach farm swansea | Solar Farm, Bryn Whilach Farm | Morriston | Swansea | West Glamorgan | SA5 7PE | United Kingdom | 264396 | 200216 | Swansea North Grid | Swansea North Bsp |  | 33 | Western Power Distribution (South Wales) Plc | Solar | Photovoltaic | No |  | 0 | 4.08 | Advanced Fuel (produced via gasification or pyrolysis of biofuel or waste) | Engine (combustion / reciprocating) |  |  |  |  | Advanced Fuel (produced via gasification or pyrolysis of biofuel or waste) | Engine (combustion / reciprocating) | [5 empty] | Connected | 4.08 | 4.295 | 4.521 | 0.23 | 0.2421 | 2017-03-03 | [13 empty] | 2022-04-04 01:01
2100041320673 | 2100041320664 | Spf roberts wall limited | Roberts wall solar park | Roberts Wall Farm | Penally | Tenby | Dyfed | SA70 8NF | United Kingdom | 210038 | 200493 | Pembroke Power Station | Haverfordwest Grid | Tenby | 11 | Western Power Distribution (South Wales) Plc | Solar | Photovoltaic | No |  | 0 | 1.96 | Advanced Fuel (produced via gasification or pyrolysis of biofuel or waste) | Engine (combustion / reciprocating) |  |  |  |  | Advanced Fuel (produced via gasification or pyrolysis of biofuel or waste) | Engine (combustion / reciprocating) | [5 empty] | Connected | 1.96 | 2.064 | 2.1726 | 0.05 | 0.0526 | 2015-12-23 | [13 empty] | 2022-04-04 01:01
2100041320691 | 2100041320682 | Pant y moch renewables limited | Pant y moch farm, mynydd emroc | Pantymoch Farm | Penycae | Port talbot | West Glamorgan | SA13 2UT | United Kingdom | 277887 | 189892 | Swansea North Grid | Briton Ferry Grid |  | 33 | Western Power Distribution (South Wales) Plc | Solar | Photovoltaic | No |  | 0 | 9.984 | Advanced Fuel (produced via gasification or pyrolysis of biofuel or waste) | Engine (combustion / reciprocating) |  |  |  |  | Advanced Fuel (produced via gasification or pyrolysis of biofuel or waste) | Engine (combustion / reciprocating) | [5 empty] | Connected | 9.984 | 4.44 | 4.6737 | 0.025 | 0.0263 | 2015-11-01 | [13 empty] | 2022-04-04 01:01
2100041321817 | 2100041321808 | Sune waycock road solar limited | Barry jesus college pv generation | Jesus College Pv Generation | Waycock Road | Barry | South Glamorgan | CF62 3AA | United Kingdom |  |  | Aberthaw Power Station | Barry Grid |  | 33 | Western Power Distribution (South Wales) Plc | Solar | Photovoltaic | No |  | 0 | 5.25 | Advanced Fuel (produced via gasification or pyrolysis of biofuel or waste) | Engine (combustion / reciprocating) |  |  |  |  | Advanced Fuel (produced via gasification or pyrolysis of biofuel or waste) | Engine (combustion / reciprocating) | [5 empty] | Connected | 5.25 | 5.1 | 5.3684 | 0.03 | 0.0316 | 2016-03-31 | [13 empty] | 2022-04-04 01:01
2100041322192 | 2100041322183 | Cadoxton reserve power limited | Barry sully moors | Former Ineos Chlor Chemical Works Site | Sully Moors Road | Barry | South Glamorgan | CF64 5RP | United Kingdom |  |  | Aberthaw Power Station | Barry Grid |  | 33 | Western Power Distribution (South Wales) Plc | Fossil - Gas | Engine (combustion / reciprocating) | No |  | 0 | 16 | Advanced Fuel (produced via gasification or pyrolysis of biofuel or waste) | Engine (combustion / reciprocating) |  |  |  |  | Advanced Fuel (produced via gasification or pyrolysis of biofuel or waste) | Engine (combustion / reciprocating) | [5 empty] | Connected | 16 | 16 | 16.8421 | 0.175 | 0.1842 | 2016-02-01 | [13 empty] | 2022-04-04 01:01
2100041327882 | 2100041327873 | Margam green energy limited | Western wood biomass 2 | Western Wood 2;Biomass Generation | Heol Cae'R-Bont | Port talbot |  | SA13 2NS | United Kingdom | 27919 | 18629 | Pyle Grid | Pyle Bsp | Pyle Primary | 132 | Western Power Distribution (South Wales) Plc | Biomass | Steam turbine (thermal power plant) | No |  | 0 | 48.96 | Advanced Fuel (produced via gasification or pyrolysis of biofuel or waste) | Engine (combustion / reciprocating) |  |  |  |  | Advanced Fuel (produced via gasification or pyrolysis of biofuel or waste) | Engine (combustion / reciprocating) | [5 empty] | Connected | 48.96 | 44 | 46.3158 | 4 | 4.2105 | 2013-09-23 | [13 empty] | 2022-04-04 01:01
2100041327907 | 2100041327891 | Larigan power limited | Pontyclun larigan power | Unit B1-B3 | Coedcae Lane Industrial Estate, Coedcae Lane | Pontyclun | Mid Glamorgan | CF72 9HG | United Kingdom | 302952 | 182310 | Upper Boat | Pontyclun Primary | Pontyclun 132/11Kv | 11 | Western Power Distribution (South Wales) Plc | Fossil - Gas | Engine (combustion / reciprocating) | No |  | 0 | 22.72 | Advanced Fuel (produced via gasification or pyrolysis of biofuel or waste) | Engine (combustion / reciprocating) |  |  |  |  | Advanced Fuel (produced via gasification or pyrolysis of biofuel or waste) | Engine (combustion / reciprocating) | [5 empty] | Connected | 22.72 | 16.84 | 17.7263 | 0.35 | 0.3684 | 2016-05-27 | [13 empty] | 2022-04-04 01:01
2100041328733 | 2100041328715 | Larigan power limited | Pontyclun larigan power | Unit B1-B3 | Coedcae Lane Industrial Estate, Coedcae Lane | Pontyclun | Mid Glamorgan | CF72 9HG | United Kingdom | 302952 | 182310 | Upper Boat | Pontyclun Primary | Pontyclun 132/11Kv | 11 | Western Power Distribution (South Wales) Plc | Fossil - Gas | Engine (combustion / reciprocating) | No |  | 0 | 22.72 | Advanced Fuel (produced via gasification or pyrolysis of biofuel or waste) | Engine (combustion / reciprocating) |  |  |  |  | Advanced Fuel (produced via gasification or pyrolysis of biofuel or waste) | Engine (combustion / reciprocating) | [5 empty] | Connected | 22.72 | 16.84 | 17.7263 | 0.6 | 0.6316 | 2016-05-27 | [13 empty] | 2022-04-04 01:01
2100041329072 | 2100041329063 | Llancadle solar farm limited | Llancadle - llancadle solar farm | Llancadle Solar Farm | Llancadle Road | Llancadle | Vale Of Glamorgan | CF62 3AQ | United Kingdom | 303225 | 167770 | Aberthaw Power Station | East Aberthaw |  | 33 | Western Power Distribution (South Wales) Plc | Solar | Photovoltaic | No |  | 0 | 3.9 | Advanced Fuel (produced via gasification or pyrolysis of biofuel or waste) | Engine (combustion / reciprocating) |  |  |  |  | Advanced Fuel (produced via gasification or pyrolysis of biofuel or waste) | Engine (combustion / reciprocating) | [5 empty] | Connected | 3.9 | 3.9 | 4.1053 | 0.2 | 0.2105 | 2015-12-01 | [13 empty] | 2022-04-04 01:01
2100041329899 | 2100041329880 | Short bros homes limited | Dura park bynea yspitty road llanelli | Unit 3 | Heol Aur, Dafen Industrial Estate | Llanelli | Dyfed | SA14 9TD | United Kingdom |  |  | Swansea North Grid | Trostre Grid | Maesarddafen | 11 | Western Power Distribution (South Wales) Plc | Solar | Photovoltaic | No |  | 0 | 1.1 | Advanced Fuel (produced via gasification or pyrolysis of biofuel or waste) | Engine (combustion / reciprocating) |  |  |  |  | Advanced Fuel (produced via gasification or pyrolysis of biofuel or waste) | Engine (combustion / reciprocating) | [5 empty] | Connected | 1.1 | 1.1 | 1.1579 | 0.3 | 0.3158 | 2015-12-19 | [13 empty] | 2022-04-04 01:01
2100041329978 | 2100041329969 | Trecastle renewables limited | Trecastle solar farm |  | Tyla Coch Solar, Trecastle Farm, Llanharry | Pontyclun | Mid Glamorgan | CF72 9LY | United Kingdom | 30258 | 18150 | Upper Boat | Pontyclun Primary | Pontyclun 132/11Kv | 11 | Western Power Distribution (South Wales) Plc | Solar | Photovoltaic | No |  | 0 | 3.996 | Advanced Fuel (produced via gasification or pyrolysis of biofuel or waste) | Engine (combustion / reciprocating) |  |  |  |  | Advanced Fuel (produced via gasification or pyrolysis of biofuel or waste) | Engine (combustion / reciprocating) | [5 empty] | Connected | 3.996 | 4 | 4.2105 | 0.05 | 0.0526 | 2015-12-16 | [13 empty] | 2022-04-04 01:01
2100041330236 | 2100041330245 | Court solarfarm limited | Court solar farm, treoes, bridgend | Court Solar Farm | Treoes | Bridgend | Vale Of Glamorgan | CF35 5DD | United Kingdom | 29475 | 17844 | Pyle Grid | Waterton Industrial Grid | Waterton Industrial Primary | 11 | Western Power Distribution (South Wales) Plc | Solar | Photovoltaic | No |  | 0 | 2 | Advanced Fuel (produced via gasification or pyrolysis of biofuel or waste) | Engine (combustion / reciprocating) |  |  |  |  | Advanced Fuel (produced via gasification or pyrolysis of biofuel or waste) | Engine (combustion / reciprocating) | [5 empty] | Connected | 2 | 2 | 2.1053 | 0.02 | 0.021 | 2016-01-28 | [13 empty] | 2022-04-04 01:01
2100041330900 | 2100041330894 | Lightsource spv 20 limited | Langton farm | Langton Farm | Dwrbach | Fishguard | Dyfed | SA65 9RH | United Kingdom | 194473 | 233813 | Pembroke Power Station | Haverfordwest Grid | Fishguard | 11 | Western Power Distribution (South Wales) Plc | Solar | Photovoltaic | No |  | 0 | 2.9 | Advanced Fuel (produced via gasification or pyrolysis of biofuel or waste) | Engine (combustion / reciprocating) |  |  |  |  | Advanced Fuel (produced via gasification or pyrolysis of biofuel or waste) | Engine (combustion / reciprocating) | [5 empty] | Connected | 2.9 | 2.96 | 3.1158 | 0.03 | 0.0316 | 2016-12-02 | [13 empty] | 2022-04-04 01:01
2100041330928 | 2100041330919 | Ks spv 53 limited | Hafod y dafal solar farm, aberbeeg | Hafod-Y-Dafal Solar Farm | Hafod-Y-Dafal, Aberbeeg | Abertillery | Gwent | NP13 2ER | United Kingdom |  |  | Rassau Gsp | Crumlin |  | 33 | Western Power Distribution (South Wales) Plc | Solar | Photovoltaic | No |  | 0 | 6.24 | Advanced Fuel (produced via gasification or pyrolysis of biofuel or waste) | Engine (combustion / reciprocating) |  |  |  |  | Advanced Fuel (produced via gasification or pyrolysis of biofuel or waste) | Engine (combustion / reciprocating) | [5 empty] | Connected | 6.24 | 6.24 | 6.5684 | 0.1 | 0.1053 | 2015-12-15 | [13 empty] | 2022-04-04 01:01
2100041335448 | 2100041335439 | Conrad (dowlais) limited | Dowlais stor east, pengarnddu industrial estate, merthyr tydfil, | Dowlais 2 | , Pengarnddu Industrial Estate | Merthyr tydfil |  | CF48 2TA | United Kingdom |  |  | Upper Boat | Dowlais Grid |  | 33 | Western Power Distribution (South Wales) Plc | Fossil - Gas | Gas turbine (OCGT) | No |  | 0 | 20.608 | Advanced Fuel (produced via gasification or pyrolysis of biofuel or waste) | Engine (combustion / reciprocating) |  |  |  |  | Advanced Fuel (produced via gasification or pyrolysis of biofuel or waste) | Engine (combustion / reciprocating) | [5 empty] | Connected | 20.608 | 21.979 | 23.1358 | 0.4 | 0.421 | 2016-10-31 | [13 empty] | 2022-04-04 01:01
2100041336725 | 2100041336716 | Ssr stormy west limited | Stormy down pv generation, bridgend | Stormy Down Quarry | Heol-Y-Splot, South Cornelly | Bridgend | Mid Glamorgan | CF33 4RS | United Kingdom | 284118 | 180078 | Pyle Grid | Pyle Bsp |  | 33 | Western Power Distribution (South Wales) Plc | Solar | Photovoltaic | No |  | 0 | 3.72 | Advanced Fuel (produced via gasification or pyrolysis of biofuel or waste) | Engine (combustion / reciprocating) |  |  |  |  | Advanced Fuel (produced via gasification or pyrolysis of biofuel or waste) | Engine (combustion / reciprocating) | [5 empty] | Connected | 3.72 | 3.8 | 4 | 0.08 | 0.0842 | 2017-03-20 | [13 empty] | 2022-04-04 01:01
2100041336743 | 2100041336734 | Monmouthshire county council | Oak grove farm, crick, monmouthshire | Oak Grove Farm | Crick | Caldicot | Monmouthshire | NP26 5UT | United Kingdom | 349448 | 189952 | Uskmouth | Sudbrook |  | 33 | Western Power Distribution (South Wales) Plc | Solar | Photovoltaic | No |  | 0 | 4.2 | Advanced Fuel (produced via gasification or pyrolysis of biofuel or waste) | Engine (combustion / reciprocating) |  |  |  |  | Advanced Fuel (produced via gasification or pyrolysis of biofuel or waste) | Engine (combustion / reciprocating) | [5 empty] | Connected | 4.2 | 5 | 5.2632 | 0.02 | 0.021 | 2016-03-31 | [13 empty] | 2022-04-04 01:01
2100041339187 | 2100041339178 | Sesmp110 lower house solar farm | Usk lower house farm | Lower House | Kemeys Commander | Usk | Gwent | NP15 1JU | United Kingdom | 334800 | 204209 | Rassau Gsp | Abergavenny | Monmouth | 66 | Western Power Distribution (South Wales) Plc | Solar | Photovoltaic | No |  | 0 | 6.5225 | Advanced Fuel (produced via gasification or pyrolysis of biofuel or waste) | Engine (combustion / reciprocating) |  |  |  |  | Advanced Fuel (produced via gasification or pyrolysis of biofuel or waste) | Engine (combustion / reciprocating) | [5 empty] | Connected | 6.5225 | 6.6 | 6.9474 | 0.15 | 0.1579 | 2016-03-15 | [13 empty] | 2022-04-04 01:01
2100041339708 | 2100041255011 | Bryn recycling limited | Bryn recycling gelliargwellt farm bryn quarry gelligaer hengoed | Gelliargwelltt Farm | Gelligaer | Hengoed | Mid Glamorgan | CF82 8FY | United Kingdom | 312485 | 196441 | Rassau Gsp | Pengam Grid Bsp | Pengam Grid | 11 | Western Power Distribution (South Wales) Plc | Fossil - Gas | Engine (combustion / reciprocating) | Yes |  | 0 | 1.1 | Solar | Photovoltaic | No |  | 0 | 0.25 | Advanced Fuel (produced via gasification or pyrolysis of biofuel or waste) | Engine (combustion / reciprocating) | [5 empty] | Connected | 1.35 | 1 | 1.0526 | 0.25 | 0.2632 | 2015-12-16 | [13 empty] | 2022-04-04 01:01
2100041343411 | 2100041343402 | Csi sea view limited | Nottage sea view farm solar | Sea View Farm | Pyle Road, Nottage | Porthcawl | Mid Glamorgan | CF36 5TB | United Kingdom | 28229 | 17902 | Pyle Grid | Pyle Bsp | Nottage | 11 | Western Power Distribution (South Wales) Plc | Solar | Photovoltaic | No |  | 0 | 1.472 | Advanced Fuel (produced via gasification or pyrolysis of biofuel or waste) | Engine (combustion / reciprocating) |  |  |  |  | Advanced Fuel (produced via gasification or pyrolysis of biofuel or waste) | Engine (combustion / reciprocating) | [5 empty] | Connected | 1.472 | 1.472 | 1.5495 | 0.04 | 0.0421 | 2016-03-30 | [13 empty] | 2022-04-04 01:01
2100041343607 | 2100041343582 | Bee derwen limited | Derwen solar farm, land at cwm y derwyn farm | Derwyn Solar Farm | Cwm Y Derwyn Farm | Barry | South Glamorgan | CF62 3AA | United Kingdom |  |  | Aberthaw Power Station | East Aberthaw |  | 33 | Western Power Distribution (South Wales) Plc | Solar | Photovoltaic | No |  | 0 | 3.72 | Advanced Fuel (produced via gasification or pyrolysis of biofuel or waste) | Engine (combustion / reciprocating) |  |  |  |  | Advanced Fuel (produced via gasification or pyrolysis of biofuel or waste) | Engine (combustion / reciprocating) | [5 empty] | Connected | 3.72 | 4 | 4.2105 | 0.05 | 0.0526 | 2016-02-29 | [13 empty] | 2022-04-04 01:01
2100041344656 | 2100041344647 | Lightsource spv 58 limited | Mountain ash pen rhiw, caradog farm, llanwono road | Penrhiw Cradoc Farm | Llanwonno Road | Mountain ash | Mid Glamorgan | CF45 3UX | United Kingdom | 304551 | 197964 | Upper Boat | Mountain Ash Grid |  | 33 | Western Power Distribution (South Wales) Plc | Solar | Photovoltaic | No |  | 0 | 4.12 | Advanced Fuel (produced via gasification or pyrolysis of biofuel or waste) | Engine (combustion / reciprocating) |  |  |  |  | Advanced Fuel (produced via gasification or pyrolysis of biofuel or waste) | Engine (combustion / reciprocating) | [5 empty] | Connected | 4.12 | 4.12 | 4.3368 | 0.1 | 0.1053 | 2017-02-14 | [13 empty] | 2022-04-04 01:01
2100041345419 | 2100041345400 | Awel y gwrhyd cic | Ammanford mynydd y gwrhyd wind farm | Mynydd Y Gwrhyd Wind Farm | Cwaun Cae Gurwen | Ammanford | West Glamorgan | SA18 1PP | United Kingdom |  |  | Swansea North Grid | Ystradgynlais Grid |  | 33 | Western Power Distribution (South Wales) Plc | Wind | Onshore wind turbines | No |  | 0 | 4.7 | Advanced Fuel (produced via gasification or pyrolysis of biofuel or waste) | Engine (combustion / reciprocating) |  |  |  |  | Advanced Fuel (produced via gasification or pyrolysis of biofuel or waste) | Engine (combustion / reciprocating) | [5 empty] | Connected | 4.7 | 4.7 | 4.9474 | 0.1 | 0.1053 | 2016-11-28 | [13 empty] | 2022-04-04 01:01
2100041345507 | 2100041345757 | Lightsource spv 57 limited | Morfa farm, morfa lane, llantwit major, cf61 2yf | Morfa Farm | Morfa Lane | Llantwit major | Vale Of Glamorgan | CF61 2YT | United Kingdom | 295957 | 170243 | Aberthaw Power Station | East Aberthaw | Boverton | 11 | Western Power Distribution (South Wales) Plc | Solar | Photovoltaic | No |  | 0 | 1 | Advanced Fuel (produced via gasification or pyrolysis of biofuel or waste) | Engine (combustion / reciprocating) |  |  |  |  | Advanced Fuel (produced via gasification or pyrolysis of biofuel or waste) | Engine (combustion / reciprocating) | [5 empty] | Connected | 1 | 1 | 1.0526 | 0.05 | 0.0526 | 2017-03-31 | [13 empty] | 2022-04-04 01:01
2100041346885 | 2100041346867 | Uk capacity reserve limited | Traston road stor, newport | Export | Traston Road Stor, Traston Road | Newport | Gwent | NP19 4RQ | United Kingdom |  |  | Uskmouth | Newport South |  | 33 | Western Power Distribution (South Wales) Plc | Fossil - Gas | Engine (combustion / reciprocating) | No |  | 0 | 20 | Advanced Fuel (produced via gasification or pyrolysis of biofuel or waste) | Engine (combustion / reciprocating) |  |  |  |  | Advanced Fuel (produced via gasification or pyrolysis of biofuel or waste) | Engine (combustion / reciprocating) | [5 empty] | Connected | 20 | 21.05 | 22.1579 | 0.2 | 0.2105 | 2016-10-26 | [13 empty] | 2022-04-04 01:01
2100041346900 | 2100041346894 | Uk capacity reserve limited | Tonypandy stor, off llwynpia road | Gas Fired Generator | Llwynypia Road | Tonypandy | Mid Glamorgan | CF40 2ET | United Kingdom |  |  | Upper Boat | Upper Boat Bsp |  | 33 | Western Power Distribution (South Wales) Plc | Fossil - Gas | Engine (combustion / reciprocating) | No |  | 0 | 18 | Advanced Fuel (produced via gasification or pyrolysis of biofuel or waste) | Engine (combustion / reciprocating) |  |  |  |  | Advanced Fuel (produced via gasification or pyrolysis of biofuel or waste) | Engine (combustion / reciprocating) | [5 empty] | Connected | 18 | 21 | 22.1053 | 0.2 | 0.2105 | 2016-10-22 | [13 empty] | 2022-04-04 01:01
2100041347211 | 2100041347202 | Drym developments limited | Maesgwyn extension wind farm | Extension Wind Farm, , Maesgwyn | Inter-Valley Road | Glynneath | West Glamorgan | SA10 9LR | United Kingdom |  |  | Swansea North Grid | Ystradgynlais Grid | Abercrave | 33 | Western Power Distribution (South Wales) Plc | Solar | Photovoltaic | No |  | 0 | 2.94 | Wind | Onshore wind turbines | No |  | 0 | 2.5 | Advanced Fuel (produced via gasification or pyrolysis of biofuel or waste) | Engine (combustion / reciprocating) | [5 empty] | Connected | 5.44 | 5.263 | 5.54 | 0.3 | 0.3158 | 2017-03-01 | [13 empty] | 2022-04-04 01:01
2100041349812 | 2100041349803 | Sunventures 8 limited | Caldicot southbrook solar farm | Solar Site, Southbrook Farm | Sudbrook Road, Sudbrook | Caldicot | Gwent | NP26 5SR | United Kingdom | 350049 | 187788 | Uskmouth | Sudbrook | Sudbrook Primary | 11 | Western Power Distribution (South Wales) Plc | Solar | Photovoltaic | No |  | 0 | 4.08 | Advanced Fuel (produced via gasification or pyrolysis of biofuel or waste) | Engine (combustion / reciprocating) |  |  |  |  | Advanced Fuel (produced via gasification or pyrolysis of biofuel or waste) | Engine (combustion / reciprocating) | [5 empty] | Connected | 4.08 | 4.08 | 4.2947 | 0.05 | 0.0526 | 2106-03-31 | [13 empty] | 2022-04-04 01:01
2100041352550 | 2100041352540 | Sunventures 1 ltd | Crumlin, pentreygroes farm, crumlin pv solar park | Upper Pant-Ysgawen Farm | Maes-Yr-Haf Farm, Croespenmaen | Crumlin | Gwent | NP11 3BT | United Kingdom |  |  | Rassau Gsp | Crumlin | Crumlin Primary | 11 | Western Power Distribution (South Wales) Plc | Solar | Photovoltaic | No |  | 0 | 3.64 | Advanced Fuel (produced via gasification or pyrolysis of biofuel or waste) | Engine (combustion / reciprocating) |  |  |  |  | Advanced Fuel (produced via gasification or pyrolysis of biofuel or waste) | Engine (combustion / reciprocating) | [5 empty] | Connected | 3.64 | 3.808 | 4.0084 | 0.04 | 0.0421 | 2016-04-25 | [13 empty] | 2022-04-04 01:01
2100041355198 | 2100041355189 | Rhewl solar farm community cic | Rhewl farm solar park, chepstow, shirenewton | Rhewl Farm | Shirenewton | Chepstow | Gwent | NP16 6AG | United Kingdom | 350203 | 193576 | Uskmouth | Sudbrook |  | 33 | Western Power Distribution (South Wales) Plc | Solar | Photovoltaic | No |  | 0 | 5.9926 | Advanced Fuel (produced via gasification or pyrolysis of biofuel or waste) | Engine (combustion / reciprocating) |  |  |  |  | Advanced Fuel (produced via gasification or pyrolysis of biofuel or waste) | Engine (combustion / reciprocating) | [5 empty] | Connected | 5.9926 | 6 | 6.3158 | 0.1 | 0.1053 | 2016-06-27 | [13 empty] | 2022-04-04 01:01
2100041357831 | 2100041358560 | Bee biglis limited | Barry biglis farm | Biglis Solar Pv Installation | Argae Lane, Palmerstown | St andrews major | South Glamorgan | CF63 1BL | United Kingdom | 314068 | 169805 | Aberthaw Power Station | Sully Grid | Sully Grid Primary | 11 | Western Power Distribution (South Wales) Plc | Solar | Photovoltaic | No |  | 0 | 4.14 | Advanced Fuel (produced via gasification or pyrolysis of biofuel or waste) | Engine (combustion / reciprocating) |  |  |  |  | Advanced Fuel (produced via gasification or pyrolysis of biofuel or waste) | Engine (combustion / reciprocating) | [5 empty] | Connected | 4.14 | 5 | 5.2632 | 0.2 | 0.2105 | 2016-03-30 | [13 empty] | 2022-04-04 01:01
2100041363427 | 2100041363418 | Manor solar 2 limited | Abergavenny manor farm solar park | Manor Farm | Llanvapley | Abergavenny | Monmouthshire | NP7 8SW | United Kingdom |  |  | Rassau Gsp | Abergavenny | Monmouth | 66 | Western Power Distribution (South Wales) Plc | Solar | Photovoltaic | No |  | 0 | 7.7 | Advanced Fuel (produced via gasification or pyrolysis of biofuel or waste) | Engine (combustion / reciprocating) |  |  |  |  | Advanced Fuel (produced via gasification or pyrolysis of biofuel or waste) | Engine (combustion / reciprocating) | [5 empty] | Connected | 7.7 | 7.7 | 8.1053 | 0.1 | 0.1053 | 2016-06-30 | [13 empty] | 2022-04-04 01:01
2100041380715 | 2100041517140 | Eurocaps limited | Tredegar, dukestown, crown business park, unit b | Eurocaps No2, Unit B | Crown Business Park, Dukestown | Tredegar | Blaenau Gwent | NP22 4EF | United Kingdom | 31425 | 21097 | Rassau Gsp | Rassau West 132/11Kv S/S | Rassau West Primary | 11 | Western Power Distribution (South Wales) Plc | Wind | Onshore wind turbines | No |  | 0 | 0.45 | Advanced Fuel (produced via gasification or pyrolysis of biofuel or waste) | Engine (combustion / reciprocating) |  |  |  |  | Advanced Fuel (produced via gasification or pyrolysis of biofuel or waste) | Engine (combustion / reciprocating) | [5 empty] | Connected | 0.45 | 0.5 | 0.5263 | 2.75 | 2.8947 | 2016-12-12 | [13 empty] | 2022-04-04 01:01
2100041383520 | 2100041383511 | Bargoed pv limited | Bargoed solar farm, cwm bargoed | Bargoed Solar Farm | Cwm, Bargoed | Merthyr tydfill | Mid Glamorgan | CF48 4AQ | United Kingdom |  |  | Upper Boat | Dowlais Grid | Nantwen | 33 | Western Power Distribution (South Wales) Plc | Solar | Photovoltaic | No |  | 0 | 4.08 | Advanced Fuel (produced via gasification or pyrolysis of biofuel or waste) | Engine (combustion / reciprocating) |  |  |  |  | Advanced Fuel (produced via gasification or pyrolysis of biofuel or waste) | Engine (combustion / reciprocating) | [5 empty] | Connected | 4.08 | 4.082 | 4.2968 | 0.05 | 0.0526 | 2017-02-23 | [13 empty] | 2022-04-04 01:01
2100041383831 | 2100041383822 | Mynydd brombil ltd | Port talbot mynydd brombil wind farm | Mynydd Brombil Windfarm | Goytre | Port talbot | West Glamorgan | SA13 2YF | United Kingdom |  |  | Swansea North Grid | Briton Ferry Grid |  | 33 | Western Power Distribution (South Wales) Plc | Wind | Onshore wind turbines | No |  | 0 | 8 | Advanced Fuel (produced via gasification or pyrolysis of biofuel or waste) | Engine (combustion / reciprocating) |  |  |  |  | Advanced Fuel (produced via gasification or pyrolysis of biofuel or waste) | Engine (combustion / reciprocating) | [5 empty] | Connected | 8 | 8.421 | 8.8642 | 0.25 | 0.2632 | 2016-09-21 | [13 empty] | 2022-04-04 01:01
2100041383850 | 2100041383840 | Ogmore power limited | Ebbw vale, land at rassau industrial estate |  | Land At Rassau Industrial Estate, Ebbw Vale | Blaenau | Gwent | NP23 5SD | United Kingdom |  |  | Rassau Gsp | Ebbw Vale |  | 33 | Western Power Distribution (South Wales) Plc | Fossil - Gas | Engine (combustion / reciprocating) | No |  | 0 | 16 | Advanced Fuel (produced via gasification or pyrolysis of biofuel or waste) | Engine (combustion / reciprocating) |  |  |  |  | Advanced Fuel (produced via gasification or pyrolysis of biofuel or waste) | Engine (combustion / reciprocating) | [5 empty] | Connected | 16 | 16.84 | 17.7263 | 0.225 | 0.2368 | 2016-12-30 | [13 empty] | 2022-04-04 01:01
2100041383887 | 2100041383878 | Newton down wind farm limited | Tythegston, stormy lane, stormy down |  | Tythegston, Stormy Down | Porthcawl | Mid Glamorgan | CF33 4RT | United Kingdom |  |  | Pyle Grid | Pyle Bsp |  | 33 | Western Power Distribution (South Wales) Plc | Wind | Onshore wind turbines | No |  | 0 | 5 | Advanced Fuel (produced via gasification or pyrolysis of biofuel or waste) | Engine (combustion / reciprocating) |  |  |  |  | Advanced Fuel (produced via gasification or pyrolysis of biofuel or waste) | Engine (combustion / reciprocating) | [5 empty] | Connected | 5 | 5.263 | 5.54 | 0.11 | 0.1158 | 2017-01-19 | [13 empty] | 2022-04-04 01:01
2100041391363 | 2199989611765 | Dwr cymru welsh water | Sewage works port tennant | Waste Water Treatment Works | Fabian Way, Crymlyn Burrows | Swansea | West Glamorgan | SA1 8QP | United Kingdom | 268883 | 192978 | Swansea North Grid | Tir John Power Station | Swansea Waterfront | 11 | Western Power Distribution (South Wales) Plc | Wind | Onshore wind turbines | No |  | 0 | 0.9 | Advanced Fuel (produced via gasification or pyrolysis of biofuel or waste) | Engine (combustion / reciprocating) |  |  |  |  | Advanced Fuel (produced via gasification or pyrolysis of biofuel or waste) | Engine (combustion / reciprocating) | [5 empty] | Connected | 0.9 | 0.9 | 0.9474 | 2.005 | 2.1105 | 2016-09-22 | [13 empty] | 2022-04-04 01:01
2100041394114 | 2100041394105 | Llynfi afan renewable energy park limited | Llynfi afan wind farm | Llynfi Afan Wind Farm | Afan Valley, Abergwynfi | Port talbot | West Glamorgan | SA13 3YN | United Kingdom |  |  | Pyle Grid | Pyle Bsp |  | 66 | Western Power Distribution (South Wales) Plc | Wind | Onshore wind turbines | No |  | 0 | 24.84 | Advanced Fuel (produced via gasification or pyrolysis of biofuel or waste) | Engine (combustion / reciprocating) |  |  |  |  | Advanced Fuel (produced via gasification or pyrolysis of biofuel or waste) | Engine (combustion / reciprocating) | [5 empty] | Connected | 24.84 | 25.26 | 26.5895 | 0.25 | 0.2632 | 2017-03-01 | [13 empty] | 2022-04-04 01:01
2100041394132 | 2100041394123 | Pennant walters (pywx) limited | Mynydd yr aber wind generation, ogmore, bridgend | Mynydd Yr Aber Wind Farm | Glynogwr, Ogmore Vale | Bridgend | Mid Glamorgan | CF32 6EL | United Kingdom |  |  | Pyle Grid | Pyle Bsp |  | 66 | Western Power Distribution (South Wales) Plc | Wind | Onshore wind turbines | No |  | 0 | 20 | Advanced Fuel (produced via gasification or pyrolysis of biofuel or waste) | Engine (combustion / reciprocating) |  |  |  |  | Advanced Fuel (produced via gasification or pyrolysis of biofuel or waste) | Engine (combustion / reciprocating) | [5 empty] | Connected | 20 | 21.3 | 22.421 | 0.5 | 0.5263 | 2017-03-31 | [13 empty] | 2022-04-04 01:01
2100041401792 | 2100041401774 | Clyne power ltd | Ebbw vale waun y pound 1 | Waun Y Pound Industial Estate |  | Ebbw vale | Blaenau Gwent | NP23 6PL | United Kingdom |  |  | Rassau Gsp | Ebbw Vale |  | 33 | Western Power Distribution (South Wales) Plc | Fossil - Gas | Engine (combustion / reciprocating) | No |  | 0 | 16 | Advanced Fuel (produced via gasification or pyrolysis of biofuel or waste) | Engine (combustion / reciprocating) |  |  |  |  | Advanced Fuel (produced via gasification or pyrolysis of biofuel or waste) | Engine (combustion / reciprocating) | [5 empty] | Connected | 16 | 16.84 | 17.7263 | 0.175 | 0.1842 | 2016-11-30 | [13 empty] | 2022-04-04 01:01
2100041403647 | 2100041403638 | R d w (11) limited | Cockett valley solar park, swansea |  | Wuanarlwydd Road, Wuanarlwydd | Swansea | West Glamorgan | SA5 4TH | United Kingdom |  |  | Swansea North Grid | Swansea West Grid |  | 33 | Western Power Distribution (South Wales) Plc | Solar | Photovoltaic | No |  | 0 | 4 | Advanced Fuel (produced via gasification or pyrolysis of biofuel or waste) | Engine (combustion / reciprocating) |  |  |  |  | Advanced Fuel (produced via gasification or pyrolysis of biofuel or waste) | Engine (combustion / reciprocating) | [5 empty] | Connected | 4 | 4.082 | 4.2968 | 0.02 | 0.021 | 2017-03-31 | [13 empty] | 2022-04-04 01:01
2100041403665 | 2100041403656 | Rochester 006 limited | Nanthenfoel pv park, cribyn | Nanthenfoel Solar Park | Cribyn | Lampeter | Dyfed | SA48 7NP | United Kingdom |  |  | Swansea North Grid | Lampeter Grid |  | 33 | Western Power Distribution (South Wales) Plc | Solar | Photovoltaic | No |  | 0 | 4.2 | Advanced Fuel (produced via gasification or pyrolysis of biofuel or waste) | Engine (combustion / reciprocating) |  |  |  |  | Advanced Fuel (produced via gasification or pyrolysis of biofuel or waste) | Engine (combustion / reciprocating) | [5 empty] | Connected | 4.2 | 4.2 | 4.4211 | 0.01 | 0.0105 | 2017-03-31 | [13 empty] | 2022-04-04 01:01
2100041403683 | 2100041403674 | Nevern power limited | Ebbw vale waun y pound 2 | Waun Y Pound 2, Waun Y Pound Industial Estate |  | Ebbw vale | Blaenau Gwent | NP23 6PL | United Kingdom |  |  | Rassau Gsp | Ebbw Vale |  | 33 | Western Power Distribution (South Wales) Plc | Fossil - Gas | Engine (combustion / reciprocating) | No |  | 0 | 16 | Advanced Fuel (produced via gasification or pyrolysis of biofuel or waste) | Engine (combustion / reciprocating) |  |  |  |  | Advanced Fuel (produced via gasification or pyrolysis of biofuel or waste) | Engine (combustion / reciprocating) | [5 empty] | Connected | 16 | 16.84 | 17.7263 | 0.2 | 0.2105 | 2016-11-30 | [13 empty] | 2022-04-04 01:01
2100041407001 | 2100041407010 | Ssr corntown limited | Corntown farm, corntown, bridgend, cf35 5bb | Solar Park | Corntown Farm, Corntown | Bridgend | Mid Glamorgan | CF35 5AU | United Kingdom | 29367 | 17688 | Pyle Grid | Waterton Industrial Grid | Waterton Industrial Primary | 11 | Western Power Distribution (South Wales) Plc | Solar | Photovoltaic | No |  | 0 | 2 | Advanced Fuel (produced via gasification or pyrolysis of biofuel or waste) | Engine (combustion / reciprocating) |  |  |  |  | Advanced Fuel (produced via gasification or pyrolysis of biofuel or waste) | Engine (combustion / reciprocating) | [5 empty] | Connected | 2 | 2 | 2.1053 | 0.08 | 0.0842 | 2017-03-31 | [13 empty] | 2022-04-04 01:01
2100041407758 | 2100041407749 | Berthllwyd solar project limited | Berthllwyd solar farm | Berthlwyd Farm | Maendy Road, Penycoedcae | Pontypridd | Mid Glamorgan | CF37 1PS | United Kingdom | 307879 | 188058 | Upper Boat | Upper Boat Bsp |  | 33 | Western Power Distribution (South Wales) Plc | Solar | Photovoltaic | No |  | 0 | 4.356 | Advanced Fuel (produced via gasification or pyrolysis of biofuel or waste) | Engine (combustion / reciprocating) |  |  |  |  | Advanced Fuel (produced via gasification or pyrolysis of biofuel or waste) | Engine (combustion / reciprocating) | [5 empty] | Connected | 4.356 | 5.102 | 5.3705 | 0.03 | 0.0316 | 2017-03-31 | [13 empty] | 2022-04-04 01:01
2100041407776 | 2100041407767 | Mynydd portref windfarm limited | Mynydd portref wind farm | St Peters Church Wind Farm | Pencoed | Bridgend | Mid Glamorgan | CF72 9FB | United Kingdom |  |  | Upper Boat | Upper Boat Bsp |  | 33 | Western Power Distribution (South Wales) Plc | Wind | Onshore wind turbines | No |  | 0 | 12 | Advanced Fuel (produced via gasification or pyrolysis of biofuel or waste) | Engine (combustion / reciprocating) |  |  |  |  | Advanced Fuel (produced via gasification or pyrolysis of biofuel or waste) | Engine (combustion / reciprocating) | [5 empty] | Connected | 12 | 12.632 | 13.2968 | 0.27 | 0.2842 | 2017-01-30 | [13 empty] | 2022-04-04 01:01
2100041412109 | 2100041412093 | Whitton solar limited | Cenin whitton mawr | Cenin Whitton Mawr | Duffryn | St lythans | Vale Of Glamorgan | CF5 6SU | United Kingdom |  |  | Aberthaw Power Station | Barry Grid |  | 33 | Western Power Distribution (South Wales) Plc | Solar | Photovoltaic | No |  | 0 | 4.38 | Advanced Fuel (produced via gasification or pyrolysis of biofuel or waste) | Engine (combustion / reciprocating) |  |  |  |  | Advanced Fuel (produced via gasification or pyrolysis of biofuel or waste) | Engine (combustion / reciprocating) | [5 empty] | Connected | 4.38 | 4.4 | 4.6316 | 0.1 | 0.1053 | 2017-03-31 | [13 empty] | 2022-04-04 01:01
2100041412127 | 2100041412118 | Biomass uk no 2 limited | Barry, david davies road, barry docks | Barry Docks (Abp) | David Davies Road | Barry | South Glamorgan | CF63 4AB | United Kingdom |  |  | Aberthaw Power Station | Barry Grid |  | 33 | Western Power Distribution (South Wales) Plc | Biomass | Steam turbine (thermal power plant) | No |  | 0 | 11.705 | Advanced Fuel (produced via gasification or pyrolysis of biofuel or waste) | Engine (combustion / reciprocating) |  |  |  |  | Advanced Fuel (produced via gasification or pyrolysis of biofuel or waste) | Engine (combustion / reciprocating) | [5 empty] | Connected | 11.705 | 11.316 | 11.9116 | 0.99 | 1.0421 | 2017-03-31 | [13 empty] | 2022-04-04 01:01
2100041412181 | 2100041412172 | North tenement solar ltd | North tenement farm, pope hill, haverfordwest | North Tenement Solar Park | Pope Hill, Johnston | Haverfordwest | Dyfed | SA61 1XL | United Kingdom |  |  | Pembroke Power Station | Haverfordwest Grid |  | 33 | Western Power Distribution (South Wales) Plc | Solar | Photovoltaic | No |  | 0 | 3.99 | Advanced Fuel (produced via gasification or pyrolysis of biofuel or waste) | Engine (combustion / reciprocating) |  |  |  |  | Advanced Fuel (produced via gasification or pyrolysis of biofuel or waste) | Engine (combustion / reciprocating) | [5 empty] | Connected | 3.99 | 4.55 | 4.7895 | 0.1 | 0.1053 | 2017-03-28 | [13 empty] | 2022-04-04 01:01
2100041413548 | 2100041414904 | Michaelston solar limited | Michaelstone solar farm |  | Began Road, Michaelstone Y Fedw | Cardiff | Mid Glamorgan | CF3 6XU | United Kingdom | 32326 | 18372 | Cardiff East Grid | Cardiff East Grid Bsp | St Mellons | 11 | Western Power Distribution (South Wales) Plc | Solar | Photovoltaic | No |  | 0 | 3.5 | Advanced Fuel (produced via gasification or pyrolysis of biofuel or waste) | Engine (combustion / reciprocating) |  |  |  |  | Advanced Fuel (produced via gasification or pyrolysis of biofuel or waste) | Engine (combustion / reciprocating) | [5 empty] | Connected | 3.5 | 3.5 | 3.6842 | 0.05 | 0.0526 | 2016-12-14 | [13 empty] | 2022-04-04 01:01
2100041413575 | 2100041413566 | Geibc solar 4 limited | Chepstow tump solar farm | Tump Farm | Sedbury | Chepstow | Monmouthshire | NP16 7HN | United Kingdom | 355058 | 194495 | Uskmouth | Sudbrook | Chepstow | 11 | Western Power Distribution (South Wales) Plc | Solar | Photovoltaic | No |  | 0 | 4 | Advanced Fuel (produced via gasification or pyrolysis of biofuel or waste) | Engine (combustion / reciprocating) |  |  |  |  | Advanced Fuel (produced via gasification or pyrolysis of biofuel or waste) | Engine (combustion / reciprocating) | [5 empty] | Connected | 4 | 4 | 4.2105 | 0.05 | 0.0526 | 2017-02-01 | [13 empty] | 2022-04-04 01:01
2100041414142 | 2100041414124 | Lightsource spv 131 limited | Cwmbran henllys cwrt henllys solar park | Cwrt Henllys Farm | Cwm Lane, Henllys | Cwmbran | Gwent | NP44 7AS | United Kingdom | 32568 | 19212 | Uskmouth | Llantarnam |  | 11 | Western Power Distribution (South Wales) Plc | Solar | Photovoltaic | No |  | 0 | 4.23 | Advanced Fuel (produced via gasification or pyrolysis of biofuel or waste) | Engine (combustion / reciprocating) |  |  |  |  | Advanced Fuel (produced via gasification or pyrolysis of biofuel or waste) | Engine (combustion / reciprocating) | [5 empty] | Connected | 4.23 | 4.23 | 4.4526 | 0.07 | 0.0737 | 2016-12-07 | [13 empty] | 2022-04-04 01:01
2100041415410 | 2100041415401 | Killan solar cic | Killan fach farm pv site, dunvant, swansea |  | Killan Road, Dunvant | Swansea | West Glamorgan | SA2 7US | United Kingdom | 25848 | 19402 | Swansea North Grid | Swansea West Grid | Sketty Park | 11 | Western Power Distribution (South Wales) Plc | Solar | Photovoltaic | No |  | 0 | 0.92 | Stored Energy (all stored energy irrespective of the original energy source) | Storage - Electrochemical (Batteries) | No |  | 0 | 0.232 | Advanced Fuel (produced via gasification or pyrolysis of biofuel or waste) | Engine (combustion / reciprocating) | [5 empty] | Connected | 1.152 | 1 | 1.0526 | 0.25 | 0.2632 | 2020-04-14 | [13 empty] | 2022-04-04 01:01
2100041416432 | 2100041416423 | Gsii carmarthen solar limited | Bryncyrnau isaf, carmarthen | Bryncyrnau Isaf | Cwmffrwd | Carmarthen | Dyfed | SA31 2LS | United Kingdom | 243017 | 217577 | Swansea North Grid | Carmarthen Grid |  | 33 | Western Power Distribution (South Wales) Plc | Solar | Photovoltaic | No |  | 0 | 3.84 | Advanced Fuel (produced via gasification or pyrolysis of biofuel or waste) | Engine (combustion / reciprocating) |  |  |  |  | Advanced Fuel (produced via gasification or pyrolysis of biofuel or waste) | Engine (combustion / reciprocating) | [5 empty] | Connected | 3.84 | 3.877 | 4.081 | 0.06 | 0.0632 | 2017-03-31 | [13 empty] | 2022-04-04 01:01
2100041416450 | 2100041416441 | Hirwaun energy limited | Aberdare hirwaun industrial park units 43-44 | Units 43-44 | Hirwaun Industrial Estate, Hirwaun | Aberdare | Mid Glaorgan | CF44 9UP | United Kingdom | 294300 | 206143 | Swansea North Grid | Hirwaun Grid |  | 33 | Western Power Distribution (South Wales) Plc | Fossil - Gas | Engine (combustion / reciprocating) | No |  | 0 | 1.3 | Advanced Fuel (produced via gasification or pyrolysis of biofuel or waste) | Engine (combustion / reciprocating) |  |  |  |  | Advanced Fuel (produced via gasification or pyrolysis of biofuel or waste) | Engine (combustion / reciprocating) | [5 empty] | Connected | 1.3 | 1.369 | 1.441 | 0.4 | 0.421 | 2018-03-21 | [13 empty] | 2022-04-04 01:01
2100041416497 | 2199989644273 | Abingdon flooring limited | Crumlin, pen-y-fan ind est, abingdon flooring ltd | Abington Flooring Limited | Penyfan Rqad | Newbridge | Gwent | NP11 4XG | United Kingdom | 31984 | 20011 | Rassau Gsp | Crumlin | Crumlin Primary | 11 | Western Power Distribution (South Wales) Plc | Wind | Onshore wind turbines | No |  | 0 | 1.5 | Advanced Fuel (produced via gasification or pyrolysis of biofuel or waste) | Engine (combustion / reciprocating) |  |  |  |  | Advanced Fuel (produced via gasification or pyrolysis of biofuel or waste) | Engine (combustion / reciprocating) | [5 empty] | Connected | 1.5 | 1.5 | 1.5789 | 4.5 | 4.7368 | 2017-01-20 | [13 empty] | 2022-04-04 01:01
2100041416549 | 2100041416530 | Home farm solar ltd | Drope road solar farm st georges cardiff | Drop Farm | Drope Road, St Georges Super Ely | Cardiff | South Glamorgan | CF5 6ET | United Kingdom | 31004 | 17607 | Upper Boat | Upper Boat Bsp | Morlanga | 11 | Western Power Distribution (South Wales) Plc | Solar | Photovoltaic | No |  | 0 | 2.5 | Advanced Fuel (produced via gasification or pyrolysis of biofuel or waste) | Engine (combustion / reciprocating) |  |  |  |  | Advanced Fuel (produced via gasification or pyrolysis of biofuel or waste) | Engine (combustion / reciprocating) | [5 empty] | Connected | 2.5 | 2.5 | 2.6316 | 0.05 | 0.0526 | 2016-12-13 | [13 empty] | 2022-04-04 01:01
2100041418360 | 2100041418350 | Obton solenergi nagel gmbh & co kg | Blackwood manmoel solar farm | Manmoel Farm | Manmoel Road, Manmoel | Blackwood | Mid Glamorgan | NP12 0HY | United Kingdom |  |  | Rassau Gsp | Crumlin |  | 33 | Western Power Distribution (South Wales) Plc | Solar | Photovoltaic | No |  | 0 | 3.44 | Advanced Fuel (produced via gasification or pyrolysis of biofuel or waste) | Engine (combustion / reciprocating) |  |  |  |  | Advanced Fuel (produced via gasification or pyrolysis of biofuel or waste) | Engine (combustion / reciprocating) | [5 empty] | Connected | 3.44 | 3.467 | 3.6495 | 0.1 | 0.1053 | 2017-03-21 | [13 empty] | 2022-04-04 01:01
2100041420448 | 2100041420457 | Penyrheollas solarfield limited | Crumlin, manmoel, penyrheollas farm, solar | Penyrheollas Solar Farm | Manmoel | Blackwood | Gwent | NP12 0RQ | United Kingdom |  |  | Rassau Gsp | Crumlin | Crumlin Primary | 11 | Western Power Distribution (South Wales) Plc | Solar | Photovoltaic | No |  | 0 | 3.72 | Advanced Fuel (produced via gasification or pyrolysis of biofuel or waste) | Engine (combustion / reciprocating) |  |  |  |  | Advanced Fuel (produced via gasification or pyrolysis of biofuel or waste) | Engine (combustion / reciprocating) | [5 empty] | Connected | 3.72 | 4 | 4.2105 | 0.04 | 0.0421 | 2017-03-20 | [13 empty] | 2022-04-04 01:01
2100041420527 | 2100041420518 | Elm solar (darran) ltd | Crumlin, manmoel, darren farm solar | Darran Farm | Argoed | Blackwood | Gwent | NP12 0HX | United Kingdom | 318506 | 199508 | Rassau Gsp | Crumlin | Crumlin Primary | 11 | Western Power Distribution (South Wales) Plc | Solar | Photovoltaic | No |  | 0 | 1.5 | Advanced Fuel (produced via gasification or pyrolysis of biofuel or waste) | Engine (combustion / reciprocating) |  |  |  |  | Advanced Fuel (produced via gasification or pyrolysis of biofuel or waste) | Engine (combustion / reciprocating) | [5 empty] | Connected | 1.5 | 1.5 | 1.5789 | 0.04 | 0.0421 | 2017-03-24 | [13 empty] | 2022-04-04 01:01
2100041421051 | 2100041421042 | Uk capacity reserve limited | Newport, docks way, newport np20 2ny | Dock Way |  | Newport | Gwent | NP20 2NY | United Kingdom | 33097 | 18616 | Uskmouth | Newport West | Newport West Primary | 11 | Western Power Distribution (South Wales) Plc | Fossil - Gas | Engine (combustion / reciprocating) | No |  | 0 | 8 | Advanced Fuel (produced via gasification or pyrolysis of biofuel or waste) | Engine (combustion / reciprocating) |  |  |  |  | Advanced Fuel (produced via gasification or pyrolysis of biofuel or waste) | Engine (combustion / reciprocating) | [5 empty] | Connected | 8 | 8 | 8.421 | 0.15 | 0.1579 | 2017-09-08 | [13 empty] | 2022-04-04 01:01
2100041421405 | 2100041421414 | Lightsource spv 209 limited | Cwmbran, park farm west solar park | Park Farm West | Malthouse Road, Llantarnam | Cwmbran | Gwent | NP44 3EE | United Kingdom | 33128 | 19195 | Uskmouth | Llantarnam | Llantarnam Primary | 11 | Western Power Distribution (South Wales) Plc | Solar | Photovoltaic | No |  | 0 | 6.6 | Solar | Photovoltaic |  |  |  |  | Advanced Fuel (produced via gasification or pyrolysis of biofuel or waste) | Engine (combustion / reciprocating) | [5 empty] | Connected | 6.6 | 3.3 | 3.4737 | 0.1 | 0.1053 | 2017-03-02 | [13 empty] | 2022-04-04 01:01
2100041422677 | 2100041422668 | Innogy renewables uk limited | Brechfa forest west wind farm | Brechfa Forest | Alltwalis | Carmarthen | Carmarthenshire | SA31 3PQ | United Kingdom |  |  | Swansea North Grid |  |  | 132 | Western Power Distribution (South Wales) Plc | Wind | Onshore wind turbines | No |  | 0 | 57.4 | Advanced Fuel (produced via gasification or pyrolysis of biofuel or waste) | Engine (combustion / reciprocating) |  |  |  |  | Advanced Fuel (produced via gasification or pyrolysis of biofuel or waste) | Engine (combustion / reciprocating) | [5 empty] | Connected | 57.4 | 60.5 | 63.6842 | 0.5 | 0.5263 | 2018-01-01 | [13 empty] | 2022-04-04 01:01
2100041424239 | 2100041424070 | Parabel court farm limited | Newport, court farm solar | Court Farm | Magor Road | Llanmartin | Gwent | NP18 2EB | United Kingdom | 33927 | 19001 | Uskmouth | Magor Grid | Magor Primary | 11 | Western Power Distribution (South Wales) Plc | Solar | Photovoltaic | No |  | 0 | 3.906 | Advanced Fuel (produced via gasification or pyrolysis of biofuel or waste) | Engine (combustion / reciprocating) |  |  |  |  | Advanced Fuel (produced via gasification or pyrolysis of biofuel or waste) | Engine (combustion / reciprocating) | [5 empty] | Connected | 3.906 | 4.992 | 5.2547 | 0.05 | 0.0526 | 2017-03-28 | [13 empty] | 2022-04-04 01:01
2100041424257 | 2100041424248 | Sunventures 7 ltd | Caegarw solar park |  | Caegarw Farm, Pyle | Bridgend | Mid Glamorgan | CF33 6PT | United Kingdom | 28259 | 18318 | Pyle Grid | Pyle Bsp | Pyle Primary | 11 | Western Power Distribution (South Wales) Plc | Solar | Photovoltaic | No |  | 0 | 5 | Advanced Fuel (produced via gasification or pyrolysis of biofuel or waste) | Engine (combustion / reciprocating) |  |  |  |  | Advanced Fuel (produced via gasification or pyrolysis of biofuel or waste) | Engine (combustion / reciprocating) | [5 empty] | Connected | 5 | 5 | 5.2632 | 0.1 | 0.1053 | 2017-03-15 | [13 empty] | 2022-04-04 01:01
2100041425970 | 2199989627125 | Dwr cymru welsh water | Newport, nash sewage treatment works, newport | Nash Sewage Treatment Works | West Nash Road, Nash | Newport | Gwent | NP18 2YH | United Kingdom | 33357 | 18408 | Uskmouth | Newport South | Newport South Primary | 11 | Western Power Distribution (South Wales) Plc | Wind | Onshore wind turbines | No |  | 0 | 2.5 | Solar | Photovoltaic | No |  | 0 | 0.087 | Advanced Fuel (produced via gasification or pyrolysis of biofuel or waste) | Engine (combustion / reciprocating) | [5 empty] | Connected | 2.587 | 2 | 2.1053 | 2 | 2.1053 | 2017-03-21 | [13 empty] | 2022-04-04 01:01
2100041428298 | 2100041428289 | Mamhilad solar limited | Pontypool, mahmilad solar | Mamhilad | Llanvihangel | Pontypool | Gwent | NP4 8QX | United Kingdom | 33139 | 20216 | Uskmouth | Pontypool North Grid | Pontypool North Primary | 11 | Western Power Distribution (South Wales) Plc | Solar | Photovoltaic | No |  | 0 | 3.2 | Advanced Fuel (produced via gasification or pyrolysis of biofuel or waste) | Engine (combustion / reciprocating) |  |  |  |  | Advanced Fuel (produced via gasification or pyrolysis of biofuel or waste) | Engine (combustion / reciprocating) | [5 empty] | Connected | 3.2 | 3.6 | 3.7895 | 0.1 | 0.1053 | 2017-03-26 | [13 empty] | 2022-04-04 01:01
2100041444810 | 2100041444801 | Flexible generation ltd | Newport crumlin stor | Crumlin Stor |  | Newbridge | Gwent | NP11 3BT | United Kingdom |  |  | Rassau Gsp | Crumlin |  | 33 | Western Power Distribution (South Wales) Plc | Fossil - Oil | Engine (combustion / reciprocating) | No |  | 0 | 20.006 | Advanced Fuel (produced via gasification or pyrolysis of biofuel or waste) | Engine (combustion / reciprocating) |  |  |  |  | Advanced Fuel (produced via gasification or pyrolysis of biofuel or waste) | Engine (combustion / reciprocating) | [5 empty] | Connected | 20.006 | 21.056 | 22.1642 | 0.35 | 0.3684 | 2017-10-31 | [13 empty] | 2022-04-04 01:01
2100041445967 | 2100041445958 | Pen bryn oer limited | Pen bryn oer wind farm, rhymney, tredegar, gwent | Pen Bryn-Oer Wind Farm, Land At Bryn-Oer Patch | Bryn-Oer Patch Access | Rhymney | Gwent | NP22 5QR | United Kingdom | 312259 | 209394 | Upper Boat | Dowlais Grid |  | 33 | Western Power Distribution (South Wales) Plc | Wind | Onshore wind turbines | No |  | 0 | 6 | Advanced Fuel (produced via gasification or pyrolysis of biofuel or waste) | Engine (combustion / reciprocating) |  |  |  |  | Advanced Fuel (produced via gasification or pyrolysis of biofuel or waste) | Engine (combustion / reciprocating) | [5 empty] | Connected | 6 | 6.32 | 6.6526 | 0.2 | 0.2105 | 2017-10-31 | [13 empty] | 2022-04-04 01:01
2100041446038 | 2100041446029 | Conrad (alcoa) limited | Swansea, alcoa, gowerton east | Alcoa Manufacturing (Gb) Limited Unit 9 | Westfield Industrial Park, Waunarlwydd | Swansea | West Glamorgan | SA5 4SF | United Kingdom | 260484 | 195785 | Swansea North Grid | Swansea West Grid |  | 33 | Western Power Distribution (South Wales) Plc | Fossil - Gas | Engine (combustion / reciprocating) | No |  | 0 | 40.149 | Advanced Fuel (produced via gasification or pyrolysis of biofuel or waste) | Engine (combustion / reciprocating) |  |  |  |  | Advanced Fuel (produced via gasification or pyrolysis of biofuel or waste) | Engine (combustion / reciprocating) | [5 empty] | Connected | 40.149 | 42.105 | 44.321 | 0.95 | 1 | 2017-12-05 | [13 empty] | 2022-04-04 01:01
2100041448727 | 2100040688340 | British gas plc | 4 callaghan square cardiff cf10 5bt | Export Supply, 4 | Callaghan Square | Cardiff | South Glamorgan | CF10 5BT | United Kingdom | 31835 | 17575 | Cardiff East Grid | Cardiff Central Grid | Taff Bank | 0.4 | Western Power Distribution (South Wales) Plc | Fossil - Oil | Engine (combustion / reciprocating) | No |  | 0 | 1.65 | Advanced Fuel (produced via gasification or pyrolysis of biofuel or waste) | Engine (combustion / reciprocating) |  |  |  |  | Advanced Fuel (produced via gasification or pyrolysis of biofuel or waste) | Engine (combustion / reciprocating) | [5 empty] | Connected | 1.65 | 0.65 | 0.6842 | 0.93 | 0.9789 | 2017-06-30 | [13 empty] | 2022-04-04 01:01
2100041453141 | 2100041453132 | Innogy renewables uk limited | Mynydd y gwair wind farm, felindre, swansea |  | Mynydd Y Gwair | Ammanford | Swansea | SA4 8DX | United Kingdom |  |  | Swansea North Grid |  |  | 132 | Western Power Distribution (South Wales) Plc | Wind | Onshore wind turbines | No |  | 0 | 32.8 | Advanced Fuel (produced via gasification or pyrolysis of biofuel or waste) | Engine (combustion / reciprocating) |  |  |  |  | Advanced Fuel (produced via gasification or pyrolysis of biofuel or waste) | Engine (combustion / reciprocating) | [5 empty] | Connected | 32.8 | 32.8 | 34.5263 | 0.2 | 0.2105 | 2018-12-03 | [13 empty] | 2022-04-04 01:01
2100041469513 | 2100041438844 | Rightacres property co limited | 2 central square cardiff cf10 1fs | Export Supply, Plot 2 | Central Square, Wood Street | Cardiff |  | CF10 1EP | United Kingdom | 31811 | 17597 | Cardiff East Grid | Cardiff Central Grid | Wood Street | 11 | Western Power Distribution (South Wales) Plc | Solar | Photovoltaic | No |  | 0 | 0.65 | Solar | Photovoltaic | No |  | 0 | 0.033 | Advanced Fuel (produced via gasification or pyrolysis of biofuel or waste) | Engine (combustion / reciprocating) | [5 empty] | Connected | 0.683 | 0.033 | 0.0347 | 1.3 | 1.3684 | 2017-10-09 | [13 empty] | 2022-04-04 01:01
2100041477782 | 2199989611320 | Cardiff and vale nhs trust | University hospital llandough penlan road llandough penarth | Export Supply, University Hospital Llandough | Penlan Road, Llandough | Penarth | South Glamorgan | CF64 2XX | United Kingdom | 31651 | 17305 | Aberthaw Power Station | Cardiff West Grid | Llandough | 11 | Western Power Distribution (South Wales) Plc | Solar | Photovoltaic | No |  | 0 | 0.45 | Solar | Photovoltaic | No |  | 0 | 0.05 | Advanced Fuel (produced via gasification or pyrolysis of biofuel or waste) | Engine (combustion / reciprocating) | [5 empty] | Connected | 0.5 | 0.05 | 0.0526 | 2.5 | 2.6316 | 2017-11-16 | [13 empty] | 2022-04-04 01:01
2100041483128 | 2198765386413 | St merryn meat limited | Merthyr tydfil pengarnddu industrial estate | St Merryn Foods | Pengarnddu Industrial Estate, Dowlais | Merthyr tydfil | Mid Glamorgan | CF48 2TA | United Kingdom |  |  | Upper Boat | Merthyr East Grid | Merthyr East Primary | 11 | Western Power Distribution (South Wales) Plc | Wind | Onshore wind turbines | No |  | 0 | 1.5 | Advanced Fuel (produced via gasification or pyrolysis of biofuel or waste) | Engine (combustion / reciprocating) |  |  |  |  | Advanced Fuel (produced via gasification or pyrolysis of biofuel or waste) | Engine (combustion / reciprocating) | [5 empty] | Connected | 1.5 | 1.6 | 1.6842 | 3.2 | 3.3684 | 2019-09-07 | [13 empty] | 2022-04-04 01:01
2100041490046 | 2100041490037 | Uk utility reserve limited | Port talbot, afan way | Former Gas Works Site | Afan Way | Port talbot | West Glamorgan | SA12 6HQ | United Kingdom | 27557 | 18974 | Swansea North Grid | Briton Ferry Grid |  | 33 | Western Power Distribution (South Wales) Plc | Fossil - Gas | Engine (combustion / reciprocating) | No |  | 0 | 20 | Advanced Fuel (produced via gasification or pyrolysis of biofuel or waste) | Engine (combustion / reciprocating) |  |  |  |  | Advanced Fuel (produced via gasification or pyrolysis of biofuel or waste) | Engine (combustion / reciprocating) | [5 empty] | Connected | 20 | 20 | 21.0526 | 0.25 | 0.2632 | 2018-10-08 | [13 empty] | 2022-04-04 01:01
2100041495921 | 2100041495912 | Beaufort power limited | Unit 26c rassau industrial estate rassau | Unit 26C | , Rassau Industrial Estate, Rassau | Ebbw vale |  | NP23 5DD | United Kingdom | 31431 | 21178 | Rassau Gsp | Ebbw Vale |  | 33 | Western Power Distribution (South Wales) Plc | Fossil - Oil | Engine (combustion / reciprocating) | No |  | 0 | 21 | Advanced Fuel (produced via gasification or pyrolysis of biofuel or waste) | Engine (combustion / reciprocating) |  |  |  |  | Advanced Fuel (produced via gasification or pyrolysis of biofuel or waste) | Engine (combustion / reciprocating) | [5 empty] | Connected | 21 | 22 | 23.1579 | 0.67 | 0.7053 | 2021-07-31 | [13 empty] | 2022-04-04 01:01
2100041495959 | 2100041495940 | Brecon power limited | Ebbw vale rassau ind est former techboard site | Former Techboard Site | Rassau Industrial Estate, Rassau | Ebbw vale | Gwent | NP23 5DW | United Kingdom | 31564 | 21253 | Rassau Gsp | Ebbw Vale |  | 33 | Western Power Distribution (South Wales) Plc | Fossil - Gas | Engine (combustion / reciprocating) | No |  | 0 | 20.818 | Advanced Fuel (produced via gasification or pyrolysis of biofuel or waste) | Engine (combustion / reciprocating) |  |  |  |  | Advanced Fuel (produced via gasification or pyrolysis of biofuel or waste) | Engine (combustion / reciprocating) | [5 empty] | Connected | 20.818 | 21.3 | 22.421 | 0.67 | 0.7053 | 2018-11-12 | [13 empty] | 2022-04-04 01:01
2100041500173 | 2100041195950 | Cardiff and vale university health board | Adult mental health unit llandough hospital | Adult Mental Health Unit, Adult Mental Health Unit | Llandough Hospital, Penlan Road, Llandough | Penarth |  | CF64 2XX | United Kingdom |  |  | Aberthaw Power Station | Cardiff West Grid | Llandough | 11 | Western Power Distribution (South Wales) Plc | Solar | Photovoltaic | No |  | 0 | 0.1 | Advanced Fuel (produced via gasification or pyrolysis of biofuel or waste) | Engine (combustion / reciprocating) |  |  |  |  | Advanced Fuel (produced via gasification or pyrolysis of biofuel or waste) | Engine (combustion / reciprocating) | [5 empty] | Connected | 0.1 | 0.122 | 0.1284 | 1.2 | 1.2632 | 2018-03-15 | [13 empty] | 2022-04-04 01:01
2100041539180 | 2100041539170 | Hydro electric developments limited | Ystradffin hydro generation llandovery | Ystradffin Hydro Power Station | Ystradffin | Llandovery | Dyfed | SA20 0PH | United Kingdom | 27758 | 24588 | Swansea North Grid | Ammanford Grid | Llandovery | 33 | Western Power Distribution (South Wales) Plc | Water (flowing water or head of water) | Hydro - Run of river | No |  | 0 | 1.99 | Advanced Fuel (produced via gasification or pyrolysis of biofuel or waste) | Engine (combustion / reciprocating) |  |  |  |  | Advanced Fuel (produced via gasification or pyrolysis of biofuel or waste) | Engine (combustion / reciprocating) | [5 empty] | Connected | 1.99 | 1.8 | 1.8947 | 0.1 | 0.1053 | 2020-06-28 | [13 empty] | 2022-04-04 01:01
2100041591640 | 2189999997052 | University of south wales | University of south wales treforest campus pontypridd | Export Supply, University Of Glamorgan | Treforest | Pontypridd | Mid Glamorgan | CF37 1DL | United Kingdom | 30818 | 18847 | Upper Boat | Upper Boat Bsp | Upper Boat Primary | 11 | Western Power Distribution (South Wales) Plc | Solar | Photovoltaic | No |  | 0 | 0.08 | Advanced Fuel (produced via gasification or pyrolysis of biofuel or waste) | Engine (combustion / reciprocating) |  |  |  |  | Advanced Fuel (produced via gasification or pyrolysis of biofuel or waste) | Engine (combustion / reciprocating) | [5 empty] | Connected | 0.08 | 0.099 | 0.1042 | 3.2 | 3.3684 | 2019-09-16 | [13 empty] | 2022-04-04 01:01
2100041591659 | 2189999997052 | University of south wales | University of south wales treforest campus pontypridd | Export Supply, University Of Glamorgan | Treforest | Pontypridd | Mid Glamorgan | CF37 1DL | United Kingdom | 30818 | 18847 | Upper Boat | Upper Boat Bsp | Upper Boat Primary | 11 | Western Power Distribution (South Wales) Plc | Solar | Photovoltaic | No |  | 0 | 0.08 | Advanced Fuel (produced via gasification or pyrolysis of biofuel or waste) | Engine (combustion / reciprocating) |  |  |  |  | Advanced Fuel (produced via gasification or pyrolysis of biofuel or waste) | Engine (combustion / reciprocating) | [5 empty] | Connected | 0.08 | 0.099 | 0.1042 | 3.2 | 3.3684 | 2019-09-16 | [13 empty] | 2022-04-04 01:01
2100041612477 | 2100041612468 | Greenfields (f) limited | Llanwern 132kv solar park, whitson, newport, np18 2ay | Llanwern Site | Whitson | Newport | Gwent | NP18 2AY | United Kingdom | 33375 | 11853 | Uskmouth |  |  | 132 | Western Power Distribution (South Wales) Plc | Solar | Photovoltaic | No |  | 0 | 53.895 | Advanced Fuel (produced via gasification or pyrolysis of biofuel or waste) | Engine (combustion / reciprocating) |  |  |  |  | Advanced Fuel (produced via gasification or pyrolysis of biofuel or waste) | Engine (combustion / reciprocating) | [5 empty] | Connected | 53.895 | 50 | 52.6316 | 0.083 | 0.0874 | 2020-11-01 | [13 empty] | 2022-04-04 01:01
2100041638155 | 2100041566778 | Department for work and pensions | Dwp building main ave treforest ind est pontypridd | Export Supply, G13 | Main Avenue, Treforest Industrial Estate | Pontypridd |  | CF37 5UA | United Kingdom | 31130 | 18580 | Upper Boat | Nantgarw Grid | Nantgarw Primary | 11 | Western Power Distribution (South Wales) Plc | Solar | Photovoltaic | No |  | 0 | 0.057 | Advanced Fuel (produced via gasification or pyrolysis of biofuel or waste) | Engine (combustion / reciprocating) |  |  |  |  | Advanced Fuel (produced via gasification or pyrolysis of biofuel or waste) | Engine (combustion / reciprocating) | [5 empty] | Connected | 0.057 | 0.057 | 0.06 | 2.5 | 2.6316 | 2020-06-23 | [13 empty] | 2022-04-04 01:01
2100041648473 |  | Cardiff county council | Lamby way solar farm cardiff refuse site | Lamby Way Solar Farm, Lamby Way Hwrc | Lamby Way, Rumney | Cardiff |  | CF3 2HP | United Kingdom |  |  | Cardiff East Grid | Trowbridge 132/11 Kv S/S | Trowbridge Primary | 11 | Western Power Distribution (South Wales) Plc | Solar | Photovoltaic | No |  | 0 | 5 | Advanced Fuel (produced via gasification or pyrolysis of biofuel or waste) | Engine (combustion / reciprocating) |  |  |  |  | Advanced Fuel (produced via gasification or pyrolysis of biofuel or waste) | Engine (combustion / reciprocating) | [5 empty] | Connected | 5 | 5 | 5.2632 |  |  | 2020-09-01 | [13 empty] | 2022-04-04 01:01
2100041653190 | 2100041653171 | Ce rush wall turbine limited | Rush wall wtg | Rushwall Wind Turbine | Longlands Lane, Redwick | Caldicot |  | NP26 3DX | United Kingdom | 34156 | 18700 | Uskmouth | Magor Grid | Magor Primary | 11 | Western Power Distribution (South Wales) Plc | Wind | Onshore wind turbines | No |  | 0 | 3.5 | Advanced Fuel (produced via gasification or pyrolysis of biofuel or waste) | Engine (combustion / reciprocating) |  |  |  |  | Advanced Fuel (produced via gasification or pyrolysis of biofuel or waste) | Engine (combustion / reciprocating) | [5 empty] | Connected | 3.5 | 3.5 | 3.6842 | 0.015 | 0.0158 | 2020-12-15 | [13 empty] | 2022-04-04 01:01
2100041665725 | 2100041665716 | Gresham house solar distribution llp | Afon llan solar park | Maeseglwys Farm | Morriston | Swansea |  | SA6 6NR | United Kingdom | 26545 | 20104 | Swansea North Grid | Swansea North Bsp |  | 33 | Western Power Distribution (South Wales) Plc | Solar | Photovoltaic | No |  | 0 | 9.24 | Advanced Fuel (produced via gasification or pyrolysis of biofuel or waste) | Engine (combustion / reciprocating) |  |  |  |  | Advanced Fuel (produced via gasification or pyrolysis of biofuel or waste) | Engine (combustion / reciprocating) | [5 empty] | Connected | 9.24 | 9 | 9.4737 | 0.1 | 0.1053 | 2021-06-10 | [13 empty] | 2022-04-04 01:01
2100041686121 | 2199989628848 | Yuasa battery uk ltd | Ebbw vale, rassau ind est, unit 22 yuasa | Yuasa-Rassau Lec;Unit 22 | , Rassau Industrial Estate, Rassau | Ebbw vale |  | NP23 5SD | United Kingdom | 31487 | 21211 | Rassau Gsp | Rassau West 132/11Kv S/S | Rassau West Primary | 11 | Western Power Distribution (South Wales) Plc | Wind | Onshore wind turbines | No |  | 0 | 0.9 | Solar | Photovoltaic | No |  | 0 | 0.6 | Advanced Fuel (produced via gasification or pyrolysis of biofuel or waste) | Engine (combustion / reciprocating) | [5 empty] | Connected | 1.5 | 1.5 | 1.5789 | 3.5 | 3.6842 | 2021-09-25 | [13 empty] | 2022-04-04 01:01
2100041725729 | 2100041725695 | Graig fatha ce turbine ltd | Tonyrefail graig fatha wind turbine coed ely | Wind Turbine Export Supply, Graig Fatha Farm | Coed Ely | Tonyrefail | Rct | CF39 8EX | United Kingdom | 30069 | 11855 | Upper Boat | Talbot Green Grid | Talbot Green Primary | 11 | Western Power Distribution (South Wales) Plc | Wind | Onshore wind turbines | No |  | 0 | 2.5 | Advanced Fuel (produced via gasification or pyrolysis of biofuel or waste) | Engine (combustion / reciprocating) |  |  |  |  | Advanced Fuel (produced via gasification or pyrolysis of biofuel or waste) | Engine (combustion / reciprocating) | [5 empty] | Connected | 2.5 | 2.5 | 2.6316 | 0.05 | 0.0526 | 2021-10-21 | [13 empty] | 2022-04-04 01:01
2189999997345 | 2199989641937 | Beaufort wind limited | Taff ely windfarm | Taff Ely Wind Farm | Blackmill | Tonyrefail | Mid Glamorgan | CF39 8EG | United Kingdom |  |  | Upper Boat | Upper Boat Bsp |  | 33 | Western Power Distribution (South Wales) Plc | Wind | Onshore wind turbines | No |  | 0 | 9 | Advanced Fuel (produced via gasification or pyrolysis of biofuel or waste) | Engine (combustion / reciprocating) |  |  |  |  | Advanced Fuel (produced via gasification or pyrolysis of biofuel or waste) | Engine (combustion / reciprocating) | [5 empty] | Connected | 9 | 11 | 11.5789 | 0.1 | 0.1053 | 1993-02-25 | [13 empty] | 2022-04-04 01:01
2189999997354 | 2199989353701 | Dow corning limited | Dow corning 132kv connection |  |  | Barry |  | CF63 2YL | United Kingdom |  |  | Aberthaw Power Station | Barry Grid |  | 132 | Western Power Distribution (South Wales) Plc | Waste | Steam turbine (thermal power plant) | No |  | 0 | 27.4 | Advanced Fuel (produced via gasification or pyrolysis of biofuel or waste) | Engine (combustion / reciprocating) |  |  |  |  | Advanced Fuel (produced via gasification or pyrolysis of biofuel or waste) | Engine (combustion / reciprocating) | [5 empty] | Connected | 27.4 | 10 | 10.5263 | 15 | 15.7895 | 1997-12-24 | [13 empty] | 2022-04-04 01:01
2189999997390 | 2199989635669 | Renewable energy systems limited | Dyffryn brodyn windfarm |  | Duffryn Brodyn Wind Farm, Blaenwaun | Whitland | Dyfed | SA34 0JA | United Kingdom |  |  | Swansea North Grid | Carmarthen Grid |  | 33 | Western Power Distribution (South Wales) Plc | Wind | Onshore wind turbines | No |  | 0 | 5.5 | Advanced Fuel (produced via gasification or pyrolysis of biofuel or waste) | Engine (combustion / reciprocating) |  |  |  |  | Advanced Fuel (produced via gasification or pyrolysis of biofuel or waste) | Engine (combustion / reciprocating) | [5 empty] | Connected | 5.5 | 6 | 6.3158 | 0.1 | 0.1053 | 1994-10-07 | [13 empty] | 2022-04-04 01:01
2198765142992 | 2198765146436 | Parc cynog wind farm limited | Parc cynog, pendine | Parc Cynog Wind Farm | Colston | Pendine | Carmarthenshire | SA33 4PY | United Kingdom |  |  | Swansea North Grid | Carmarthen Grid |  | 33 | Western Power Distribution (South Wales) Plc | Solar | Photovoltaic | No |  | 0 | 4.19 | Wind | Onshore wind turbines | No |  | 0 | 3.6 | Advanced Fuel (produced via gasification or pyrolysis of biofuel or waste) | Engine (combustion / reciprocating) | [5 empty] | Connected | 7.79 | 4.1 | 4.3158 | 0.05 | 0.0526 | 2016-03-31 | [13 empty] | 2022-04-04 01:01
2198765266030 | 2100040977180 | Novera energy generation no2 limited | Newport, docksway landfill site | Import Mpan, Docks Way Landfill Generation | Maesglas Retail Park, Docks Way | Newport | Gwent | NP20 2NS | United Kingdom | 33068 | 18537 | Uskmouth | Newport West | Newport West Primary | 11 | Western Power Distribution (South Wales) Plc | Biofuel - Landfill gas | Gas turbine (OCGT) | No |  | 0 | 1.006 | Advanced Fuel (produced via gasification or pyrolysis of biofuel or waste) | Engine (combustion / reciprocating) |  |  |  |  | Advanced Fuel (produced via gasification or pyrolysis of biofuel or waste) | Engine (combustion / reciprocating) | [5 empty] | Connected | 1.006 | 2 | 2.1053 | 0.05 | 0.0526 | 2000-04-17 | [13 empty] | 2022-04-04 01:01
2198765426164 | 2198765326567 | Cardiff city council | Landfill site generation staion, lamby way, rumney, cardiff | Landfill Site Generation Staion | Lamby Way, Rumney | Cardiff | South Glamorgan | CF3 2EQ | United Kingdom |  |  | Cardiff East Grid | Trowbridge 132/11 Kv S/S | Trowbridge Primary | 11 | Western Power Distribution (South Wales) Plc | Biofuel - Landfill gas | Gas turbine (OCGT) | No |  | 0 | 5.84 | Advanced Fuel (produced via gasification or pyrolysis of biofuel or waste) | Engine (combustion / reciprocating) |  |  |  |  | Advanced Fuel (produced via gasification or pyrolysis of biofuel or waste) | Engine (combustion / reciprocating) | [5 empty] | Connected | 5.84 | 2 | 2.1053 | 0.1 | 0.1053 | 2004-01-01 | [13 empty] | 2022-04-04 01:01
2198765426173 | 2199989298706 | Novera energy generation no2 limited | Tythegston landfill generation | Landfill Site | Tythgston | Bridgend | Mid Glamorgan | CF32 0NE | United Kingdom | 28510 | 17906 | Pyle Grid | Pyle Bsp | Nottage | 11 | Western Power Distribution (South Wales) Plc | Biofuel - Landfill gas | Gas turbine (OCGT) | No |  | 0 | 1.236 | Advanced Fuel (produced via gasification or pyrolysis of biofuel or waste) | Engine (combustion / reciprocating) |  |  |  |  | Advanced Fuel (produced via gasification or pyrolysis of biofuel or waste) | Engine (combustion / reciprocating) | [5 empty] | Connected | 1.236 | 1.268 | 1.3347 | 0.04 | 0.0421 | 1998-09-15 | [13 empty] | 2022-04-04 01:01
2198765427530 | 2199989633165 | Jamont (uk) limited | Bridgend paper mill | Jamont (Uk) Limited, Bridgend Paper Mills | Llangynwyd | Maesteg | Mid Glamorgan | CF34 9RS | United Kingdom | 287816 | 187146 | Grange | Grange Bsp | Llynfi | 11 | Western Power Distribution (South Wales) Plc | Fossil - Gas | Gas turbine (OCGT) | No |  | 0 | 12.75 | Advanced Fuel (produced via gasification or pyrolysis of biofuel or waste) | Engine (combustion / reciprocating) |  |  |  |  | Advanced Fuel (produced via gasification or pyrolysis of biofuel or waste) | Engine (combustion / reciprocating) | [5 empty] | Connected | 12.75 | 4 | 4.2105 | 45 | 47.3684 | 1995-02-17 | [13 empty] | 2022-04-04 01:01
2199989612680 | 2199989613708 | Dwr cymru welsh water | Elan valley nffo hydro electric generating facility | Import Mpan, Elen Electric Generating Facility | Elan Valley | Rhayader | Powys | LD6 5HP | United Kingdom |  |  | Rassau Gsp | Abergavenny | Rhayader | 11 | Western Power Distribution (South Wales) Plc | Water (flowing water or head of water) | Hydro - Run of river | No |  | 0 | 4 | Advanced Fuel (produced via gasification or pyrolysis of biofuel or waste) | Engine (combustion / reciprocating) |  |  |  |  | Advanced Fuel (produced via gasification or pyrolysis of biofuel or waste) | Engine (combustion / reciprocating) | [5 empty] | Connected | 4 | 2.723 | 2.8663 | 0.025 | 0.0263 | 1997-03-10 | [13 empty] | 2022-04-04 01:01
2199989612769 | 2199989614809 | Dwr cymru welsh water | Llyn brianne reservoir, dyfed | Hydro Electric Station | Llyn Brianne, Rhandirmwyn | Llandovery | Dyfed | SA20 0NG | United Kingdom |  |  | Swansea North Grid | Ammanford Grid | Llandovery | 33 | Western Power Distribution (South Wales) Plc | Water (flowing water or head of water) | Hydro - Run of river | No |  | 0 | 5.45 | Advanced Fuel (produced via gasification or pyrolysis of biofuel or waste) | Engine (combustion / reciprocating) |  |  |  |  | Advanced Fuel (produced via gasification or pyrolysis of biofuel or waste) | Engine (combustion / reciprocating) | [5 empty] | Connected | 5.45 | 6 | 6.3158 | 0.1 | 0.1053 | 1996-08-31 | [13 empty] | 2022-04-04 01:01
2199989612801 | 2199989613717 | Dwr cymru welsh water | Elan non-nffo facility | Hydro Electric Station | Elan Valley | Rhayader | Powys | LD6 5HP | United Kingdom |  |  | Rassau Gsp | Abergavenny | Rhayader | 11 | Western Power Distribution (South Wales) Plc | Water (flowing water or head of water) | Hydro - Run of river | No |  | 0 | 1.3 | Advanced Fuel (produced via gasification or pyrolysis of biofuel or waste) | Engine (combustion / reciprocating) |  |  |  |  | Advanced Fuel (produced via gasification or pyrolysis of biofuel or waste) | Engine (combustion / reciprocating) | [5 empty] | Connected | 1.3 | 1.05 | 1.1053 | 0.025 | 0.0263 | 1997-03-10 | [13 empty] | 2022-04-04 01:01
2199989617794 |  | Nhs wales shared services partnership | Princess of wales hospital | Princess Of Wales Hospital | Coity Road | Bridgend | Mid Glamorgan | CF31 1RQ | United Kingdom | 291046 | 181032 | Pyle Grid | Bridgend Grid | Litchard | 11 | Western Power Distribution (South Wales) Plc | Fossil - Oil | Engine (combustion / reciprocating) | No |  | 0 | 1.225 | Advanced Fuel (produced via gasification or pyrolysis of biofuel or waste) | Engine (combustion / reciprocating) |  |  |  |  | Advanced Fuel (produced via gasification or pyrolysis of biofuel or waste) | Engine (combustion / reciprocating) | [5 empty] | Connected | 1.225 |  |  |  |  | 2008-05-01 | [13 empty] | 2022-04-04 01:01
2199989630606 | 2199989630615 | Infinis (re-gen) limited | Swansea tir john landfill site | Tir John Landfill Site | Port Tennant | Swansea | West Glamorgam | SA1 8QP | United Kingdom | 26888 | 19351 | Swansea North Grid | Tir John Power Station | Tir John Primary | 66 | Western Power Distribution (South Wales) Plc | Biomass | Steam turbine (thermal power plant) | No |  | 0 | 3.09 | Advanced Fuel (produced via gasification or pyrolysis of biofuel or waste) | Engine (combustion / reciprocating) |  |  |  |  | Advanced Fuel (produced via gasification or pyrolysis of biofuel or waste) | Engine (combustion / reciprocating) | [5 empty] | Connected | 3.09 | 3.4 | 3.5789 | 0.1 | 0.1053 | 2003-10-01 | [13 empty] | 2022-04-04 01:01
2199989632384 | 2199989639264 | Beaufort wind limited | Bryn titli windfarm ****66,000volt connection**** | Bryn Titli Windfarm | Bryntitli Platuae | Rhayader | Dyfed | LD6 5AB | United Kingdom |  |  | Rassau Gsp | Abergavenny | Builth Wells | 66 | Western Power Distribution (South Wales) Plc | Wind | Onshore wind turbines | No |  | 0 | 9.9 | Advanced Fuel (produced via gasification or pyrolysis of biofuel or waste) | Engine (combustion / reciprocating) |  |  |  |  | Advanced Fuel (produced via gasification or pyrolysis of biofuel or waste) | Engine (combustion / reciprocating) | [5 empty] | Connected | 9.9 | 11 | 11.5789 | 0.3 | 0.3158 | 2018-02-06 | [13 empty] | 2022-04-04 01:01
2199989641360 | 2100040983990 | Gf173 limited | Tregaron 33/11kv llanddewi brefi road | South Wales Power Limited | Llanddewi Brefi Road | Tregaron | Ceredigion | SY25 6JR | United Kingdom |  |  | Swansea North Grid | Lampeter Grid | Tregaron | 11 | Western Power Distribution (South Wales) Plc | Fossil - Oil | Engine (combustion / reciprocating) | No |  | 0 | 10.25 | Advanced Fuel (produced via gasification or pyrolysis of biofuel or waste) | Engine (combustion / reciprocating) |  |  |  |  | Advanced Fuel (produced via gasification or pyrolysis of biofuel or waste) | Engine (combustion / reciprocating) | [5 empty] | Connected | 10.25 | 10 | 10.5263 | 0.1 | 0.1053 | 2014-10-17 | [13 empty] | 2022-04-04 01:01
2200017121079 |  | Christine fowler |  | 106 | Oaktree Crescent, Bradley Stoke | Bristol |  | BS32 9AB | United Kingdom | 361208 | 182766 | Iron Acton Sgp | Bradley Stoke Bsp | Almondsbury | 11 | Western Power Distribution (South West) Plc | Solar | Photovoltaic | No |  | 0 | 3.368 | Advanced Fuel (produced via gasification or pyrolysis of biofuel or waste) | Engine (combustion / reciprocating) |  |  |  |  | Advanced Fuel (produced via gasification or pyrolysis of biofuel or waste) | Engine (combustion / reciprocating) | [5 empty] | Connected | 3.368 |  |  |  |  | 2022-02-28 | [13 empty] | 2022-04-04 01:01
2200030347690 | 2200030348382 | Imerys minerals limited | Imerys, bugle intake | (Bugle), Drinnick Bugle Retew Blackpool, Bugle Intake | Roche Road, Bugle | St austell | Cornwall | PL26 7XY | United Kingdom |  |  | Indian Queens Sgp | St Austell Bsp | Sawles Road | 11 | Western Power Distribution (South West) Plc | Fossil - Oil | Engine (combustion / reciprocating) | Yes |  | 0 | 6.75 | Fossil - Oil | Engine (combustion / reciprocating) | No |  | 0 | 2.5 | Solar | Photovoltaic | No |  | 0 | 2.25 |  | Connected | 11.5 | 8.5 | 8.9474 | 7.5 | 7.8947 | 2017-01-01 | [13 empty] | 2022-04-04 01:01
2200030373964 | 2200032024301 | Oxw catalina (logistics xvii) limited | Old newton road heathfield newton abbot | Heathfield |  | Newton abbot | Devon | TQ12 6RF | United Kingdom | 28332 | 7590 | Abham Sgp | Newton Abbot Bsp (Forde Road) | Chudleigh Knighton | 11 | Western Power Distribution (South West) Plc | Fossil - Oil | Engine (combustion / reciprocating) | No |  | 0 | 3.6 | Advanced Fuel (produced via gasification or pyrolysis of biofuel or waste) | Engine (combustion / reciprocating) |  |  |  |  | Advanced Fuel (produced via gasification or pyrolysis of biofuel or waste) | Engine (combustion / reciprocating) | [5 empty] | Connected | 3.6 | 2 | 2.1053 | 4.3 | 4.5263 | 1999-04-01 | [13 empty] | 2022-04-04 01:01
2200031664357 | 2200040848888 | Scottish power renewables (uk) limited | Mitchell new 33kv carland cross wind farm |  | Carland Cross | Mitchell | Cornwall | TR8 5AY | United Kingdom |  |  | Indian Queens Sgp | Truro Bsp | Truro Shortlanesend | 33 | Western Power Distribution (South West) Plc | Wind | Onshore wind turbines | No |  | 0 | 20 | Advanced Fuel (produced via gasification or pyrolysis of biofuel or waste) | Engine (combustion / reciprocating) | No |  | 0 | 11.48 | Advanced Fuel (produced via gasification or pyrolysis of biofuel or waste) | Engine (combustion / reciprocating) | No |  | 0 | 1.03 |  | Connected | 32.51 | 20 | 21.0526 | 1.1 | 1.1579 | 2022-02-01 | [13 empty] | 2022-04-04 01:01
2200031823530 | 2200030112133 | St breock limited | St breock windfarm, near wadebridge | St Breock Wind Farm | Access To Haycrock, St Breock | Wadebridge | Cornwall | PL27 7LG | United Kingdom | 197411 | 68941 | Indian Queens Sgp | St Tudy Bsp | Wadebridge | 33 | Western Power Distribution (South West) Plc | Wind | Onshore wind turbines | No |  | 0 | 10 | Advanced Fuel (produced via gasification or pyrolysis of biofuel or waste) | Engine (combustion / reciprocating) |  |  |  |  | Advanced Fuel (produced via gasification or pyrolysis of biofuel or waste) | Engine (combustion / reciprocating) | [5 empty] | Connected | 10 | 10 | 10.5263 | 0.18 | 0.1895 | 2013-02-09 | [13 empty] | 2022-04-04 01:01
2200031823558 | 2200030109831 | Four burrows ltd | Truro four burrows windfarm | Four Burrows Windfarm | Four Burrows, Blackwater | Truro | Cornwall | TR4 8JB | United Kingdom |  |  | Indian Queens Sgp | Truro Bsp |  | 33 | Western Power Distribution (South West) Plc | Wind | Onshore wind turbines | No |  | 0 | 4.5 | Advanced Fuel (produced via gasification or pyrolysis of biofuel or waste) | Engine (combustion / reciprocating) |  |  |  |  | Advanced Fuel (produced via gasification or pyrolysis of biofuel or waste) | Engine (combustion / reciprocating) | [5 empty] | Connected | 4.5 | 4.5 | 4.7368 | 0.1 | 0.1053 | 1994-11-07 | [13 empty] | 2022-04-04 01:01
2200031824213 | 2200030349075 | South west water ltd | Okehampton roadford reservoir | Roadford Reservoir |  | Lifton | Devon | PL16 0JJ | United Kingdom |  |  | Alverdiscott Sgp | Pyworthy Bsp | Ashwater | 33 | Western Power Distribution (South West) Plc | Wind | Onshore wind turbines | No |  | 0 | 0.95 | Advanced Fuel (produced via gasification or pyrolysis of biofuel or waste) | Engine (combustion / reciprocating) | No |  | 0 | 0.95 | Advanced Fuel (produced via gasification or pyrolysis of biofuel or waste) | Engine (combustion / reciprocating) | [5 empty] | Connected | 1.9 | 1.2 | 1.2632 | 6 | 6.3158 | 1990-05-16 | [13 empty] | 2022-04-04 01:01
2200031824231 | 2200030349048 | South west water ltd | Plymouth derriford crownhill waterworks | South West Water - Derriford, Crownhill Waterworks | Tavistock Road | Plymouth | Devon | PL6 5DA | United Kingdom |  |  | Landulph Sgp | Ernesettle Bsp | Southway | 11 | Western Power Distribution (South West) Plc | Wind | Onshore wind turbines | No |  | 0 | 1.8 | Advanced Fuel (produced via gasification or pyrolysis of biofuel or waste) | Engine (combustion / reciprocating) |  |  |  |  | Advanced Fuel (produced via gasification or pyrolysis of biofuel or waste) | Engine (combustion / reciprocating) | [5 empty] | Connected | 1.8 | 0.25 | 0.2632 | 5 | 5.2632 | 2004-07-01 | [13 empty] | 2022-04-04 01:01
2200031824445 | 2200041808760 | Viridor waste management ltd | Yanley landfill main import/export site | Yanley Landfill | Bridgwater Road, Long Ashton | Bristol | North Somerset | BS13 8AF | United Kingdom | 355687 | 168952 | Iron Acton Sgp | Feeder Road 33Kv | Bower Ashton | 11 | Western Power Distribution (South West) Plc | Biofuel - Landfill gas | Gas turbine (OCGT) | No |  | 0 | 1.052 | Advanced Fuel (produced via gasification or pyrolysis of biofuel or waste) | Engine (combustion / reciprocating) |  |  |  |  | Advanced Fuel (produced via gasification or pyrolysis of biofuel or waste) | Engine (combustion / reciprocating) | [5 empty] | Connected | 1.052 | 1.16 | 1.221 | 0.2 | 0.2105 | 1996-08-01 | [13 empty] | 2022-04-04 01:01
2200031824490 | 2200030348666 | Imerys minerals limited | Imerys, par harbour intake | (Par Harbour), Drinnick Bugle Retew Blackpool, Par Intake | Par Harbour | Par | Cornwall | PL24 2BH | United Kingdom |  |  | Indian Queens Sgp | St Austell Bsp | Par Harbour | 11 | Western Power Distribution (South West) Plc | Waste | Steam-gas turbine (CCGT) | Yes |  | 0 | 11.1 | Solar | Photovoltaic | No |  | 0 | 0.2496 | Advanced Fuel (produced via gasification or pyrolysis of biofuel or waste) | Engine (combustion / reciprocating) | [5 empty] | Connected | 11.3496 | 10.5 | 11.0526 | 5.5 | 5.7895 | 2017-01-01 | [13 empty] | 2022-04-04 01:01
2200031824524 | 2200030348373 | Imerys minerals limited | Lee moor |  | Lee Moor | Plymouth | Devon | PL7 5JR | United Kingdom | 257194 | 61777 | Abham Sgp | Plympton Bsp | Torycombe | 11 | Western Power Distribution (South West) Plc | Fossil - Oil | Engine (combustion / reciprocating) | No |  | 0 | 3.75 | Biomass | Steam turbine (thermal power plant) | No |  | 0 | 3 | Advanced Fuel (produced via gasification or pyrolysis of biofuel or waste) | Engine (combustion / reciprocating) | [5 empty] | Connected | 6.75 | 5.85 | 6.1579 | 4 | 4.2105 | 2011-10-01 | [13 empty] | 2022-04-04 01:01
2200031824542 | 2200032010850 | Imerys minerals limited | Imerys, blackpool intake | (Blackpool), Drinnick Bugle Retew Blackpool, Blackpool Intake | High Street | St austell | Cornwall | PL25 5TJ | United Kingdom |  |  | Indian Queens Sgp | St Austell Bsp | Blackpool | 11 | Western Power Distribution (South West) Plc | Wind | Onshore wind turbines | No |  | 0 | 0.5 | Advanced Fuel (produced via gasification or pyrolysis of biofuel or waste) | Engine (combustion / reciprocating) |  |  |  |  | Advanced Fuel (produced via gasification or pyrolysis of biofuel or waste) | Engine (combustion / reciprocating) | [5 empty] | Connected | 0.5 | 0 | 0 | 4 | 4.2105 | 2017-01-01 | [13 empty] | 2022-04-04 01:01
2200031824551 | 2200030348452 | Imerys minerals limited | Imerys, drinnick intake | (Drinnick), Drinnick Bugle Retew Blackpool, Imerys Plant & Trasport | Drinnick, Nanpean | St austell | Cornwall | PL26 7XY | United Kingdom |  |  | Indian Queens Sgp | St Austell Bsp | Sawles Road | 11 | Western Power Distribution (South West) Plc | Fossil - Oil | Engine (combustion / reciprocating) | No |  | 0 | 9.403 | Solar | Photovoltaic | No |  | 0 | 2.5 | Wind | Onshore wind turbines | No |  | 0 | 0.5 |  | Connected | 12.403 | 7.25 | 7.6316 | 14.5 | 15.2632 | 2017-01-01 | [13 empty] | 2022-04-04 01:01
2200031824560 | 2200032010860 | Imerys minerals limited | Retew import/export site | Drinnick Bugle Retew Blackpool, Retew Intake | Higher Fraddon | St columb | Cornwall | TR9 6LF | United Kingdom |  |  | Indian Queens Sgp | Fraddon Bsp | Fraddon | 11 | Western Power Distribution (South West) Plc | Fossil - Oil | Engine (combustion / reciprocating) | No |  | 0 | 1 | Advanced Fuel (produced via gasification or pyrolysis of biofuel or waste) | Engine (combustion / reciprocating) |  |  |  |  | Advanced Fuel (produced via gasification or pyrolysis of biofuel or waste) | Engine (combustion / reciprocating) | [5 empty] | Connected | 1 | 1.25 | 1.3158 | 3.5 | 3.6842 | 1996-04-01 | [13 empty] | 2022-04-04 01:01
2200031824738 | 2200032010879 | Imerys minerals limited | Imerys, trebal intake | (Trebal), Drinnick Bugle Retew Blackpool, Trebal Intake | Trethurgy | St austell | Cornwall | PL26 8YQ | United Kingdom |  |  | Indian Queens Sgp | St Austell Bsp | Trebal | 11 | Western Power Distribution (South West) Plc | Fossil - Oil | Engine (combustion / reciprocating) | No |  | 0 | 0.2 | Advanced Fuel (produced via gasification or pyrolysis of biofuel or waste) | Engine (combustion / reciprocating) |  |  |  |  | Advanced Fuel (produced via gasification or pyrolysis of biofuel or waste) | Engine (combustion / reciprocating) | [5 empty] | Connected | 0.2 | 0.25 | 0.2632 | 5 | 5.2632 | 1996-04-01 | [13 empty] | 2022-04-04 01:01
2200031824747 | 2200031846059 | Flogas britain ltd | Severn road, hallen, bristol, bs10 7sq |  | Severn Road, Hallen | Bristol |  | BS10 7SQ | United Kingdom | 353556 | 182824 | Seabank Sgp | Avonmouth Bsp | Kingsweston | 11 | Western Power Distribution (South West) Plc | Fossil - Gas | Gas turbine (OCGT) | No |  | 0 | 5.5 | Advanced Fuel (produced via gasification or pyrolysis of biofuel or waste) | Engine (combustion / reciprocating) |  |  |  |  | Advanced Fuel (produced via gasification or pyrolysis of biofuel or waste) | Engine (combustion / reciprocating) | [5 empty] | Connected | 5.5 | 4.99 | 5.2526 | 2 | 2.1053 | 1990-01-22 | [13 empty] | 2022-04-04 01:01
2200031824792 | 2200030512991 | Wessex water services ltd | Sutton bingham import/export site | Water Treatment Works, Wessex Water Limi | Sutton Bingham | Yeovil | Somerset | BA22 9QL | United Kingdom | 355603 | 111614 | Axminster Sgp | Yeovil Bsp | Coker | 11 | Western Power Distribution (South West) Plc | Fossil - Oil | Engine (combustion / reciprocating) | No |  | 0 | 1 | Advanced Fuel (produced via gasification or pyrolysis of biofuel or waste) | Engine (combustion / reciprocating) |  |  |  |  | Advanced Fuel (produced via gasification or pyrolysis of biofuel or waste) | Engine (combustion / reciprocating) | [5 empty] | Connected | 1 | 1 | 1.0526 | 0.62 | 0.6526 | 1995-07-01 | [13 empty] | 2022-04-04 01:01
2200031824826 | 2200030354846 | Wessex water services ltd | Bridgwater chilton trinity stw import/export site | Saltlands Household Waste Recycling | Saltlands Lane, Chilton Trinity | Bridgwater | Somerset | TA6 3JS | United Kingdom | 330111 | 138280 | Bridgwater Sgp | Bridgwater Grid Bsp | Bath Road Primary | 11 | Western Power Distribution (South West) Plc | Fossil - Oil | Engine (combustion / reciprocating) | No |  | 0 | 1.25 | Advanced Fuel (produced via gasification or pyrolysis of biofuel or waste) | Engine (combustion / reciprocating) |  |  |  |  | Advanced Fuel (produced via gasification or pyrolysis of biofuel or waste) | Engine (combustion / reciprocating) | [5 empty] | Connected | 1.25 | 1.25 | 1.3158 | 0.83 | 0.8737 | 2001-04-01 | [13 empty] | 2022-04-04 01:01
2200031825740 | 2200030348684 | Lloyds bank plc | Bristol canons house canons way (lloyds tsb) | Canons House | Canons Way, City Centre | Bristol |  | BS1 5LL | United Kingdom | 358342 | 172352 | Iron Acton Sgp | Lockleaze Bsp 132Kv | Clifton | 11 | Western Power Distribution (South West) Plc | Fossil - Oil | Engine (combustion / reciprocating) | No |  | 0 | 3.4 | Advanced Fuel (produced via gasification or pyrolysis of biofuel or waste) | Engine (combustion / reciprocating) |  |  |  |  | Advanced Fuel (produced via gasification or pyrolysis of biofuel or waste) | Engine (combustion / reciprocating) | [5 empty] | Connected | 3.4 | 4 | 4.2105 | 3.6 | 3.7895 | 2002-10-01 | [13 empty] | 2022-04-04 01:01
2200031825778 | 2200030347398 | Secanim limited | Spring gardens, canal banks, exeter, devon, ex2 8dx | Jl Thomas & Co Limited, Spring Gardens | Canal Banks | Exeter | Devon | EX2 8DX | United Kingdom | 29233 | 9111 | Exeter Main Sgp | Exeter City Bsp | Haven Road | 11 | Western Power Distribution (South West) Plc | Solar | Photovoltaic | Yes |  | 0 | 1.025 | Advanced Fuel (produced via gasification or pyrolysis of biofuel or waste) | Engine (combustion / reciprocating) |  |  |  |  | Advanced Fuel (produced via gasification or pyrolysis of biofuel or waste) | Engine (combustion / reciprocating) | [5 empty] | Connected | 1.025 | 0.697 | 0.7337 | 0.25 | 0.2632 | 1997-07-01 | [13 empty] | 2022-04-04 01:01
2200031825801 | 2200030348267 | Infinis (re-gen) limited | Bridgwater walpole landfill 2 exit point's import/export site | Walpole Landfill Site | Walpole | Bridgwater | Somerset | TA6 4TF | United Kingdom | 330910 | 142652 | Bridgwater Sgp | Bridgwater Grid Bsp | Bath Road Primary | 11 | Western Power Distribution (South West) Plc | Biofuel - Landfill gas | Gas turbine (OCGT) | No |  | 0 | 4.932 | Advanced Fuel (produced via gasification or pyrolysis of biofuel or waste) | Engine (combustion / reciprocating) |  |  |  |  | Advanced Fuel (produced via gasification or pyrolysis of biofuel or waste) | Engine (combustion / reciprocating) | [5 empty] | Connected | 4.932 | 1.6 | 1.6842 | 0.094 | 0.0989 | 2006-06-01 | [13 empty] | 2022-04-04 01:01
2200032020539 | 2200040035025 | South west water ltd | Mary tavy generator import/export site | Mary Tavy Hydro Power Station, The Power Station | Mary Tavy | Tavistock | Devon | PL19 9PR | United Kingdom | 250929 | 78449 | Landulph Sgp | Ernesettle Bsp | Tavistock | 11 | Western Power Distribution (South West) Plc | Water (flowing water or head of water) | Hydro - Run of river | No |  | 0 | 2.622 | Advanced Fuel (produced via gasification or pyrolysis of biofuel or waste) | Engine (combustion / reciprocating) |  |  |  |  | Advanced Fuel (produced via gasification or pyrolysis of biofuel or waste) | Engine (combustion / reciprocating) | [5 empty] | Connected | 2.622 | 2.9 | 3.0526 | 0.1 | 0.1053 | 1996-04-12 | [13 empty] | 2022-04-04 01:01
2200032026647 | 2200031659738 | Chelson meadow energy limited | Plymouth nffo4 landfill site laira bridge import/export site | Chelson Meadow | The Ride, Laira Bridge Road | Plymouth | Devon | PL9 7JB | United Kingdom | 25071 | 5475 | Abham Sgp | Plymouth Bsp | Longbridge | 11 | Western Power Distribution (South West) Plc | Biofuel - Landfill gas | Gas turbine (OCGT) | No |  | 0 | 2.204 | Advanced Fuel (produced via gasification or pyrolysis of biofuel or waste) | Engine (combustion / reciprocating) |  |  |  |  | Advanced Fuel (produced via gasification or pyrolysis of biofuel or waste) | Engine (combustion / reciprocating) | [5 empty] | Connected | 2.204 | 2.204 | 2.32 | 0.041 | 0.0432 | 1998-05-01 | [13 empty] | 2022-04-04 01:01
2200032108184 | 2200032110402 | Infinis (re-gen) limited | Torrington deep moor landfill import/export site | Deepmoor Landfill Site | High Bullen | Torrington | Devon | EX38 7JA | United Kingdom | 253004 | 120812 | Alverdiscott Sgp | Barnstaple Bsp | Great Torrington | 11 | Western Power Distribution (South West) Plc | Biofuel - Landfill gas | Gas turbine (OCGT) | No |  | 0 | 2.5 | Advanced Fuel (produced via gasification or pyrolysis of biofuel or waste) | Engine (combustion / reciprocating) |  |  |  |  | Advanced Fuel (produced via gasification or pyrolysis of biofuel or waste) | Engine (combustion / reciprocating) | [5 empty] | Connected | 2.5 | 2.425 | 2.5526 | 0.06 | 0.0632 | 1999-06-01 | [13 empty] | 2022-04-04 01:01
2200032110397 | 2200032110388 | South west water ltd | Newquay trenhaile stw import/export site |  | Trenhaile Stw (Export), Sewage Treatment Works | Newquay | Cornwall | TR8 4QD | United Kingdom | 18176 | 5908 | Indian Queens Sgp | Fraddon Bsp | Newquay Trevemper | 11 | Western Power Distribution (South West) Plc | Fossil - Oil | Engine (combustion / reciprocating) | No |  | 0 | 1.6 | Advanced Fuel (produced via gasification or pyrolysis of biofuel or waste) | Engine (combustion / reciprocating) |  |  |  |  | Advanced Fuel (produced via gasification or pyrolysis of biofuel or waste) | Engine (combustion / reciprocating) | [5 empty] | Connected | 1.6 | 1.2 | 1.2632 | 1.2 | 1.2632 | 2000-01-01 | [13 empty] | 2022-04-04 01:01
2200032116120 | 2200030365379 | South west water ltd | St ives porthgwidden import/export site |  | Porthgwidden Sewage, Off Carncrows Road | St ives | Cornwall | TR26 1PP | United Kingdom | 15212 | 4097 | Indian Queens Sgp | Hayle Bsp | St Ives | 11 | Western Power Distribution (South West) Plc | Fossil - Oil | Engine (combustion / reciprocating) | No |  | 0 | 1.813 | Advanced Fuel (produced via gasification or pyrolysis of biofuel or waste) | Engine (combustion / reciprocating) |  |  |  |  | Advanced Fuel (produced via gasification or pyrolysis of biofuel or waste) | Engine (combustion / reciprocating) | [5 empty] | Connected | 1.813 | 1.07 | 1.1263 | 1.07 | 1.1263 | 1999-12-01 | [13 empty] | 2022-04-04 01:01
2200032116130 | 2200030364792 | South west water ltd | Penzance chyandour sps import/export site | Chyandour Sewage Pumping Station |  | Penzance | Cornwall | TR18 2ES | United Kingdom | 14769 | 3070 | Indian Queens Sgp | Hayle Bsp | Penzance Causewayhead | 11 | Western Power Distribution (South West) Plc | Fossil - Oil | Engine (combustion / reciprocating) | No |  | 0 | 1.75 | Advanced Fuel (produced via gasification or pyrolysis of biofuel or waste) | Engine (combustion / reciprocating) |  |  |  |  | Advanced Fuel (produced via gasification or pyrolysis of biofuel or waste) | Engine (combustion / reciprocating) | [5 empty] | Connected | 1.75 | 1.059 | 1.1147 | 1.059 | 1.1147 | 1999-12-01 | [13 empty] | 2022-04-04 01:01
2200032168616 | 2200032168607 | Uk power reserve limited | Taunton bradon farm t/a cantelo nurseries | Bradon Farm | Isle Abbotts | Taunton | Somerset | TA3 6RX | United Kingdom | 336004 | 119775 | Bridgwater Sgp | Bridgwater Grid Bsp |  | 33 | Western Power Distribution (South West) Plc | Fossil - Gas | Engine (combustion / reciprocating) | No |  | 0 | 9.9 | Advanced Fuel (produced via gasification or pyrolysis of biofuel or waste) | Engine (combustion / reciprocating) |  |  |  |  | Advanced Fuel (produced via gasification or pyrolysis of biofuel or waste) | Engine (combustion / reciprocating) | [5 empty] | Connected | 9.9 | 9.7 | 10.2105 | 0.75 | 0.7895 | 2000-01-01 | [13 empty] | 2022-04-04 01:01
2200032190931 | 2200030349048 | South west water ltd | Plymouth derriford crownhill waterworks | 1 | Derriford | Plymouth | Devon | PL6 5DA | United Kingdom |  |  | Landulph Sgp | Ernesettle Bsp | Southway | 11 | Western Power Distribution (South West) Plc | Wind | Onshore wind turbines | No |  | 0 | 1.8 | Advanced Fuel (produced via gasification or pyrolysis of biofuel or waste) | Engine (combustion / reciprocating) |  |  |  |  | Advanced Fuel (produced via gasification or pyrolysis of biofuel or waste) | Engine (combustion / reciprocating) | [5 empty] | Connected | 1.8 | 0.25 | 0.2632 | 5 | 5.2632 | 2004-07-01 | [13 empty] | 2022-04-04 01:01
2200032191484 | 2200032013017 | Chelson meadow energy limited | Plymouth nffo5 laira bridge import/export site | Chelson Meadow Nff05, Southern Sector | Laira Bridge, Plymstock | Plymouth | Devon | PL9 7JD | United Kingdom | 25071 | 5475 | Abham Sgp | Plymouth Bsp | Longbridge | 11 | Western Power Distribution (South West) Plc | Biofuel - Landfill gas | Gas turbine (OCGT) | No |  | 0 | 1.024 | Advanced Fuel (produced via gasification or pyrolysis of biofuel or waste) | Engine (combustion / reciprocating) |  |  |  |  | Advanced Fuel (produced via gasification or pyrolysis of biofuel or waste) | Engine (combustion / reciprocating) | [5 empty] | Connected | 1.024 | 1.024 | 1.0779 | 0.03 | 0.0316 | 1999-08-01 | [13 empty] | 2022-04-04 01:01
2200040113240 | 2200040113231 | South west water ltd | Camborne reskadinnick stw import/export site | New Stw | Reskaddinnick, Reskaddinnick | Camborne | Cornwall |  | United Kingdom | 16326 | 4200 | Indian Queens Sgp | Camborne Bsp | Camborne Carn Brea | 11 | Western Power Distribution (South West) Plc | Fossil - Oil | Engine (combustion / reciprocating) | No |  | 0 | 1.25 | Advanced Fuel (produced via gasification or pyrolysis of biofuel or waste) | Engine (combustion / reciprocating) |  |  |  |  | Advanced Fuel (produced via gasification or pyrolysis of biofuel or waste) | Engine (combustion / reciprocating) | [5 empty] | Connected | 1.25 | 1.116 | 1.1747 | 1.116 | 1.1747 | 2001-06-01 | [13 empty] | 2022-04-04 01:01
2200040118141 | 2200031596859 | Wessex water services ltd | Wessex water - bleadon levels, weston-super-mare | Bleadon Levels Sewage Treatment Works | Accomodation Road, Bleadon | Weston-super-mare |  | BS24 0AP | United Kingdom | 33095 | 15664 | Seabank Sgp | Weston Bsp 132Kv | Bournville | 11 | Western Power Distribution (South West) Plc | Fossil - Oil | Engine (combustion / reciprocating) | No |  | 0 | 5.85 | Advanced Fuel (produced via gasification or pyrolysis of biofuel or waste) | Engine (combustion / reciprocating) |  |  |  |  | Advanced Fuel (produced via gasification or pyrolysis of biofuel or waste) | Engine (combustion / reciprocating) | [5 empty] | Connected | 5.85 | 3.8 | 4 | 2.4 | 2.5263 | 2012-10-17 | [13 empty] | 2022-04-04 01:01
2200040118160 | 2200030354623 | Wessex water services ltd | Minehead dunster marsh import/export site | Minehead Lso, Lower Marsh | Dunster | Minehead | Somerset | TA24 6PJ | United Kingdom | 29894 | 14515 | Taunton Sgp | Bowhays Cross Bsp | Alcombe | 11 | Western Power Distribution (South West) Plc | Fossil - Gas | Engine (combustion / reciprocating) | No |  | 0 | 1.315 | Advanced Fuel (produced via gasification or pyrolysis of biofuel or waste) | Engine (combustion / reciprocating) |  |  |  |  | Advanced Fuel (produced via gasification or pyrolysis of biofuel or waste) | Engine (combustion / reciprocating) | [5 empty] | Connected | 1.315 | 1.2 | 1.2632 | 0.57 | 0.6 | 1998-03-01 | [13 empty] | 2022-04-04 01:01
2200040164254 | 2200040164245 | Bears down wind farm ltd | Newquay bears down windfarm import/export site | Bears Down Wind Farm | St Mawgan | Newquay | Cornwall | TR8 4RJ | United Kingdom | 190761 | 67613 | Indian Queens Sgp | Fraddon Bsp | St Columb Major | 33 | Western Power Distribution (South West) Plc | Wind | Onshore wind turbines | No |  | 0 | 9.6 | Advanced Fuel (produced via gasification or pyrolysis of biofuel or waste) | Engine (combustion / reciprocating) |  |  |  |  | Advanced Fuel (produced via gasification or pyrolysis of biofuel or waste) | Engine (combustion / reciprocating) | [5 empty] | Connected | 9.6 | 9.6 | 10.1053 | 0.04 | 0.0421 | 2001-07-03 | [13 empty] | 2022-04-04 01:01
2200040203188 | 2200030347802 | Wessex water services ltd | Weston super mare black rock sps import/export | Black Rock Pumping Station | Windwhistle Road | Weston-super-mare |  | BS23 4PD | United Kingdom | 332143 | 159195 | Seabank Sgp | Weston Bsp 132Kv | Bournville | 11 | Western Power Distribution (South West) Plc | Fossil - Oil | Engine (combustion / reciprocating) | No |  | 0 | 2 | Advanced Fuel (produced via gasification or pyrolysis of biofuel or waste) | Engine (combustion / reciprocating) |  |  |  |  | Advanced Fuel (produced via gasification or pyrolysis of biofuel or waste) | Engine (combustion / reciprocating) | [5 empty] | Connected | 2 | 1.2 | 1.2632 | 1.56 | 1.6421 | 2003-06-01 | [13 empty] | 2022-04-04 01:01
2200040210501 | 2200030348540 | South west water ltd | Restormel wtw | Restormel Water Treatment Works |  | Lostwithiel | Cornwall | PL22 0HE | United Kingdom | 20966 | 6247 | Indian Queens Sgp | Fraddon Bsp | Lostwithiel | 11 | Western Power Distribution (South West) Plc | Solar | Photovoltaic | No |  | 0 | 4.5 | Advanced Fuel (produced via gasification or pyrolysis of biofuel or waste) | Engine (combustion / reciprocating) |  |  |  |  | Advanced Fuel (produced via gasification or pyrolysis of biofuel or waste) | Engine (combustion / reciprocating) | [5 empty] | Connected | 4.5 | 4.5 | 4.7368 | 4.2 | 4.4211 | 2014-10-14 | [13 empty] | 2022-04-04 01:01
2200040278866 | 2200031091895 | Viridor waste management ltd | Newton abbot supply c heathfield landfill import/export site | Heathfield 'C' Power Plant | Heathfield Landfill Site, John Acres Lane, Bovey Tracey | Newton abbot | Devon | TQ12 6EB | United Kingdom | 28610 | 7607 | Abham Sgp | Newton Abbot Bsp (Forde Road) | Chudleigh Knighton | 11 | Western Power Distribution (South West) Plc | Biofuel - Sewage gas | Gas turbine (OCGT) | No |  | 0 | 2.3 | Advanced Fuel (produced via gasification or pyrolysis of biofuel or waste) | Engine (combustion / reciprocating) |  |  |  |  | Advanced Fuel (produced via gasification or pyrolysis of biofuel or waste) | Engine (combustion / reciprocating) | [5 empty] | Connected | 2.3 | 3.5 | 3.6842 | 0.15 | 0.1579 | 1998-06-01 | [13 empty] | 2022-04-04 01:01
2200040278875 | 2200031881026 | United mines energy ltd | Redruth landfill import/export site | Landfill Site | United Downs, St Day | Redruth | Cornwall | TR16 5HU | United Kingdom | 174410 | 41194 | Indian Queens Sgp | Truro Bsp | Twelveheads | 11 | Western Power Distribution (South West) Plc | Biofuel - Landfill gas | Gas turbine (OCGT) | No |  | 0 | 3.726 | Advanced Fuel (produced via gasification or pyrolysis of biofuel or waste) | Engine (combustion / reciprocating) |  |  |  |  | Advanced Fuel (produced via gasification or pyrolysis of biofuel or waste) | Engine (combustion / reciprocating) | [5 empty] | Connected | 3.726 | 3.03 | 3.1895 | 0.1 | 0.1053 | 1998-05-01 | [13 empty] | 2022-04-04 01:01
2200040571122 | 2200040571113 | Connon bridge energy limited | Liskeard connon bridge 33kv gen project 2 import/export | Connon Bridge Generation Project 2 | Connon Bridge Landfill Site, East Taphouse | Liskeard | Cornwall | PL14 4NP | United Kingdom |  |  | Landulph Sgp | St Germans Bsp | Liskeard | 33 | Western Power Distribution (South West) Plc | Biofuel - Landfill gas | Gas turbine (OCGT) | No |  | 0 | 7.75 | Advanced Fuel (produced via gasification or pyrolysis of biofuel or waste) | Engine (combustion / reciprocating) |  |  |  |  | Advanced Fuel (produced via gasification or pyrolysis of biofuel or waste) | Engine (combustion / reciprocating) | [5 empty] | Connected | 7.75 | 5 | 5.2632 | 0.15 | 0.1579 | 2003-12-01 | [13 empty] | 2022-04-04 01:01
2200040700133 | 2200040700124 | Clp envirogas ltd | Plymouth chelson meadow landfill import/export (clp envirogas) | Chelson Meadow | Laira Bridge Road, The Ride | Plymouth | Devon | PL9 8AB | United Kingdom | 25071 | 5475 | Abham Sgp | Plymouth Bsp | Longbridge | 11 | Western Power Distribution (South West) Plc | Biofuel - Landfill gas | Gas turbine (OCGT) | No |  | 0 | 1.05 | Advanced Fuel (produced via gasification or pyrolysis of biofuel or waste) | Engine (combustion / reciprocating) |  |  |  |  | Advanced Fuel (produced via gasification or pyrolysis of biofuel or waste) | Engine (combustion / reciprocating) | [5 empty] | Connected | 1.05 | 1.05 | 1.1053 | 0.2 | 0.2105 | 2004-06-01 | [13 empty] | 2022-04-04 01:01
2200040870944 | 2200040870953 | Edl (uk) lfg generation limited | Wellington poole waste disposal site import/export site | Poole Generation Plant | , Poole | Wellington | Somerset | TA21 9HH | United Kingdom | 31504 | 12165 | Taunton Sgp | Taunton Main Bsp | Wellington Town | 11 | Western Power Distribution (South West) Plc | Biofuel - Landfill gas | Gas turbine (OCGT) | No |  | 0 | 1.25 | Advanced Fuel (produced via gasification or pyrolysis of biofuel or waste) | Engine (combustion / reciprocating) |  |  |  |  | Advanced Fuel (produced via gasification or pyrolysis of biofuel or waste) | Engine (combustion / reciprocating) | [5 empty] | Connected | 1.25 | 1.4 | 1.4737 | 0.2 | 0.2105 | 2005-02-01 | [13 empty] | 2022-04-04 01:01
2200040956254 | 2200040956263 | Infinis (re-gen) limited | Bridgwater walpole landfill 2 exit point's import/export site | Generation Site 1 | Walpole Landfill, Horsey Rhyne | Bridgwater | Somerset | TA6 | United Kingdom | 33146 | 14327 | Bridgwater Sgp | Bridgwater Grid Bsp | Bath Road Primary | 11 | Western Power Distribution (South West) Plc | Biofuel - Landfill gas | Gas turbine (OCGT) | No |  | 0 | 4.932 | Advanced Fuel (produced via gasification or pyrolysis of biofuel or waste) | Engine (combustion / reciprocating) |  |  |  |  | Advanced Fuel (produced via gasification or pyrolysis of biofuel or waste) | Engine (combustion / reciprocating) | [5 empty] | Connected | 4.932 | 1.9 | 2 | 0.1 | 0.1053 | 2006-06-01 | [13 empty] | 2022-04-04 01:01
2200040979039 | 2200040979020 | Chelson meadow energy limited | Plymouth chelson meadow landfill (33kv generator) nov 2005 | Chelson Meadow Generator | Laira Bridge Road | Plymouth | Devon | PL9 7JF | United Kingdom |  |  | Abham Sgp | Plymouth Bsp |  | 33 | Western Power Distribution (South West) Plc | Biofuel - Landfill gas | Gas turbine (OCGT) | No |  | 0 | 3.1 | Advanced Fuel (produced via gasification or pyrolysis of biofuel or waste) | Engine (combustion / reciprocating) |  |  |  |  | Advanced Fuel (produced via gasification or pyrolysis of biofuel or waste) | Engine (combustion / reciprocating) | [5 empty] | Connected | 3.1 | 2.1 | 2.2105 | 0.07 | 0.0737 | 2005-11-01 | [13 empty] | 2022-04-04 01:01
2200041253506 | 2200041957685 | Wind energy renewables llp | Torrington darracott moor windfarm | Darracott Moor Windfarm |  | Great torrington | North Devon | EX38 | United Kingdom |  |  | Alverdiscott Sgp | Barnstaple Bsp |  | 33 | Western Power Distribution (South West) Plc | Wind | Onshore wind turbines | No |  | 0 | 2.55 | Advanced Fuel (produced via gasification or pyrolysis of biofuel or waste) | Engine (combustion / reciprocating) |  |  |  |  | Advanced Fuel (produced via gasification or pyrolysis of biofuel or waste) | Engine (combustion / reciprocating) | [5 empty] | Connected | 2.55 | 2.55 | 2.6842 | 0.14 | 0.1474 | 2011-04-01 | [13 empty] | 2022-04-04 01:01
2200041310085 | 2200030348718 | First corporate shipping limited | Bristol avonmouth royal edward docks | Royal Edward | Avonmouth Docks | Bristol |  | BS11 9DQ | United Kingdom | 35145 | 17858 | Seabank Sgp | Avonmouth Bsp | Avonmouth Docks | 66 | Western Power Distribution (South West) Plc | Wind | Onshore wind turbines | No |  | 0 | 4.6 | Advanced Fuel (produced via gasification or pyrolysis of biofuel or waste) | Engine (combustion / reciprocating) |  |  |  |  | Advanced Fuel (produced via gasification or pyrolysis of biofuel or waste) | Engine (combustion / reciprocating) | [5 empty] | Connected | 4.6 | 4.6 | 4.8421 | 4.36 | 4.5895 | 1991-04-01 | [13 empty] | 2022-04-04 01:01
2200041310094 | 2200030349260 | First corporate shipping limited | Bristol royal portbury docks |  | Royal Portbury Dock, Portbury | Bristol |  | BS20 7XL | United Kingdom | 34989 | 17709 | Seabank Sgp | Portishead New Bsp | Royal Portbury Dock | 11 | Western Power Distribution (South West) Plc | Wind | Onshore wind turbines | No |  | 0 | 2.3 | Advanced Fuel (produced via gasification or pyrolysis of biofuel or waste) | Engine (combustion / reciprocating) |  |  |  |  | Advanced Fuel (produced via gasification or pyrolysis of biofuel or waste) | Engine (combustion / reciprocating) | [5 empty] | Connected | 2.3 | 2 | 2.1053 | 7.5 | 7.8947 | 2003-03-01 | [13 empty] | 2022-04-04 01:01
2200041327140 | 2200041327159 | Roskrow barton limited | Falmouth roskrow barton wind farm |  | Roskrow | Penryn | Cornwall | TR10 9AW | United Kingdom | 17594 | 3525 | Indian Queens Sgp | Rame Bsp | Falmouth Bickland Hl | 11 | Western Power Distribution (South West) Plc | Wind | Onshore wind turbines | No |  | 0 | 1.7 | Advanced Fuel (produced via gasification or pyrolysis of biofuel or waste) | Engine (combustion / reciprocating) |  |  |  |  | Advanced Fuel (produced via gasification or pyrolysis of biofuel or waste) | Engine (combustion / reciprocating) | [5 empty] | Connected | 1.7 | 1.7 | 1.7895 | 0.05 | 0.0526 | 2007-11-01 | [13 empty] | 2022-04-04 01:01
2200041499762 | 2200041499771 | Shooters bottom windpark limited | Chewton mendip shooters bottom windfarm | Shooters Bottom Farm | Townshead Lane, Chewton Mendip | Radstock | North Somerset | BA3 4LU | United Kingdom | 359520 | 150470 | Seabank Sgp | Radstock Bsp 132Kv |  | 33 | Western Power Distribution (South West) Plc | Wind | Onshore wind turbines | No |  | 0 | 2 | Advanced Fuel (produced via gasification or pyrolysis of biofuel or waste) | Engine (combustion / reciprocating) |  |  |  |  | Advanced Fuel (produced via gasification or pyrolysis of biofuel or waste) | Engine (combustion / reciprocating) | [5 empty] | Connected | 2 | 2 | 2.1053 | 0.035 | 0.0368 | 2008-06-01 | [13 empty] | 2022-04-04 01:01
2200041625587 | 2200041625596 | Viridor waste management ltd | Newton abbot 33kv connection heathfield landfill & recycling centre | Heathfield Landfill | Fosterville, Sandygate | Newton abbot | Devon | TQ12 3GP | United Kingdom | 286134 | 76110 | Abham Sgp | Newton Abbot Bsp (Forde Road) | Chudleigh Knighton | 33 | Western Power Distribution (South West) Plc | Fossil - Gas | Engine (combustion / reciprocating) | No |  | 0 | 3.5 | Advanced Fuel (produced via gasification or pyrolysis of biofuel or waste) | Engine (combustion / reciprocating) |  |  |  |  | Advanced Fuel (produced via gasification or pyrolysis of biofuel or waste) | Engine (combustion / reciprocating) | [5 empty] | Connected | 3.5 | 5 | 5.2632 | 0.25 | 0.2632 | 2009-04-01 | [13 empty] | 2022-04-04 01:01
2200041667754 | 2200030368723 | Cannington enterprises limited | Bridgwater swang farm (2009) | The Potato Centre, Swang Farm Cottages | Cannington, Cannington | Bridgwater | Somerset | TA5 2NJ | United Kingdom | 32327 | 13897 | Bridgwater Sgp | Bridgwater Grid Bsp | Nether Stowey | 11 | Western Power Distribution (South West) Plc | Fossil - Oil | Engine (combustion / reciprocating) | No |  | 0 | 1.36 | Advanced Fuel (produced via gasification or pyrolysis of biofuel or waste) | Engine (combustion / reciprocating) |  |  |  |  | Advanced Fuel (produced via gasification or pyrolysis of biofuel or waste) | Engine (combustion / reciprocating) | [5 empty] | Connected | 1.36 | 2 | 2.1053 | 0.35 | 0.3684 | 2009-03-17 | [13 empty] | 2022-04-04 01:01
2200041804446 | 2200041804437 | Wave hub grid connection limited | Hayle harbour north quay | Wave Hub Generations | Hayle Harbour | Hayle | Cornwall | TR27 4BL | United Kingdom |  |  | Indian Queens Sgp | Hayle Bsp | Hayle | 33 | Western Power Distribution (South West) Plc | Stored Energy (all stored energy irrespective of the original energy source) | Storage - Electrochemical (Batteries) | No |  | 0 | 2 | Water (flowing water or head of water) | Tidal stream devices | No |  | 0 | 0 | Advanced Fuel (produced via gasification or pyrolysis of biofuel or waste) | Engine (combustion / reciprocating) | [5 empty] | Connected | 2 | 30 | 31.5789 | 1.5 | 1.5789 | 2020-07-29 | [13 empty] | 2022-04-04 01:01
2200041868592 | 2200030355079 | Wessex water services ltd | Taunton creech st michael ham stw | Ham Sewage Treatment Works | Ham, Creech St Michael | Taunton | Somerset | TA3 5NU | United Kingdom | 328459 | 124682 | Bridgwater Sgp | Bridgwater Grid Bsp | Creech St Michael | 11 | Western Power Distribution (South West) Plc | Fossil - Gas | Engine (combustion / reciprocating) | No |  | 0 | 0.944 | Advanced Fuel (produced via gasification or pyrolysis of biofuel or waste) | Engine (combustion / reciprocating) |  |  |  |  | Advanced Fuel (produced via gasification or pyrolysis of biofuel or waste) | Engine (combustion / reciprocating) | [5 empty] | Connected | 0.944 | 2.7 | 2.8421 | 1.041 | 1.0958 | 1993-10-01 | [13 empty] | 2022-04-04 01:01
2200041879896 | 2200041769066 | Tesco stores limited | Tesco g park hvm | Tesco Distribution Centre | Marsh Common Road, Marsh Common South | Pilning | South Gloucestershire | BS35 4GG | United Kingdom | 355709 | 183991 | Iron Acton Sgp | Seabank Bsp | Western Approach | 11 | Western Power Distribution (South West) Plc | Fossil - Oil | Engine (combustion / reciprocating) | No |  | 0 | 4 | Advanced Fuel (produced via gasification or pyrolysis of biofuel or waste) | Engine (combustion / reciprocating) |  |  |  |  | Advanced Fuel (produced via gasification or pyrolysis of biofuel or waste) | Engine (combustion / reciprocating) | [5 empty] | Connected | 4 | 0.2 | 0.2105 | 1.9 | 2 | 2017-10-01 | [13 empty] | 2022-04-04 01:01
2200041930498 | 2200041930489 | Devon wind power | Barnstaple luscott barton fullabrook windfarm | Devon Wind Power, Fullabrook Substation | Luscott Barton | Ashford | North Devon | EX31 4DD | United Kingdom | 252028 | 136272 | Alverdiscott Sgp | Fullabrook Windfarm |  | 132 | Western Power Distribution (South West) Plc | Wind | Onshore wind turbines | No |  | 0 | 66 | Advanced Fuel (produced via gasification or pyrolysis of biofuel or waste) | Engine (combustion / reciprocating) |  |  |  |  | Advanced Fuel (produced via gasification or pyrolysis of biofuel or waste) | Engine (combustion / reciprocating) | [5 empty] | Connected | 66 | 69.474 | 73.1305 | 0.8 | 0.8421 | 2011-05-20 | [13 empty] | 2022-04-04 01:01
2200041937953 | 2200041937962 | Nima power limited | Truro wheal jane solar farm baldhu | Wheal Jane Mine | Baldhu | Truro | Cornwall | TR3 6EE | United Kingdom | 17749 | 4251 | Indian Queens Sgp | Truro Bsp | Twelveheads | 11 | Western Power Distribution (South West) Plc | Solar | Photovoltaic | No |  | 0 | 1.32 | Advanced Fuel (produced via gasification or pyrolysis of biofuel or waste) | Engine (combustion / reciprocating) |  |  |  |  | Advanced Fuel (produced via gasification or pyrolysis of biofuel or waste) | Engine (combustion / reciprocating) | [5 empty] | Connected | 1.32 | 1.32 | 1.3895 | 0.05 | 0.0526 | 2011-07-31 | [13 empty] | 2022-04-04 01:01
2200041941700 | 2200041941719 | Ks spv1 limited | Trefullock solar farm | Trefullock Farm | Summercourt | Truro | Cornwall | TR8 5BH | United Kingdom | 18999 | 5613 | Indian Queens Sgp | Fraddon Bsp | Fraddon | 11 | Western Power Distribution (South West) Plc | Solar | Photovoltaic | No |  | 0 | 5.151 | Advanced Fuel (produced via gasification or pyrolysis of biofuel or waste) | Engine (combustion / reciprocating) |  |  |  |  | Advanced Fuel (produced via gasification or pyrolysis of biofuel or waste) | Engine (combustion / reciprocating) | [5 empty] | Connected | 5.151 | 5 | 5.2632 | 0.05 | 0.0526 | 2011-07-27 | [13 empty] | 2022-04-04 01:01
2200041970393 | 2200030355760 | A h warren trust ltd | Crewkerne coombe farm | Coombe Farm | Roundham | Crewkerne | Somerset | TA18 8RR | United Kingdom | 341019 | 109509 | Axminster Sgp | Woodcote Bsp | Crewkerne | 11 | Western Power Distribution (South West) Plc | Solar | Photovoltaic | No |  | 0 | 1 | Fossil - Oil | Engine (combustion / reciprocating) | No |  | 0 | 0.3 | Advanced Fuel (produced via gasification or pyrolysis of biofuel or waste) | Engine (combustion / reciprocating) | [5 empty] | Connected | 1.3 | 2 | 2.1053 | 1.2 | 1.2632 | 1993-10-01 | [13 empty] | 2022-04-04 01:01
2200041973446 |  | Meri power limited | Wadebridge benbole solar farm st kew | Benbole Farm | St Kew Highway | Bodmin | Cornwall | PL30 3EF | United Kingdom | 203041 | 74858 | Indian Queens Sgp | St Tudy Bsp | Wadebridge | 11 | Western Power Distribution (South West) Plc | Solar | Photovoltaic | No |  | 0 | 2.006 | Advanced Fuel (produced via gasification or pyrolysis of biofuel or waste) | Engine (combustion / reciprocating) |  |  |  |  | Advanced Fuel (produced via gasification or pyrolysis of biofuel or waste) | Engine (combustion / reciprocating) | [5 empty] | Connected | 2.006 | 2 | 2.1053 |  |  | 2011-07-31 | [13 empty] | 2022-04-04 01:01
2200041978737 | 2200041978728 | East langford solar limited | East langford 33kv solar park | East Langford | Kilkhampton | Bude | Cornwall | EX23 9SA | United Kingdom | 228630 | 110614 | Alverdiscott Sgp | Pyworthy Bsp | Stratton | 33 | Western Power Distribution (South West) Plc | Solar | Photovoltaic | No |  | 0 | 5 | Advanced Fuel (produced via gasification or pyrolysis of biofuel or waste) | Engine (combustion / reciprocating) |  |  |  |  | Advanced Fuel (produced via gasification or pyrolysis of biofuel or waste) | Engine (combustion / reciprocating) | [5 empty] | Connected | 5 | 5 | 5.2632 | 0.035 | 0.0368 | 2011-07-11 | [13 empty] | 2022-04-04 01:01
2200041978782 | 2200041978773 | Manor farm solar limited | St austell manor farm 33kv solar park | Manor Farm Solar Park | Burngullow Lane, High Street | St austell | Cornwall | PL26 7TQ | United Kingdom | 198400 | 52325 | Indian Queens Sgp | Fraddon Bsp | Blackpool | 33 | Western Power Distribution (South West) Plc | Solar | Photovoltaic | No |  | 0 | 4 | Advanced Fuel (produced via gasification or pyrolysis of biofuel or waste) | Engine (combustion / reciprocating) |  |  |  |  | Advanced Fuel (produced via gasification or pyrolysis of biofuel or waste) | Engine (combustion / reciprocating) | [5 empty] | Connected | 4 | 5 | 5.2632 | 0.036 | 0.0379 | 2011-07-11 | [13 empty] | 2022-04-04 01:01
2200041978807 | 2200041978791 | Trenouth solar farm limited | Trenouth farm 33kv solar park |  | Trenouth Farm, St Ervan | Wadebridge | Cornwall | PL27 7SQ | United Kingdom |  |  | Indian Queens Sgp | Fraddon Bsp | St Columb Major | 33 | Western Power Distribution (South West) Plc | Solar | Photovoltaic | No |  | 0 | 4 | Advanced Fuel (produced via gasification or pyrolysis of biofuel or waste) | Engine (combustion / reciprocating) |  |  |  |  | Advanced Fuel (produced via gasification or pyrolysis of biofuel or waste) | Engine (combustion / reciprocating) | [5 empty] | Connected | 4 | 4 | 4.2105 | 0.05 | 0.0526 | 2011-07-11 | [13 empty] | 2022-04-04 01:01
2200041978861 | 2200041978852 | Churchtown farm solar limited | Hayle churchtown farm 33kv solar park | Churchtown Farm | Nanterrow Lane, Gwithian | Connor downs | Cornwall | TR27 5BX | United Kingdom | 159831 | 40475 | Indian Queens Sgp | Camborne Bsp |  | 33 | Western Power Distribution (South West) Plc | Solar | Photovoltaic | No |  | 0 | 4 | Advanced Fuel (produced via gasification or pyrolysis of biofuel or waste) | Engine (combustion / reciprocating) |  |  |  |  | Advanced Fuel (produced via gasification or pyrolysis of biofuel or waste) | Engine (combustion / reciprocating) | [5 empty] | Connected | 4 | 5 | 5.2632 | 0.036 | 0.0379 | 2011-07-11 | [13 empty] | 2022-04-04 01:01
2200041979883 | 2200041979874 | Kala power limited | Howton farm 33kv solar park | Howton Fields Farm | Howton Farm, Pillaton | Saltash | Cornwall | PL12 6QY | United Kingdom |  |  | Landulph Sgp | Landulph Bsp |  | 33 | Western Power Distribution (South West) Plc | Solar | Photovoltaic | No |  | 0 | 4.998 | Advanced Fuel (produced via gasification or pyrolysis of biofuel or waste) | Engine (combustion / reciprocating) |  |  |  |  | Advanced Fuel (produced via gasification or pyrolysis of biofuel or waste) | Engine (combustion / reciprocating) | [5 empty] | Connected | 4.998 | 5 | 5.2632 | 0.035 | 0.0368 | 2011-07-11 | [13 empty] | 2022-04-04 01:01
2200041982167 | 2200041981980 | Langage solar park limited | Plymouth lower langage farm | Langage Solar Park | Langage Cross To Voss Cross | Plympton | Devon | PL7 5AW | United Kingdom | 257564 | 56040 | Abham Sgp | Plympton Bsp | Langage | 11 | Western Power Distribution (South West) Plc | Solar | Photovoltaic | No |  | 0 | 4.9 | Advanced Fuel (produced via gasification or pyrolysis of biofuel or waste) | Engine (combustion / reciprocating) |  |  |  |  | Advanced Fuel (produced via gasification or pyrolysis of biofuel or waste) | Engine (combustion / reciprocating) | [5 empty] | Connected | 4.9 | 4.995 | 5.2579 | 0.025 | 0.0263 | 2011-08-01 | [13 empty] | 2022-04-04 01:01
2200041982947 | 2200041982938 | Miralalou spv 1 limited | Causilgey farm, tregavethan | Causilgey Farm | Causilgey, Tregavathan | Truro | Cornwall | TR4 9EP | United Kingdom |  |  | Indian Queens Sgp | Truro Bsp |  | 33 | Western Power Distribution (South West) Plc | Solar | Photovoltaic | No |  | 0 | 4.4 | Advanced Fuel (produced via gasification or pyrolysis of biofuel or waste) | Engine (combustion / reciprocating) |  |  |  |  | Advanced Fuel (produced via gasification or pyrolysis of biofuel or waste) | Engine (combustion / reciprocating) | [5 empty] | Connected | 4.4 | 4.5 | 4.7368 | 0.025 | 0.0263 | 2013-03-13 | [13 empty] | 2022-04-04 01:01
2200041984085 | 2200041984076 | Palk power limited | Taunton adj lethbridge park pv generator | Lethbridge Park | Ash Priors | Taunton | Somerset | TA4 3NG | United Kingdom | 31620 | 12986 | Taunton Sgp | Taunton Main Bsp | Lydeard St Lawrence Primary | 11 | Western Power Distribution (South West) Plc | Solar | Photovoltaic | No |  | 0 | 1.7 | Advanced Fuel (produced via gasification or pyrolysis of biofuel or waste) | Engine (combustion / reciprocating) |  |  |  |  | Advanced Fuel (produced via gasification or pyrolysis of biofuel or waste) | Engine (combustion / reciprocating) | [5 empty] | Connected | 1.7 | 1.8 | 1.8947 | 0.045 | 0.0474 | 2011-07-07 | [13 empty] | 2022-04-04 01:01
2200041987314 | 2200030346710 | Royal united hospital bath nhs trust | Bath combe park - royal united hospital | Royal United Hospital | Combe Park | Bath |  | BA1 3NG | United Kingdom | 373030 | 166066 | Melksham Sgp | Bath (Dolemeads) 132 | Combe Park | 66 | Western Power Distribution (South West) Plc | Fossil - Oil | Engine (combustion / reciprocating) | Yes |  | 0 | 2 | Solar | Photovoltaic | No |  | 0 | 0.065 | Advanced Fuel (produced via gasification or pyrolysis of biofuel or waste) | Engine (combustion / reciprocating) | [5 empty] | Connected | 2.065 | 2.068 | 2.1768 | 2.7 | 2.8421 | 2019-04-26 | [13 empty] | 2022-04-04 01:01
2200041987323 | 2200032196710 | Royal united hospital bath nhs trust | Bath combe park - royal united hospital | Royal United Hospital | Combe Park | Bath |  | BA1 3NG | United Kingdom | 372876 | 165920 | Melksham Sgp | Bath (Dolemeads) 132 | Combe Park | 66 | Western Power Distribution (South West) Plc | Fossil - Oil | Engine (combustion / reciprocating) | Yes |  | 0 | 2 | Solar | Photovoltaic | No |  | 0 | 0.065 | Advanced Fuel (produced via gasification or pyrolysis of biofuel or waste) | Engine (combustion / reciprocating) | [5 empty] | Connected | 2.065 | 2 | 2.1053 | 2.7 | 2.8421 | 2019-04-26 | [13 empty] | 2022-04-04 01:01
2200042001621 | 2200042001640 | Nextpower trevemper limited | Newquay trevemper solar farm | Trevemper Farm | Trevemper | Newquay | Cornwall | TR8 5EL | United Kingdom | 181571 | 59912 | Indian Queens Sgp | Fraddon Bsp | Newquay Trevemper | 11 | Western Power Distribution (South West) Plc | Solar | Photovoltaic | No |  | 0 | 1.02 | Advanced Fuel (produced via gasification or pyrolysis of biofuel or waste) | Engine (combustion / reciprocating) |  |  |  |  | Advanced Fuel (produced via gasification or pyrolysis of biofuel or waste) | Engine (combustion / reciprocating) | [5 empty] | Connected | 1.02 | 1.7 | 1.7895 | 0.015 | 0.0158 | 2021-05-24 | [13 empty] | 2022-04-04 01:01
2200042013273 | 2200042013307 | Michco 1204 limited | Street higher hill pv farm | Higher Hill Farm | Butleigh Hill, Butleigh | Glastonbury | Somerset | BA6 8TW | United Kingdom | 351750 | 132112 | Bridgwater Sgp | Street Bsp | Millfield | 11 | Western Power Distribution (South West) Plc | Solar | Photovoltaic | No |  | 0 | 5.015 | Advanced Fuel (produced via gasification or pyrolysis of biofuel or waste) | Engine (combustion / reciprocating) |  |  |  |  | Advanced Fuel (produced via gasification or pyrolysis of biofuel or waste) | Engine (combustion / reciprocating) | [5 empty] | Connected | 5.015 | 4.96 | 5.221 | 0.05 | 0.0526 | 2011-09-26 | [13 empty] | 2022-04-04 01:01
2200042013316 | 2200042013325 | Michco 1204 limited | Street park wood pv farm | Butleigh Solar Park | Back Town Lane | Glastonbury | Somerset | BA6 8UE | United Kingdom | 35277 | 13406 | Bridgwater Sgp | Street Bsp | Millfield | 11 | Western Power Distribution (South West) Plc | Solar | Photovoltaic | No |  | 0 | 5.015 | Advanced Fuel (produced via gasification or pyrolysis of biofuel or waste) | Engine (combustion / reciprocating) |  |  |  |  | Advanced Fuel (produced via gasification or pyrolysis of biofuel or waste) | Engine (combustion / reciprocating) | [5 empty] | Connected | 5.015 | 4.96 | 5.221 | 0.05 | 0.0526 | 2011-09-26 | [13 empty] | 2022-04-04 01:01
2200042014791 | 2200042014807 | Bridgewater solar limited | Summerway drove pv generator site | Summerway Drove | Westernzoyland Road | Bridgwater | Somerset | TA7 0HY | United Kingdom | 33237 | 13649 | Bridgwater Sgp | Bridgwater Grid Bsp | Bath Road Primary | 11 | Western Power Distribution (South West) Plc | Solar | Photovoltaic | No |  | 0 | 1.734 | Advanced Fuel (produced via gasification or pyrolysis of biofuel or waste) | Engine (combustion / reciprocating) |  |  |  |  | Advanced Fuel (produced via gasification or pyrolysis of biofuel or waste) | Engine (combustion / reciprocating) | [5 empty] | Connected | 1.734 | 1.7 | 1.7895 | 0.05 | 0.0526 | 2011-09-27 | [13 empty] | 2022-04-04 01:01
2200042019354 | 2200042019345 | Puriton solar limited | Puriton blackditch woolavington road (33kv) | Woolavington Road |  | Puriton | Somerset | TA7 8AD | United Kingdom |  |  | Bridgwater Sgp | Bridgwater Grid Bsp |  | 33 | Western Power Distribution (South West) Plc | Solar | Photovoltaic | No |  | 0 | 4.29 | Advanced Fuel (produced via gasification or pyrolysis of biofuel or waste) | Engine (combustion / reciprocating) |  |  |  |  | Advanced Fuel (produced via gasification or pyrolysis of biofuel or waste) | Engine (combustion / reciprocating) | [5 empty] | Connected | 4.29 | 4.29 | 4.5158 | 0.005 | 0.0053 | 2011-09-23 | [13 empty] | 2022-04-04 01:01
2200042042975 | 2200042042966 | Aee renewables uk 15 limited | Axminster beechgrove farm hawkchurch 33kv pv | Beechgrove Farm | Hawchurch | Axminster | Devon | EX13 5TX | United Kingdom | 334876 | 99202 | Axminster Sgp | Woodcote Bsp |  | 33 | Western Power Distribution (South West) Plc | Solar | Photovoltaic | No |  | 0 | 4.5 | Advanced Fuel (produced via gasification or pyrolysis of biofuel or waste) | Engine (combustion / reciprocating) |  |  |  |  | Advanced Fuel (produced via gasification or pyrolysis of biofuel or waste) | Engine (combustion / reciprocating) | [5 empty] | Connected | 4.5 | 4.5 | 4.7368 | 0.014 | 0.0147 | 2011-10-12 | [13 empty] | 2022-04-04 01:01
2200042076706 | 2200042076681 | Ks spv 12 limited | Launceston grange farm boyton | The Grange | Boyton | Launceston | Cornwall | PL15 8NS | United Kingdom | 22904 | 9300 | Alverdiscott Sgp | Pyworthy Bsp | East Curry | 11 | Western Power Distribution (South West) Plc | Solar | Photovoltaic | No |  | 0 | 4.9 | Advanced Fuel (produced via gasification or pyrolysis of biofuel or waste) | Engine (combustion / reciprocating) |  |  |  |  | Advanced Fuel (produced via gasification or pyrolysis of biofuel or waste) | Engine (combustion / reciprocating) | [5 empty] | Connected | 4.9 | 4.9 | 5.1579 | 0.05 | 0.0526 | 2012-03-14 | [13 empty] | 2022-04-04 01:01
2200042093720 | 2200041648681 | University hospitals bristol and weston nhs foundation trust | Bristol uhb cotham intake | Uhbt Supply A Export | Cotham Intake, Myrtle Road, Cotham | Bristol |  | BS2 8BL | United Kingdom |  |  | Iron Acton Sgp | Lockleaze Bsp 132Kv | Cotham Primary | 11 | Western Power Distribution (South West) Plc | Fossil - Oil | Engine (combustion / reciprocating) | No |  | 0 | 8.864 | Fossil - Gas | Gas turbine (OCGT) | Yes |  | 0 | 3.36 | Advanced Fuel (produced via gasification or pyrolysis of biofuel or waste) | Engine (combustion / reciprocating) | [5 empty] | Connected | 12.224 | 9.12 | 9.6 | 8 | 8.421 | 2021-03-17 | [13 empty] | 2022-04-04 01:01
2200042093739 | 2200041648690 | University hospitals bristol and weston nhs foundation trust | Bristol uhb cotham intake | Uhbt Supply B Export | Cotham Intake, Myrtle Road, Cotham | Bristol |  | BS2 8BL | United Kingdom |  |  | Iron Acton Sgp | Lockleaze Bsp 132Kv | Cotham Primary | 11 | Western Power Distribution (South West) Plc | Fossil - Oil | Engine (combustion / reciprocating) | No |  | 0 | 7.048 | Fossil - Gas | Gas turbine (OCGT) | Yes |  | 0 | 3.36 | Advanced Fuel (produced via gasification or pyrolysis of biofuel or waste) | Engine (combustion / reciprocating) | [5 empty] | Connected | 10.408 | 9.12 | 9.6 | 8 | 8.421 | 2021-03-17 | [13 empty] | 2022-04-04 01:01
2200042093757 | 2200042093766 | University hospitals bristol and weston nhs foundation trust | Bristol uhb cotham intake | Uhbt Supply C Export | Cotham Intake, Myrtle Road, Cotham | Bristol |  | BS2 8BL | United Kingdom |  |  | Iron Acton Sgp | Lockleaze Bsp 132Kv | Cotham Primary | 11 | Western Power Distribution (South West) Plc | Fossil - Oil | Engine (combustion / reciprocating) | No |  | 0 | 7.048 | Fossil - Gas | Gas turbine (OCGT) | Yes |  | 0 | 3.36 | Advanced Fuel (produced via gasification or pyrolysis of biofuel or waste) | Engine (combustion / reciprocating) | [5 empty] | Connected | 10.408 | 9.12 | 9.6 | 8 | 8.421 | 2021-03-17 | [13 empty] | 2022-04-04 01:01
2200042103449 | 2200042194640 | Bristol city council | Bristol avonmouth wind farm severn road | Avonmouth Wind Farm | Severn Road, Avonmouth | Bristol | North Somerset | BS11 0YL | United Kingdom | 353265 | 181977 | Iron Acton Sgp | Seabank Bsp |  | 33 | Western Power Distribution (South West) Plc | Wind | Onshore wind turbines | No |  | 0 | 5 | Advanced Fuel (produced via gasification or pyrolysis of biofuel or waste) | Engine (combustion / reciprocating) |  |  |  |  | Advanced Fuel (produced via gasification or pyrolysis of biofuel or waste) | Engine (combustion / reciprocating) | [5 empty] | Connected | 5 | 5 | 5.2632 | 0.12 | 0.1263 | 2013-07-01 | [13 empty] | 2022-04-04 01:01
2200042108289 | 2200042108127 | Bodmin solar limited | Bodinial lower bodinial farm | Lower Bodiniel Farm | Bodiniel | Bodmin | Cornwall | PL31 2PF | United Kingdom | 205785 | 67971 | Indian Queens Sgp | St Tudy Bsp | Bodmin | 33 | Western Power Distribution (South West) Plc | Solar | Photovoltaic | No |  | 0 | 5 | Advanced Fuel (produced via gasification or pyrolysis of biofuel or waste) | Engine (combustion / reciprocating) |  |  |  |  | Advanced Fuel (produced via gasification or pyrolysis of biofuel or waste) | Engine (combustion / reciprocating) | [5 empty] | Connected | 5 | 5 | 5.2632 | 0.03 | 0.0316 | 2012-06-01 | [13 empty] | 2022-04-04 01:01
2200042117238 | 2200030356009 | Holmsleigh limited | Ilfracombe mullacott industrial estate | Devonia Cold Store | Mullacott Industrial Estate | Ilfracombe | Devon | EX34 8PL | United Kingdom | 25148 | 14418 | Alverdiscott Sgp | East Yelland Bsp | Ilfracombe | 11 | Western Power Distribution (South West) Plc | Wind | Onshore wind turbines | No |  | 0 | 1.4 | Solar | Photovoltaic | No |  | 0 | 0.25 | Advanced Fuel (produced via gasification or pyrolysis of biofuel or waste) | Engine (combustion / reciprocating) | [5 empty] | Connected | 1.65 | 1.4 | 1.4737 | 0.65 | 0.6842 | 2016-04-01 | [13 empty] | 2022-04-04 01:01
2200042119866 | 2200030368096 | Coombe fisheries ltd | Barnstaple - hv 2014 supply at riverside road pottington industrial estate | Export Supply, Coombe Fisheries | Riverside Road, Pottington Industrial Est | Barnstaple | Devon | EX31 1QN | United Kingdom | 25469 | 13375 | Alverdiscott Sgp | East Yelland Bsp | Barnstaple Quay | 11 | Western Power Distribution (South West) Plc | Solar | Photovoltaic | No |  | 0 | 0.06 | Advanced Fuel (produced via gasification or pyrolysis of biofuel or waste) | Engine (combustion / reciprocating) |  |  |  |  | Advanced Fuel (produced via gasification or pyrolysis of biofuel or waste) | Engine (combustion / reciprocating) | [5 empty] | Connected | 0.06 | 0.06 | 0.0632 | 1.15 | 1.2105 | 2013-12-05 | [13 empty] | 2022-04-04 01:01
2200042128211 | 2200042128202 | Colchen solar limited | Ivybridge luson farm pv | Luson Farm Pv | Ermington | Ivybridge | Devon | PL21 9LZ | United Kingdom | 26223 | 5286 | Abham Sgp | Plympton Bsp | Ivybridge | 11 | Western Power Distribution (South West) Plc | Solar | Photovoltaic | No |  | 0 | 1.38 | Advanced Fuel (produced via gasification or pyrolysis of biofuel or waste) | Engine (combustion / reciprocating) |  |  |  |  | Advanced Fuel (produced via gasification or pyrolysis of biofuel or waste) | Engine (combustion / reciprocating) | [5 empty] | Connected | 1.38 | 1.5 | 1.5789 | 0.05 | 0.0526 | 2012-06-27 | [13 empty] | 2022-04-04 01:01
2200042129526 | 2200042129517 | Gpp eastcott llp | Bude eastcott solar farm | Eastcott Farm | Eastcott Cross, Morwenstow | Bude | Cornwall | EX23 9SG | United Kingdom | 22610 | 11637 | Alverdiscott Sgp | Pyworthy Bsp | Morwenstow | 11 | Western Power Distribution (South West) Plc | Solar | Photovoltaic | No |  | 0 | 5 | Advanced Fuel (produced via gasification or pyrolysis of biofuel or waste) | Engine (combustion / reciprocating) |  |  |  |  | Advanced Fuel (produced via gasification or pyrolysis of biofuel or waste) | Engine (combustion / reciprocating) | [5 empty] | Connected | 5 | 5 | 5.2632 | 0.25 | 0.2632 | 2012-06-12 | [13 empty] | 2022-04-04 01:01
2200042131232 | 2200042131223 | Tgc solar 91 limited | Holsworthy great knowle solar farm pyworthy | Deriton Road | Pyworthy | Holsworthy | Devon | EX22 6JY | United Kingdom | 23311 | 10333 | Alverdiscott Sgp | Pyworthy Bsp | Holsworthy | 11 | Western Power Distribution (South West) Plc | Solar | Photovoltaic | No |  | 0 | 5 | Advanced Fuel (produced via gasification or pyrolysis of biofuel or waste) | Engine (combustion / reciprocating) |  |  |  |  | Advanced Fuel (produced via gasification or pyrolysis of biofuel or waste) | Engine (combustion / reciprocating) | [5 empty] | Connected | 5 | 5 | 5.2632 | 0.05 | 0.0526 | 2012-06-28 | [13 empty] | 2022-04-04 01:01
2200042131385 | 2200042131376 | Chantico solar limited | Congresbury stock lane pv array | Stock Lane | Congresbury | Bristol | North Somerset | BS49 5JL | United Kingdom |  |  | Bridgwater Sgp | Churchill Bsp 132Kv | Congresbury | 11 | Western Power Distribution (South West) Plc | Solar | Photovoltaic | No |  | 0 | 1.1 | Advanced Fuel (produced via gasification or pyrolysis of biofuel or waste) | Engine (combustion / reciprocating) |  |  |  |  | Advanced Fuel (produced via gasification or pyrolysis of biofuel or waste) | Engine (combustion / reciprocating) | [5 empty] | Connected | 1.1 | 1.1 | 1.1579 | 0.045 | 0.0474 | 2012-07-26 | [13 empty] | 2022-04-04 01:01
2200042137838 | 2200042137847 | Lightsource spv 49 limited | West bradley solar farm, templeton | West Bradley Farm | Templeton | Tiverton | Devon | EX16 8BJ | United Kingdom | 289192 | 114098 | Exeter Main Sgp | Tiverton Bsp | Tiverton Moorhayes | 11 | Western Power Distribution (South West) Plc | Solar | Photovoltaic | No |  | 0 | 1.5 | Advanced Fuel (produced via gasification or pyrolysis of biofuel or waste) | Engine (combustion / reciprocating) |  |  |  |  | Advanced Fuel (produced via gasification or pyrolysis of biofuel or waste) | Engine (combustion / reciprocating) | [5 empty] | Connected | 1.5 | 1.5 | 1.5789 | 0.05 | 0.0526 | 2012-07-01 | [13 empty] | 2022-04-04 01:01
2200042137917 | 2200042137926 | Velleda energy limited | Hgr pirzwell solar farm, kentisbeare | Higher Pirzwell Farm | Kentisbeare | Cullompton | Devon | EX15 2AH | United Kingdom | 30753 | 10969 | Exeter Main Sgp | Tiverton Bsp | Hemyock | 11 | Western Power Distribution (South West) Plc | Solar | Photovoltaic | No |  | 0 | 1.5 | Advanced Fuel (produced via gasification or pyrolysis of biofuel or waste) | Engine (combustion / reciprocating) |  |  |  |  | Advanced Fuel (produced via gasification or pyrolysis of biofuel or waste) | Engine (combustion / reciprocating) | [5 empty] | Connected | 1.5 | 1.5 | 1.5789 | 0.05 | 0.0526 | 2012-07-01 | [13 empty] | 2022-04-04 01:01
2200042138520 | 2200042138511 | Kirsa solar limited | Barton solar farm, tiverton | Oakfield House | Burlescombe, Turnpike | Tiverton | Devon | EX16 7JW | United Kingdom | 30777 | 11691 | Exeter Main Sgp | Tiverton Bsp | Burlescombe | 11 | Western Power Distribution (South West) Plc | Solar | Photovoltaic | No |  | 0 | 1.5 | Advanced Fuel (produced via gasification or pyrolysis of biofuel or waste) | Engine (combustion / reciprocating) |  |  |  |  | Advanced Fuel (produced via gasification or pyrolysis of biofuel or waste) | Engine (combustion / reciprocating) | [5 empty] | Connected | 1.5 | 1.5 | 1.5789 | 0.05 | 0.0526 | 2012-07-01 | [13 empty] | 2022-04-04 01:01
2200042141142 | 2200042141133 | Wyld meadow farm solar park limited | Butleigh higher hill farm 33kv solar park | Wyld Meadow Farm | Monkton Wyld | Bridport | Dorset | DT6 6DD | United Kingdom | 333898 | 97856 | Axminster Sgp | Woodcote Bsp |  | 33 | Western Power Distribution (South West) Plc | Solar | Photovoltaic | No |  | 0 | 4.8 | Advanced Fuel (produced via gasification or pyrolysis of biofuel or waste) | Engine (combustion / reciprocating) |  |  |  |  | Advanced Fuel (produced via gasification or pyrolysis of biofuel or waste) | Engine (combustion / reciprocating) | [5 empty] | Connected | 4.8 | 4.9 | 5.1579 | 0.05 | 0.0526 | 2013-03-12 | [13 empty] | 2022-04-04 01:01
2200042141160 | 2200042141151 | Tgc solar 106 limited | Holsworthy eastacombe farm solar | Eastacombe Farm | Clawton | Holsworthy | Devon | EX22 6RP | United Kingdom | 235435 | 99647 | Alverdiscott Sgp | Pyworthy Bsp |  | 33 | Western Power Distribution (South West) Plc | Solar | Photovoltaic | No |  | 0 | 3.3 | Advanced Fuel (produced via gasification or pyrolysis of biofuel or waste) | Engine (combustion / reciprocating) |  |  |  |  | Advanced Fuel (produced via gasification or pyrolysis of biofuel or waste) | Engine (combustion / reciprocating) | [5 empty] | Connected | 3.3 | 3.19 | 3.3579 | 0.025 | 0.0263 | 2012-12-18 | [13 empty] | 2022-04-04 01:01
2200042141277 | 2200042141259 | Green frog power 214 limited | Faraday road stor generation | Prince Rock Substation | Faraday Road, Cattedown | Plymouth | Devon | PL4 0PX | United Kingdom |  |  | Abham Sgp | Plymouth Bsp |  | 33 | Western Power Distribution (South West) Plc | Fossil - Oil | Engine (combustion / reciprocating) | No |  | 0 | 29 | Advanced Fuel (produced via gasification or pyrolysis of biofuel or waste) | Engine (combustion / reciprocating) |  |  |  |  | Advanced Fuel (produced via gasification or pyrolysis of biofuel or waste) | Engine (combustion / reciprocating) | [5 empty] | Connected | 29 | 25.52 | 26.8632 | 0.1 | 0.1053 | 2012-11-01 | [13 empty] | 2022-04-04 01:01
2200042142410 | 2200042142094 | Ks spv 3 limited | Luxulyan trenoweth farm solar farm | Trenowth Farm | Luxulyan | Bodmin | Cornwall | PL30 5DP | United Kingdom | 204716 | 58972 | Indian Queens Sgp | St Austell Bsp |  | 33 | Western Power Distribution (South West) Plc | Solar | Photovoltaic | No |  | 0 | 7.54 | Advanced Fuel (produced via gasification or pyrolysis of biofuel or waste) | Engine (combustion / reciprocating) |  |  |  |  | Advanced Fuel (produced via gasification or pyrolysis of biofuel or waste) | Engine (combustion / reciprocating) | [5 empty] | Connected | 7.54 | 7.22 | 7.6 | 0.025 | 0.0263 | 2013-03-04 | [13 empty] | 2022-04-04 01:01
2200042142457 | 2200042142439 | Ks spv4 limited | Woodland barton farm victoria | Woodland Barton Solar Farm | Roche | St austell | Cornwall | PL26 8LW | United Kingdom | 200446 | 61814 | Indian Queens Sgp | Fraddon Bsp |  | 33 | Western Power Distribution (South West) Plc | Solar | Photovoltaic | No |  | 0 | 4.9 | Advanced Fuel (produced via gasification or pyrolysis of biofuel or waste) | Engine (combustion / reciprocating) |  |  |  |  | Advanced Fuel (produced via gasification or pyrolysis of biofuel or waste) | Engine (combustion / reciprocating) | [5 empty] | Connected | 4.9 | 5 | 5.2632 | 0.05 | 0.0526 | 2013-01-09 | [13 empty] | 2022-04-04 01:01
2200042163457 | 2200042163410 | Burcroft solar parks limited | Broadclyst burrowton farm | Wards Cross | Broadclyst | Exeter | Devon | EX5 3DA | United Kingdom |  |  | Exeter Main Sgp | Exeter Main Bsp |  | 33 | Western Power Distribution (South West) Plc | Solar | Photovoltaic | No |  | 0 | 10.881 | Advanced Fuel (produced via gasification or pyrolysis of biofuel or waste) | Engine (combustion / reciprocating) |  |  |  |  | Advanced Fuel (produced via gasification or pyrolysis of biofuel or waste) | Engine (combustion / reciprocating) | [5 empty] | Connected | 10.881 | 10.9 | 11.4737 | 0.08 | 0.0842 | 2013-03-14 | [13 empty] | 2022-04-04 01:01
2200042163493 | 2200042163484 | Marley thatch solar limited | Totnes marley thatch farm webland lane | Marley Thatch Farm | Marley Head To New Cross | South brent | Devon | TQ10 9LW | United Kingdom | 272373 | 59831 | Abham Sgp | Totnes Bsp |  | 33 | Western Power Distribution (South West) Plc | Solar | Photovoltaic | No |  | 0 | 5.25 | Advanced Fuel (produced via gasification or pyrolysis of biofuel or waste) | Engine (combustion / reciprocating) |  |  |  |  | Advanced Fuel (produced via gasification or pyrolysis of biofuel or waste) | Engine (combustion / reciprocating) | [5 empty] | Connected | 5.25 | 8.5 | 8.9474 | 0.05 | 0.0526 | 2013-03-19 | [13 empty] | 2022-04-04 01:01
2200042165046 | 2200042165037 | Warleigh barton solar park limited | Plymouth tamerton foliot warleigh barton solar park |  | Beau Vallan, Station Road, Tamerton Foliot | Plymouth | Devon | PL5 4LG | United Kingdom |  |  | Landulph Sgp | Ernesettle Bsp |  | 33 | Western Power Distribution (South West) Plc | Solar | Photovoltaic | No |  | 0 | 7 | Advanced Fuel (produced via gasification or pyrolysis of biofuel or waste) | Engine (combustion / reciprocating) |  |  |  |  | Advanced Fuel (produced via gasification or pyrolysis of biofuel or waste) | Engine (combustion / reciprocating) | [5 empty] | Connected | 7 | 7 | 7.3684 | 0.05 | 0.0526 | 2013-03-01 | [13 empty] | 2022-04-04 01:01
2200042165064 | 2200042165055 | Callington solar park limited | Callington haye lane 33kv solar park haye farm | Hope Farm | Haye Lane | Callington | Cornwall | PL17 7LG | United Kingdom |  |  | Landulph Sgp | St Germans Bsp | Callington | 33 | Western Power Distribution (South West) Plc | Solar | Photovoltaic | No |  | 0 | 5.25 | Advanced Fuel (produced via gasification or pyrolysis of biofuel or waste) | Engine (combustion / reciprocating) |  |  |  |  | Advanced Fuel (produced via gasification or pyrolysis of biofuel or waste) | Engine (combustion / reciprocating) | [5 empty] | Connected | 5.25 | 5.25 | 5.5263 | 0.05 | 0.0526 | 2013-12-18 | [13 empty] | 2022-04-04 01:01
2200042165082 | 2200042165073 | Hope solar park limited | Hayle - gwithian road, connor downs |  | Gwithian Road, Connor Downs | Hayle | Cornwall | TR27 5EB | United Kingdom |  |  | Indian Queens Sgp | Camborne Bsp |  | 33 | Western Power Distribution (South West) Plc | Solar | Photovoltaic | No |  | 0 | 5.25 | Advanced Fuel (produced via gasification or pyrolysis of biofuel or waste) | Engine (combustion / reciprocating) |  |  |  |  | Advanced Fuel (produced via gasification or pyrolysis of biofuel or waste) | Engine (combustion / reciprocating) | [5 empty] | Connected | 5.25 | 5.25 | 5.5263 | 0.05 | 0.0526 | 2013-12-19 | [13 empty] | 2022-04-04 01:01
2200042169723 | 2200042169714 | Tgc solar slade limited | Kingsbridge slade farm | Lower Slade Farm |  | Kingsbridge | Devon | TQ7 2HE | United Kingdom | 274053 | 45232 | Abham Sgp | Paignton Bsp | Dartmouth | 33 | Western Power Distribution (South West) Plc | Solar | Photovoltaic | No |  | 0 | 3.77 | Advanced Fuel (produced via gasification or pyrolysis of biofuel or waste) | Engine (combustion / reciprocating) |  |  |  |  | Advanced Fuel (produced via gasification or pyrolysis of biofuel or waste) | Engine (combustion / reciprocating) | [5 empty] | Connected | 3.77 | 3.77 | 3.9684 | 0.025 | 0.0263 | 2015-09-14 | [13 empty] | 2022-04-04 01:01
2200042171192 | 2200042171183 | Tgc solar 68 limited | Rew farm, sweethouse, nr lanhydrock, bodmin | Rew Farm | Sweetshouse | Bodmin | Cornwall | PL30 5AW | United Kingdom | 208579 | 61609 | Indian Queens Sgp | Fraddon Bsp | Lostwithiel | 33 | Western Power Distribution (South West) Plc | Solar | Photovoltaic | No |  | 0 | 4.56 | Advanced Fuel (produced via gasification or pyrolysis of biofuel or waste) | Engine (combustion / reciprocating) |  |  |  |  | Advanced Fuel (produced via gasification or pyrolysis of biofuel or waste) | Engine (combustion / reciprocating) | [5 empty] | Connected | 4.56 | 4.3 | 4.5263 | 0.025 | 0.0263 | 2014-03-21 | [13 empty] | 2022-04-04 01:01
2200042171226 | 2200042171208 | Tgc solar 102 limited | Hayle land at higher trenhayle farm | Higher Trenhayle Farm | Wheal Alfred Road | Hayle | Cornwall | TR27 6EA | United Kingdom |  |  | Indian Queens Sgp | Hayle Bsp |  | 33 | Western Power Distribution (South West) Plc | Solar | Photovoltaic | No |  | 0 | 2.508 | Advanced Fuel (produced via gasification or pyrolysis of biofuel or waste) | Engine (combustion / reciprocating) |  |  |  |  | Advanced Fuel (produced via gasification or pyrolysis of biofuel or waste) | Engine (combustion / reciprocating) | [5 empty] | Connected | 2.508 | 3 | 3.1579 | 0.025 | 0.0263 | 2013-10-29 | [13 empty] | 2022-04-04 01:01
2200042171253 | 2200042171244 | Wadebridge belectric solar limited | Wadebridge, middle treworder solar farm | Middle Treworder Farm | Egloshayle | Wadebridge | Cornwall | PL27 6HX | United Kingdom | 201103 | 72585 | Indian Queens Sgp | St Tudy Bsp |  | 33 | Western Power Distribution (South West) Plc | Solar | Photovoltaic | No |  | 0 | 4.4 | Advanced Fuel (produced via gasification or pyrolysis of biofuel or waste) | Engine (combustion / reciprocating) |  |  |  |  | Advanced Fuel (produced via gasification or pyrolysis of biofuel or waste) | Engine (combustion / reciprocating) | [5 empty] | Connected | 4.4 | 4.4 | 4.6316 | 0.009 | 0.0095 | 2013-03-13 | [13 empty] | 2022-04-04 01:01
2200042171458 | 2200042171449 | Winnards solar limited | South moor farm, winnards perch, st columb, | South Moor Farm | Winnards Perch | St columb | Cornwall | TR9 6DE | United Kingdom |  |  | Indian Queens Sgp | Fraddon Bsp | St Columb Major | 33 | Western Power Distribution (South West) Plc | Solar | Photovoltaic | No |  | 0 | 3.5 | Advanced Fuel (produced via gasification or pyrolysis of biofuel or waste) | Engine (combustion / reciprocating) |  |  |  |  | Advanced Fuel (produced via gasification or pyrolysis of biofuel or waste) | Engine (combustion / reciprocating) | [5 empty] | Connected | 3.5 | 3.5 | 3.6842 | 0.06 | 0.0632 | 2015-01-30 | [13 empty] | 2022-04-04 01:01
2200042171625 | 2200042171616 | Sun green energy limited | Wadebridge penhale solar park | Penhale Farm | Whitecross | Wadebridge | Cornwall | PL27 7RN | United Kingdom |  |  | Indian Queens Sgp | St Tudy Bsp | Wadebridge | 33 | Western Power Distribution (South West) Plc | Solar | Photovoltaic | No |  | 0 | 3.27 | Advanced Fuel (produced via gasification or pyrolysis of biofuel or waste) | Engine (combustion / reciprocating) |  |  |  |  | Advanced Fuel (produced via gasification or pyrolysis of biofuel or waste) | Engine (combustion / reciprocating) | [5 empty] | Connected | 3.27 | 3 | 3.1579 | 0.05 | 0.0526 | 2013-03-13 | [13 empty] | 2022-04-04 01:01
2200042172052 | 2200042172043 | Grundon waste management ltd | Bristol 33kv kingsweston lane lawrence weston |  | Kings Weston Lane, Lawrence Weston | Bristol | North Somerset | BS11 8HT | United Kingdom |  |  | Seabank Sgp | Avonmouth Bsp |  | 33 | Western Power Distribution (South West) Plc | Waste | Steam turbine (thermal power plant) | No |  | 0 | 15.6 | Advanced Fuel (produced via gasification or pyrolysis of biofuel or waste) | Engine (combustion / reciprocating) |  |  |  |  | Advanced Fuel (produced via gasification or pyrolysis of biofuel or waste) | Engine (combustion / reciprocating) | [5 empty] | Connected | 15.6 | 14 | 14.7368 | 3.5 | 3.6842 | 2013-03-01 | [13 empty] | 2022-04-04 01:01
2200042172521 | 2200042172512 | Aee renewables uk 13 limited | Tiverton, ayshford court farm | Ayshford Court Farm | Westleigh | Tiverton | Devon | EX16 7HL | United Kingdom | 304743 | 115184 | Exeter Main Sgp | Tiverton Bsp |  | 33 | Western Power Distribution (South West) Plc | Solar | Photovoltaic | No |  | 0 | 4.55 | Advanced Fuel (produced via gasification or pyrolysis of biofuel or waste) | Engine (combustion / reciprocating) |  |  |  |  | Advanced Fuel (produced via gasification or pyrolysis of biofuel or waste) | Engine (combustion / reciprocating) | [5 empty] | Connected | 4.55 | 4.55 | 4.7895 | 0.015 | 0.0158 | 2012-03-13 | [13 empty] | 2022-04-04 01:01
2200042172888 | 2200042172879 | Bratton fleming limited | Barnstaple grange hill bratton fleming solar park | Bratton Fleming Solar Park | Grange Hill, Bratton Fleming | Barnstaple | Devon | EX32 7JG | United Kingdom |  |  | Alverdiscott Sgp | Barnstaple Bsp |  | 33 | Western Power Distribution (South West) Plc | Solar | Photovoltaic | No |  | 0 | 4.68 | Advanced Fuel (produced via gasification or pyrolysis of biofuel or waste) | Engine (combustion / reciprocating) |  |  |  |  | Advanced Fuel (produced via gasification or pyrolysis of biofuel or waste) | Engine (combustion / reciprocating) | [5 empty] | Connected | 4.68 | 5 | 5.2632 | 0.05 | 0.0526 | 2013-03-20 | [13 empty] | 2022-04-04 01:01
2200042172902 | 2200042172897 | Knockworthy solar park limited | Torrington - knockworthy pv farm | Knockworthy Farm | Huntshaw | Torrington | Devon | EX38 7HJ | United Kingdom | 251415 | 122721 | Alverdiscott Sgp | Barnstaple Bsp |  | 33 | Western Power Distribution (South West) Plc | Solar | Photovoltaic | No |  | 0 | 4.23 | Advanced Fuel (produced via gasification or pyrolysis of biofuel or waste) | Engine (combustion / reciprocating) |  |  |  |  | Advanced Fuel (produced via gasification or pyrolysis of biofuel or waste) | Engine (combustion / reciprocating) | [5 empty] | Connected | 4.23 | 5 | 5.2632 | 0.045 | 0.0474 | 2013-03-19 | [13 empty] | 2022-04-04 01:01
2200042172930 | 2200042172920 | Lumicity 2 limited | Ilfracombe west hill farm west dean | West Hill Solar Farm | West Down | Ilfracombe | Devon | EX34 8NF | United Kingdom |  |  | Alverdiscott Sgp | East Yelland Bsp |  | 33 | Western Power Distribution (South West) Plc | Solar | Photovoltaic | No |  | 0 | 7.7 | Advanced Fuel (produced via gasification or pyrolysis of biofuel or waste) | Engine (combustion / reciprocating) |  |  |  |  | Advanced Fuel (produced via gasification or pyrolysis of biofuel or waste) | Engine (combustion / reciprocating) | [5 empty] | Connected | 7.7 | 9.435 | 9.9316 | 0.07 | 0.0737 | 2014-07-31 | [13 empty] | 2022-04-04 01:01
2200042174157 | 2200032201593 | The una group ltd | Plymouth - 1 belliver way | 1 | Belliver Way, Roborough | Plymouth | Devon | PL6 7BP | United Kingdom | 25004 | 6242 | Landulph Sgp | Ernesettle Bsp | Southway | 11 | Western Power Distribution (South West) Plc | Fossil - Gas | Engine (combustion / reciprocating) | Yes |  | 0 | 4 | Advanced Fuel (produced via gasification or pyrolysis of biofuel or waste) | Engine (combustion / reciprocating) |  |  |  |  | Advanced Fuel (produced via gasification or pyrolysis of biofuel or waste) | Engine (combustion / reciprocating) | [5 empty] | Connected | 4 | 3.5 | 3.6842 | 2 | 2.1053 | 2012-10-01 | [13 empty] | 2022-04-04 01:01
2200042174281 | 2200042174272 | St columb solar park limited | Trekenning farm, st columb, cornwall, |  | Trekenning Farm, Quiot | St columb | Cornwall | TR8 4JA | United Kingdom |  |  | Indian Queens Sgp | Fraddon Bsp |  | 33 | Western Power Distribution (South West) Plc | Solar | Photovoltaic | No |  | 0 | 5.42 | Advanced Fuel (produced via gasification or pyrolysis of biofuel or waste) | Engine (combustion / reciprocating) |  |  |  |  | Advanced Fuel (produced via gasification or pyrolysis of biofuel or waste) | Engine (combustion / reciprocating) | [5 empty] | Connected | 5.42 | 5.965 | 6.279 | 0.05 | 0.0526 | 2014-03-01 | [13 empty] | 2022-04-04 01:01
2200042180017 | 2200042179944 | Snowdon energy limited | Chard snowdon hill farm | Snowdon Hill Farm |  | Chard | Somerset | TA20 3PS | United Kingdom | 330507 | 109074 | Axminster Sgp | Woodcote Bsp | Chard | 11 | Western Power Distribution (South West) Plc | Fossil - Gas | Engine (combustion / reciprocating) | Yes |  | 0 | 1 | Advanced Fuel (produced via gasification or pyrolysis of biofuel or waste) | Engine (combustion / reciprocating) |  |  |  |  | Advanced Fuel (produced via gasification or pyrolysis of biofuel or waste) | Engine (combustion / reciprocating) | [5 empty] | Connected | 1 | 1 | 1.0526 | 0.1 | 0.1053 | 2012-12-01 | [13 empty] | 2022-04-04 01:01
2200042183230 | 2200042183240 | Viridor waste management ltd | Bridgwater, viridor landfill, pawlett | Walpole Landfill Site | Walpole | Bridgwater | Somerset | TA6 4TF | United Kingdom | 330910 | 142652 | Bridgwater Sgp | Bridgwater Grid Bsp | Bath Road Primary | 11 | Western Power Distribution (South West) Plc | Biofuel - Landfill gas | Gas turbine (OCGT) | No |  | 0 | 2.088 | Solar | Photovoltaic | No |  | 0 | 0.154 | Advanced Fuel (produced via gasification or pyrolysis of biofuel or waste) | Engine (combustion / reciprocating) | [5 empty] | Connected | 2.242 | 1.3 | 1.3684 | 0.67 | 0.7053 | 2016-06-01 | [13 empty] | 2022-04-04 01:01
2200042184378 | 2200042184369 | Four burrows solar park limited | Truro four burrows solar park | Four Burrows Solar Park | Road From Heather Farm To A3075 | Penhallow | Cornwall | TR4 9NG | United Kingdom | 176169 | 49839 | Indian Queens Sgp | Truro Bsp |  | 33 | Western Power Distribution (South West) Plc | Solar | Photovoltaic | No |  | 0 | 6.26 | Advanced Fuel (produced via gasification or pyrolysis of biofuel or waste) | Engine (combustion / reciprocating) |  |  |  |  | Advanced Fuel (produced via gasification or pyrolysis of biofuel or waste) | Engine (combustion / reciprocating) | [5 empty] | Connected | 6.26 | 6.9 | 7.2632 | 0.05 | 0.0526 | 2014-02-19 | [13 empty] | 2022-04-04 01:01
2200042189613 | 2200041810087 | Cornwall airport limited | Newquay civil airport hv connection | Export Generation, Newquay Airport | Trebarber, St Mawgan | Newquay | Cornwall | TR8 4RQ | United Kingdom | 18666 | 6293 | Indian Queens Sgp | Fraddon Bsp | St Mawgan | 11 | Western Power Distribution (South West) Plc | Solar | Photovoltaic | No |  | 0 | 1.32 | Advanced Fuel (produced via gasification or pyrolysis of biofuel or waste) | Engine (combustion / reciprocating) |  |  |  |  | Advanced Fuel (produced via gasification or pyrolysis of biofuel or waste) | Engine (combustion / reciprocating) | [5 empty] | Connected | 1.32 | 1.5 | 1.5789 | 2.5 | 2.6316 | 2013-01-09 | [13 empty] | 2022-04-04 01:01
2200042189631 | 2200042189622 | Cornwall council | Newquay kernow solar farm st mawgan | Kernow Solar Farm | Trebarber, St Mawgan | Newquay | Cornwall | TR8 4RQ | United Kingdom | 18666 | 6293 | Indian Queens Sgp | Fraddon Bsp | St Mawgan | 11 | Western Power Distribution (South West) Plc | Solar | Photovoltaic | No |  | 0 | 2.64 | Advanced Fuel (produced via gasification or pyrolysis of biofuel or waste) | Engine (combustion / reciprocating) |  |  |  |  | Advanced Fuel (produced via gasification or pyrolysis of biofuel or waste) | Engine (combustion / reciprocating) | [5 empty] | Connected | 2.64 | 3 | 3.1579 | 0.015 | 0.0158 | 2012-12-12 | [13 empty] | 2022-04-04 01:01
2200042190691 | 2200030360478 | Trago mills (s devon) limited | Newton abbot stover (trago mills) | Regional Shopping Centre | Export Mpan, Liverton | Newton abbot | Devon | TQ12 6JD | United Kingdom |  |  | Abham Sgp | Totnes Bsp | Ashburton | 11 | Western Power Distribution (South West) Plc | Fossil - Oil | Engine (combustion / reciprocating) | No |  | 0 | 0.816 | Solar | Photovoltaic | No |  | 0 | 0.76 | Advanced Fuel (produced via gasification or pyrolysis of biofuel or waste) | Engine (combustion / reciprocating) | No |  | 0 | 0.599 |  | Connected | 2.175 | 0.804 | 0.8463 | 0.85 | 0.8947 | 2012-12-01 | [13 empty] | 2022-04-04 01:01
2200042191765 | 2200042191756 | Aee renewables uk 18 limited | Taunton halse farm, halse |  | Halse Farm, Halse | Taunton | Somerset | TA4 3HA | United Kingdom |  |  | Taunton Sgp | Taunton Main Bsp |  | 33 | Western Power Distribution (South West) Plc | Solar | Photovoltaic | No |  | 0 | 4.68 | Advanced Fuel (produced via gasification or pyrolysis of biofuel or waste) | Engine (combustion / reciprocating) |  |  |  |  | Advanced Fuel (produced via gasification or pyrolysis of biofuel or waste) | Engine (combustion / reciprocating) | [5 empty] | Connected | 4.68 | 7.5 | 7.8947 | 0.02 | 0.021 | 2013-03-15 | [13 empty] | 2022-04-04 01:01
2200042192769 | 2200042192750 | Mts hatchlands solar limited | Totnes hatchlands farm solar park, blue post | Hatchlands Farm | Harberton | Totnes | Devon | TQ9 7LR | United Kingdom | 273304 | 59713 | Abham Sgp | Totnes Bsp |  | 33 | Western Power Distribution (South West) Plc | Solar | Photovoltaic | No |  | 0 | 4.512 | Advanced Fuel (produced via gasification or pyrolysis of biofuel or waste) | Engine (combustion / reciprocating) |  |  |  |  | Advanced Fuel (produced via gasification or pyrolysis of biofuel or waste) | Engine (combustion / reciprocating) | [5 empty] | Connected | 4.512 | 5 | 5.2632 | 0.09 | 0.0947 | 2013-03-22 | [13 empty] | 2022-04-04 01:01
2200042193744 | 2200042193735 | Higher tregarne solar (uk) limited | Falmouth higher tregarne farm ehv connection | Higher Tregarne | Mawnan Smith | Falmouth | Cornwall | TR11 5JW | United Kingdom | 176584 | 30119 | Indian Queens Sgp | Rame Bsp |  | 33 | Western Power Distribution (South West) Plc | Solar | Photovoltaic | No |  | 0 | 4.4 | Advanced Fuel (produced via gasification or pyrolysis of biofuel or waste) | Engine (combustion / reciprocating) |  |  |  |  | Advanced Fuel (produced via gasification or pyrolysis of biofuel or waste) | Engine (combustion / reciprocating) | [5 empty] | Connected | 4.4 | 4.5 | 4.7368 | 0.105 | 0.1105 | 2014-02-13 | [13 empty] | 2022-04-04 01:01
2200042193888 | 2200042193879 | Smarter energy solutions ltd | Liskeard higher trevartha farm pengover | Higher Trevartha Farm | Pengover | Liskeard | Cornwall | PL14 3NJ | United Kingdom |  |  | Landulph Sgp | St Germans Bsp | Liskeard | 33 | Western Power Distribution (South West) Plc | Solar | Photovoltaic | No |  | 0 | 3.7558 | Advanced Fuel (produced via gasification or pyrolysis of biofuel or waste) | Engine (combustion / reciprocating) |  |  |  |  | Advanced Fuel (produced via gasification or pyrolysis of biofuel or waste) | Engine (combustion / reciprocating) | [5 empty] | Connected | 3.7558 | 3.3 | 3.4737 | 0.05 | 0.0526 | 2013-03-13 | [13 empty] | 2022-04-04 01:01
2200042194056 | 2200042194047 | Fs ford farm solar 1 limited | Liskeard ford farm pv | Ford Farm House | St Ive | Liskeard | Cornwall | PL14 3LX | United Kingdom |  |  | Landulph Sgp | St Germans Bsp | Liskeard | 33 | Western Power Distribution (South West) Plc | Solar | Photovoltaic | No |  | 0 | 4.575 | Advanced Fuel (produced via gasification or pyrolysis of biofuel or waste) | Engine (combustion / reciprocating) |  |  |  |  | Advanced Fuel (produced via gasification or pyrolysis of biofuel or waste) | Engine (combustion / reciprocating) | [5 empty] | Connected | 4.575 | 4.5 | 4.7368 | 0.042 | 0.0442 | 2013-03-13 | [13 empty] | 2022-04-04 01:01
2200042194288 | 2200042194279 | Ninnis farm limited | St austell ninnis farm sticker | Ninnis Farm | Sticker | St austell | Cornwall | PL26 7EJ | United Kingdom |  |  | Indian Queens Sgp | Fraddon Bsp | Blackpool | 33 | Western Power Distribution (South West) Plc | Solar | Photovoltaic | No |  | 0 | 3.465 | Advanced Fuel (produced via gasification or pyrolysis of biofuel or waste) | Engine (combustion / reciprocating) |  |  |  |  | Advanced Fuel (produced via gasification or pyrolysis of biofuel or waste) | Engine (combustion / reciprocating) | [5 empty] | Connected | 3.465 | 4.96 | 5.221 | 0.05 | 0.0526 | 2013-03-13 | [13 empty] | 2022-04-04 01:01
2200042195608 | 2200042195592 | North beer solar limited | Launceston higher north beer farm boyton | North Beer Photovoltaic Installation | North Beer Lane, Boyton | Launceston | Cornwall | PL15 8NP | United Kingdom | 230731 | 92029 | Alverdiscott Sgp | Pyworthy Bsp |  | 33 | Western Power Distribution (South West) Plc | Solar | Photovoltaic | No |  | 0 | 6.68 | Advanced Fuel (produced via gasification or pyrolysis of biofuel or waste) | Engine (combustion / reciprocating) |  |  |  |  | Advanced Fuel (produced via gasification or pyrolysis of biofuel or waste) | Engine (combustion / reciprocating) | [5 empty] | Connected | 6.68 | 7.03 | 7.4 | 0.01 | 0.0105 | 2013-03-27 | [13 empty] | 2022-04-04 01:01
2200042196745 | 2200042196736 | Gpp langstone llp | Winkleigh beaford pv farm | Beaford Farm | Beaford Brook | Winkleigh | Devon | EX19 8AQ | United Kingdom |  |  | Alverdiscott Sgp | Barnstaple Bsp | Great Torrington | 33 | Western Power Distribution (South West) Plc | Solar | Photovoltaic | No |  | 0 | 4.44 | Advanced Fuel (produced via gasification or pyrolysis of biofuel or waste) | Engine (combustion / reciprocating) |  |  |  |  | Advanced Fuel (produced via gasification or pyrolysis of biofuel or waste) | Engine (combustion / reciprocating) | [5 empty] | Connected | 4.44 | 5 | 5.2632 | 0.025 | 0.0263 | 2013-03-13 | [13 empty] | 2022-04-04 01:01
2200042196790 | 2200042196781 | Lumicity 4 limited | Horsacott farm, barnstaple | Horsacott Farm | Lydacott | Barnstaple | Devon | EX31 2PD | United Kingdom | 251874 | 131401 | Alverdiscott Sgp | East Yelland Bsp |  | 33 | Western Power Distribution (South West) Plc | Solar | Photovoltaic | No |  | 0 | 5.46 | Advanced Fuel (produced via gasification or pyrolysis of biofuel or waste) | Engine (combustion / reciprocating) |  |  |  |  | Advanced Fuel (produced via gasification or pyrolysis of biofuel or waste) | Engine (combustion / reciprocating) | [5 empty] | Connected | 5.46 | 7.09 | 7.4632 | 0.025 | 0.0263 | 2013-03-13 | [13 empty] | 2022-04-04 01:01
2200042198520 | 2200042198501 | Wse bradford limited | Holsworthy bradford manor farm pyworthy | Bradford Manor Farm |  | Pyworthy | Devon | EX22 6LQ | United Kingdom |  |  | Alverdiscott Sgp | Pyworthy Bsp |  | 33 | Western Power Distribution (South West) Plc | Solar | Photovoltaic | No |  | 0 | 4.5 | Advanced Fuel (produced via gasification or pyrolysis of biofuel or waste) | Engine (combustion / reciprocating) |  |  |  |  | Advanced Fuel (produced via gasification or pyrolysis of biofuel or waste) | Engine (combustion / reciprocating) | [5 empty] | Connected | 4.5 | 5 | 5.2632 | 0.05 | 0.0526 | 2013-03-21 | [13 empty] | 2022-04-04 01:01
2200042198798 | 2200042198789 | Msp strete ltd | Strete solar farm, rockbeare, devon | Strete Farm | Turkey Lane, Whimple | Exeter | Devon | EX5 2PN | United Kingdom | 30435 | 9509 | Exeter Main Sgp | Sowton Bsp | Marsh Green | 11 | Western Power Distribution (South West) Plc | Solar | Photovoltaic | No |  | 0 | 5 | Advanced Fuel (produced via gasification or pyrolysis of biofuel or waste) | Engine (combustion / reciprocating) |  |  |  |  | Advanced Fuel (produced via gasification or pyrolysis of biofuel or waste) | Engine (combustion / reciprocating) | [5 empty] | Connected | 5 | 4.75 | 5 | 0.045 | 0.0474 | 2013-03-01 | [13 empty] | 2022-04-04 01:01
2200042199090 | 2200042199081 | Lightsource spv 81 limited | Southcombe farm, shebbear | Southcombe Farm | Shebbear | Beaworthy | Devon | EX21 5RF | United Kingdom | 244103 | 112565 | Alverdiscott Sgp | Pyworthy Bsp | Shebbear | 11 | Western Power Distribution (South West) Plc | Solar | Photovoltaic | No |  | 0 | 1 | Advanced Fuel (produced via gasification or pyrolysis of biofuel or waste) | Engine (combustion / reciprocating) |  |  |  |  | Advanced Fuel (produced via gasification or pyrolysis of biofuel or waste) | Engine (combustion / reciprocating) | [5 empty] | Connected | 1 | 1 | 1.0526 | 0.05 | 0.0526 | 2013-02-02 | [13 empty] | 2022-04-04 01:01
2200042199338 | 2200042199329 | Langlands solar limited | Langlands solar park | Langlands Business Park | Uffculme Road | Willand | Devon | EX15 2SA | United Kingdom | 30450 | 11172 | Exeter Main Sgp | Tiverton Bsp | Tiverton Junction | 11 | Western Power Distribution (South West) Plc | Solar | Photovoltaic | No |  | 0 | 1.8 | Advanced Fuel (produced via gasification or pyrolysis of biofuel or waste) | Engine (combustion / reciprocating) |  |  |  |  | Advanced Fuel (produced via gasification or pyrolysis of biofuel or waste) | Engine (combustion / reciprocating) | [5 empty] | Connected | 1.8 | 1.8 | 1.8947 | 0.02 | 0.021 | 2012-12-05 | [13 empty] | 2022-04-04 01:01
2200042201261 | 2200042201252 | Boyton solar park limited | Lostwithiel langunnett solar farm, st veep | Langunnett Solar Farm | St Veep | Lostwithiel | Cornwall | PL22 0NQ | United Kingdom | 215258 | 57899 | Landulph Sgp | St Germans Bsp | Lanreath | 33 | Western Power Distribution (South West) Plc | Solar | Photovoltaic | No |  | 0 | 4.4887 | Advanced Fuel (produced via gasification or pyrolysis of biofuel or waste) | Engine (combustion / reciprocating) |  |  |  |  | Advanced Fuel (produced via gasification or pyrolysis of biofuel or waste) | Engine (combustion / reciprocating) | [5 empty] | Connected | 4.4887 | 4.737 | 4.9863 | 0.05 | 0.0526 | 2013-03-21 | [13 empty] | 2022-04-04 01:01
2200042201280 | 2200042201270 | Mts trefinnick solar limited | Callington trefinnick farm trefinnick road, bray shop, | Trefinnick Farm | Trefinnick Road | Callington | Cornwall | PL17 8QD | United Kingdom | 232727 | 74058 | Landulph Sgp | St Germans Bsp | Callington | 33 | Western Power Distribution (South West) Plc | Solar | Photovoltaic | No |  | 0 | 3.948 | Advanced Fuel (produced via gasification or pyrolysis of biofuel or waste) | Engine (combustion / reciprocating) |  |  |  |  | Advanced Fuel (produced via gasification or pyrolysis of biofuel or waste) | Engine (combustion / reciprocating) | [5 empty] | Connected | 3.948 | 5 | 5.2632 | 0.06 | 0.0632 | 2013-03-28 | [13 empty] | 2022-04-04 01:01
2200042202600 | 2200042202594 | Lightsource spv 36 limited | North curry, higher knapp farm | Higher Knapp Farm | Knapp, North Curry | Taunton | Somerset | TA3 6AY | United Kingdom | 330319 | 125325 | Bridgwater Sgp | Bridgwater Grid Bsp | Creech St Michael | 11 | Western Power Distribution (South West) Plc | Solar | Photovoltaic | No |  | 0 | 1.1316 | Advanced Fuel (produced via gasification or pyrolysis of biofuel or waste) | Engine (combustion / reciprocating) |  |  |  |  | Advanced Fuel (produced via gasification or pyrolysis of biofuel or waste) | Engine (combustion / reciprocating) | [5 empty] | Connected | 1.1316 | 1.17 | 1.2316 | 0.05 | 0.0526 | 2013-03-21 | [13 empty] | 2022-04-04 01:01
2200042202948 | 2200042202939 | Little t solar limited | Little trevease 33kv solar farm, near constantine | Butteries Farm Lane | Edgcumbe | Constantine | Cornwall | TR11 5QU | United Kingdom | 172281 | 32168 | Indian Queens Sgp | Rame Bsp |  | 33 | Western Power Distribution (South West) Plc | Solar | Photovoltaic | No |  | 0 | 4.38 | Advanced Fuel (produced via gasification or pyrolysis of biofuel or waste) | Engine (combustion / reciprocating) |  |  |  |  | Advanced Fuel (produced via gasification or pyrolysis of biofuel or waste) | Engine (combustion / reciprocating) | [5 empty] | Connected | 4.38 | 4.8 | 5.0526 | 0.05 | 0.0526 | 2013-03-13 | [13 empty] | 2022-04-04 01:01
2200042202984 | 2200042202975 | Gpp langstone llp | Bridgwater cobbs cross solar farm | Cobbs Cross Solar Park | Durleigh | Bridgwater | Somerset | TA5 2AR | United Kingdom |  |  | Bridgwater Sgp | Bridgwater Grid Bsp |  | 33 | Western Power Distribution (South West) Plc | Solar | Photovoltaic | No |  | 0 | 5 | Advanced Fuel (produced via gasification or pyrolysis of biofuel or waste) | Engine (combustion / reciprocating) |  |  |  |  | Advanced Fuel (produced via gasification or pyrolysis of biofuel or waste) | Engine (combustion / reciprocating) | [5 empty] | Connected | 5 | 5 | 5.2632 | 0.025 | 0.0263 | 2013-03-21 | [13 empty] | 2022-04-04 01:01
2200042204661 | 2200042204652 | Newlands solar limited | Axminster newlands farm | Newlands Farm | Crewkerne Road | Axminster | Devon | EX13 5SF | United Kingdom | 333254 | 97500 | Axminster Sgp | Woodcote Bsp | Axminster | 33 | Western Power Distribution (South West) Plc | Solar | Photovoltaic | No |  | 0 | 3.25 | Advanced Fuel (produced via gasification or pyrolysis of biofuel or waste) | Engine (combustion / reciprocating) |  |  |  |  | Advanced Fuel (produced via gasification or pyrolysis of biofuel or waste) | Engine (combustion / reciprocating) | [5 empty] | Connected | 3.25 | 4.92 | 5.1789 | 0.025 | 0.0263 | 2013-03-13 | [13 empty] | 2022-04-04 01:01
2200042206599 | 2200042206580 | Goldcrest renewables limited | Chard cricket st thomas solar farm | Cricket St Thomas Solar Farm | Windwhistle, Cricket St Thomas | Chard | Somerset | TA20 4BU | United Kingdom |  |  | Axminster Sgp | Woodcote Bsp |  | 33 | Western Power Distribution (South West) Plc | Solar | Photovoltaic | No |  | 0 | 2 | Advanced Fuel (produced via gasification or pyrolysis of biofuel or waste) | Engine (combustion / reciprocating) |  |  |  |  | Advanced Fuel (produced via gasification or pyrolysis of biofuel or waste) | Engine (combustion / reciprocating) | [5 empty] | Connected | 2 | 3 | 3.1579 | 0.1 | 0.1053 | 2013-03-13 | [13 empty] | 2022-04-04 01:01
2200042206613 | 2200042206604 | Wse park wall ltd | Bridgwater park wall dunwear |  | Dunwear Lane, Dunwear | Bridgwater | Somerset | TA1 1DB | United Kingdom |  |  | Bridgwater Sgp | Bridgwater Grid Bsp |  | 33 | Western Power Distribution (South West) Plc | Solar | Photovoltaic | No |  | 0 | 3.96 | Advanced Fuel (produced via gasification or pyrolysis of biofuel or waste) | Engine (combustion / reciprocating) |  |  |  |  | Advanced Fuel (produced via gasification or pyrolysis of biofuel or waste) | Engine (combustion / reciprocating) | [5 empty] | Connected | 3.96 | 5 | 5.2632 | 0.025 | 0.0263 | 2013-03-13 | [13 empty] | 2022-04-04 01:01
2200042206631 | 2200042206622 | Hazel renewables limited | Whitelackington parsonage barn | Parsonage Barn | Stocklinch Road, Whitelackington | Ilminster | Somerset | TA19 9EF | United Kingdom | 337702 | 116210 | Axminster Sgp | Woodcote Bsp |  | 33 | Western Power Distribution (South West) Plc | Solar | Photovoltaic | No |  | 0 | 5.28 | Advanced Fuel (produced via gasification or pyrolysis of biofuel or waste) | Engine (combustion / reciprocating) |  |  |  |  | Advanced Fuel (produced via gasification or pyrolysis of biofuel or waste) | Engine (combustion / reciprocating) | [5 empty] | Connected | 5.28 | 7 | 7.3684 | 0.1 | 0.1053 | 2013-07-17 | [13 empty] | 2022-04-04 01:01
2200042208044 | 2200042208071 | Kevat solar limited | Kia-ora solar park, cullompton | Kia-Ora Farm | Knowle Lane | Cullompton | Devon | EX15 1PZ | United Kingdom | 30089 | 10708 | Exeter Main Sgp | Tiverton Bsp | Cullompton | 11 | Western Power Distribution (South West) Plc | Solar | Photovoltaic | No |  | 0 | 1.2696 | Advanced Fuel (produced via gasification or pyrolysis of biofuel or waste) | Engine (combustion / reciprocating) |  |  |  |  | Advanced Fuel (produced via gasification or pyrolysis of biofuel or waste) | Engine (combustion / reciprocating) | [5 empty] | Connected | 1.2696 | 1.5 | 1.5789 | 0.05 | 0.0526 | 2013-03-31 | [13 empty] | 2022-04-04 01:01
2200042208815 | 2200042208806 | Luminance solar limited | Truro hewas pv farm cornwall | Hewas Pv Farm | Scarcewater | Truro | Cornwall | TR1 1TA | United Kingdom |  |  | Indian Queens Sgp | Fraddon Bsp |  | 33 | Western Power Distribution (South West) Plc | Solar | Photovoltaic | No |  | 0 | 5.55 | Advanced Fuel (produced via gasification or pyrolysis of biofuel or waste) | Engine (combustion / reciprocating) |  |  |  |  | Advanced Fuel (produced via gasification or pyrolysis of biofuel or waste) | Engine (combustion / reciprocating) | [5 empty] | Connected | 5.55 | 5 | 5.2632 | 0.05 | 0.0526 | 2013-03-13 | [13 empty] | 2022-04-04 01:01
2200042208833 | 2200042208824 | Tgc solar 107 limited | Beaworthy willsland church road highampton | On A3072 | Highampton | Beaworthy | Devon | EX21 5LS | United Kingdom |  |  | Alverdiscott Sgp | Pyworthy Bsp |  | 33 | Western Power Distribution (South West) Plc | Solar | Photovoltaic | No |  | 0 | 2.5 | Advanced Fuel (produced via gasification or pyrolysis of biofuel or waste) | Engine (combustion / reciprocating) |  |  |  |  | Advanced Fuel (produced via gasification or pyrolysis of biofuel or waste) | Engine (combustion / reciprocating) | [5 empty] | Connected | 2.5 | 3.3 | 3.4737 | 0.025 | 0.0263 | 2013-03-25 | [13 empty] | 2022-04-04 01:01
2200042208851 | 2200042208842 | Sunsave 4 (pyworthy) ltd | Holsworthy crinacott solar farm pyworthy | Crinacott Farm | Pyworthy | Holsworthy | Devon | EX22 6LJ | United Kingdom | 230464 | 101501 | Alverdiscott Sgp | Pyworthy Bsp |  | 33 | Western Power Distribution (South West) Plc | Solar | Photovoltaic | No |  | 0 | 5.4 | Advanced Fuel (produced via gasification or pyrolysis of biofuel or waste) | Engine (combustion / reciprocating) |  |  |  |  | Advanced Fuel (produced via gasification or pyrolysis of biofuel or waste) | Engine (combustion / reciprocating) | [5 empty] | Connected | 5.4 | 5.263 | 5.54 | 0.06 | 0.0632 | 2013-03-31 | [13 empty] | 2022-04-04 01:01
2200042209298 | 2200042209289 | Biogen southern limited | Waste transfer station, aisecombe way, hutton moor, weston-super-mare | Waste Transfer Station | Aisecome Way, Hutton Moor | Weston-super-mare | Somerset | BS22 8NA | United Kingdom | 334353 | 160852 | Seabank Sgp | Weston Bsp 132Kv | Weston Locking Rd | 11 | Western Power Distribution (South West) Plc | Biofuel - Landfill gas | Gas turbine (OCGT) | No |  | 0 | 1.099 | Advanced Fuel (produced via gasification or pyrolysis of biofuel or waste) | Engine (combustion / reciprocating) |  |  |  |  | Advanced Fuel (produced via gasification or pyrolysis of biofuel or waste) | Engine (combustion / reciprocating) | [5 empty] | Connected | 1.099 | 1 | 1.0526 | 0.215 | 0.2263 | 2014-09-25 | [13 empty] | 2022-04-04 01:01
2200042209580 | 2200042209571 | Anesco asset management 5 limited | Wiveliscombe sandymoor road | Quakers Lane | Hartswell, Wiveliscombe | Taunton | Somerset | TA4 2TU | United Kingdom |  |  | Taunton Sgp | Taunton Main Bsp | Wiveliscombe | 11 | Western Power Distribution (South West) Plc | Solar | Photovoltaic | No |  | 0 | 2.544 | Advanced Fuel (produced via gasification or pyrolysis of biofuel or waste) | Engine (combustion / reciprocating) |  |  |  |  | Advanced Fuel (produced via gasification or pyrolysis of biofuel or waste) | Engine (combustion / reciprocating) | [5 empty] | Connected | 2.544 | 3 | 3.1579 | 0.045 | 0.0474 | 2013-09-13 | [13 empty] | 2022-04-04 01:01
2200042214720 | 2200042214711 | Penare farm solar park limited | Truro penare farm shortlanesend | Penare Solar Park | Shortlanesend | Truro | Cornwall | TR4 9DG | United Kingdom |  |  | Indian Queens Sgp | Truro Bsp |  | 33 | Western Power Distribution (South West) Plc | Solar | Photovoltaic | No |  | 0 | 8.34 | Advanced Fuel (produced via gasification or pyrolysis of biofuel or waste) | Engine (combustion / reciprocating) |  |  |  |  | Advanced Fuel (produced via gasification or pyrolysis of biofuel or waste) | Engine (combustion / reciprocating) | [5 empty] | Connected | 8.34 | 8.34 | 8.779 | 0.195 | 0.2053 | 2014-03-17 | [13 empty] | 2022-04-04 01:01
2200042214749 | 2200042214730 | Nextenergy solar holdings vi limited | Langport, aller court farm, aller | Aller Court Farm | Aller | Langport | Somerset | TA10 0QR | United Kingdom |  |  | Bridgwater Sgp | Bridgwater Grid Bsp | North Street Langport | 33 | Western Power Distribution (South West) Plc | Solar | Photovoltaic | No |  | 0 | 4.4 | Advanced Fuel (produced via gasification or pyrolysis of biofuel or waste) | Engine (combustion / reciprocating) |  |  |  |  | Advanced Fuel (produced via gasification or pyrolysis of biofuel or waste) | Engine (combustion / reciprocating) | [5 empty] | Connected | 4.4 | 4.631 | 4.8747 | 0.135 | 0.1421 | 2017-03-31 | [13 empty] | 2022-04-04 01:01
2200042214952 | 2200042214943 | Stonebarrow farm solar park limited | Pound road, hawkchurch | Stonebarrow Lane | Hawkchurch | Axminster | Devon | EX13 5UP | United Kingdom | 335427 | 99272 | Axminster Sgp | Woodcote Bsp |  | 33 | Western Power Distribution (South West) Plc | Solar | Photovoltaic | No |  | 0 | 6.18 | Advanced Fuel (produced via gasification or pyrolysis of biofuel or waste) | Engine (combustion / reciprocating) |  |  |  |  | Advanced Fuel (produced via gasification or pyrolysis of biofuel or waste) | Engine (combustion / reciprocating) | [5 empty] | Connected | 6.18 | 6.18 | 6.5053 | 0.075 | 0.0789 | 2013-12-08 | [13 empty] | 2022-04-04 01:01
2200042215041 | 2200042215023 | Lightsource spv 63 limited | Ellicombe farm solar park | Ellicombe Farm | Morchard Road | Crediton | Devon | EX17 5LS | United Kingdom | 274430 | 105005 | Exeter Main Sgp | Exeter City Bsp | Lapford | 11 | Western Power Distribution (South West) Plc | Solar | Photovoltaic | No |  | 0 | 1.1 | Advanced Fuel (produced via gasification or pyrolysis of biofuel or waste) | Engine (combustion / reciprocating) |  |  |  |  | Advanced Fuel (produced via gasification or pyrolysis of biofuel or waste) | Engine (combustion / reciprocating) | [5 empty] | Connected | 1.1 | 1.1 | 1.1579 | 0.05 | 0.0526 | 2013-03-01 | [13 empty] | 2022-04-04 01:01
2200042215097 | 2200042215088 | Whitley solar park (ashcott farm) limited | Street whitley farm solar park |  | Whitley Lane, Ashcott | Bridgwater | Somerset | TA7 9QW | United Kingdom | 343397 | 137034 | Bridgwater Sgp | Bridgwater Grid Bsp |  | 33 | Western Power Distribution (South West) Plc | Solar | Photovoltaic | No |  | 0 | 6 | Advanced Fuel (produced via gasification or pyrolysis of biofuel or waste) | Engine (combustion / reciprocating) |  |  |  |  | Advanced Fuel (produced via gasification or pyrolysis of biofuel or waste) | Engine (combustion / reciprocating) | [5 empty] | Connected | 6 | 6 | 6.3158 | 0.075 | 0.0789 | 2014-03-14 | [13 empty] | 2022-04-04 01:01
2200042215255 | 2200042215246 | Newton solar energy limited | Taunton new rendy farm oake | New Rendy Farm | Oake | Taunton | Somerset | TA4 1BD | United Kingdom |  |  | Taunton Sgp | Taunton Main Bsp |  | 33 | Western Power Distribution (South West) Plc | Solar | Photovoltaic | No |  | 0 | 4.08 | Advanced Fuel (produced via gasification or pyrolysis of biofuel or waste) | Engine (combustion / reciprocating) |  |  |  |  | Advanced Fuel (produced via gasification or pyrolysis of biofuel or waste) | Engine (combustion / reciprocating) | [5 empty] | Connected | 4.08 | 4.08 | 4.2947 | 0.05 | 0.0526 | 2014-01-29 | [13 empty] | 2022-04-04 01:01
2200042215282 | 2200032013504 | Becton dickinson uk ltd | Plymouth belliver way | Bd Diagnostics | Belliver Way, Roborough | Plymouth | Devon | PL6 7BP | United Kingdom | 24976 | 6216 | Landulph Sgp | Ernesettle Bsp | Southway | 11 | Western Power Distribution (South West) Plc | Fossil - Gas | Engine (combustion / reciprocating) | Yes |  | 0 | 4 | Advanced Fuel (produced via gasification or pyrolysis of biofuel or waste) | Engine (combustion / reciprocating) |  |  |  |  | Advanced Fuel (produced via gasification or pyrolysis of biofuel or waste) | Engine (combustion / reciprocating) | [5 empty] | Connected | 4 | 3.5 | 3.6842 | 7 | 7.3684 | 2013-01-01 | [13 empty] | 2022-04-04 01:01
2200042216852 | 2200042216843 | Msp tregassow limited | Truro tregassow pv farm | Tregassow Farm |  | Truro | Cornwall | TR4 9BL | United Kingdom |  |  | Indian Queens Sgp | Truro Bsp | Truro Shortlanesend | 33 | Western Power Distribution (South West) Plc | Solar | Photovoltaic | No |  | 0 | 5 | Advanced Fuel (produced via gasification or pyrolysis of biofuel or waste) | Engine (combustion / reciprocating) |  |  |  |  | Advanced Fuel (produced via gasification or pyrolysis of biofuel or waste) | Engine (combustion / reciprocating) | [5 empty] | Connected | 5 | 5 | 5.2632 | 0.02 | 0.021 | 2013-03-13 | [13 empty] | 2022-04-04 01:01
2200042218414 | 2200042218405 | Pitworthy solar limited | Holsworthy pitworthy solar farm | Pitworthy Farm | Pancrasweek | Holsworthy | Devon | EX22 7JT | United Kingdom | 228798 | 104988 | Alverdiscott Sgp | Pyworthy Bsp |  | 33 | Western Power Distribution (South West) Plc | Solar | Photovoltaic | No |  | 0 | 12.282 | Advanced Fuel (produced via gasification or pyrolysis of biofuel or waste) | Engine (combustion / reciprocating) |  |  |  |  | Advanced Fuel (produced via gasification or pyrolysis of biofuel or waste) | Engine (combustion / reciprocating) | [5 empty] | Connected | 12.282 | 12.282 | 12.9284 | 0.06 | 0.0632 | 2014-03-28 | [13 empty] | 2022-04-04 01:01
2200042222401 | 2200042222396 | Barton close farm solar park limited | Braunton barton close farm solar park | Close Farm | Mains Down Lane, Speacombe, Georgeham | Braunton | Devon | EX33 1HX | United Kingdom | 24777 | 14153 | Alverdiscott Sgp | East Yelland Bsp | Georgeham | 11 | Western Power Distribution (South West) Plc | Solar | Photovoltaic | No |  | 0 | 4.125 | Advanced Fuel (produced via gasification or pyrolysis of biofuel or waste) | Engine (combustion / reciprocating) |  |  |  |  | Advanced Fuel (produced via gasification or pyrolysis of biofuel or waste) | Engine (combustion / reciprocating) | [5 empty] | Connected | 4.125 | 4.125 | 4.3421 | 0.045 | 0.0474 | 2015-08-19 | [13 empty] | 2022-04-04 01:01
2200042224269 | 2200042224250 | Gpp langstone llp | Holsworthy foxcombe solar park | Foxcombe Solar Park | Hollacombe | Holsworthy | Devon | EX22 6NW | United Kingdom |  |  | Alverdiscott Sgp | Pyworthy Bsp |  | 33 | Western Power Distribution (South West) Plc | Solar | Photovoltaic | No |  | 0 | 4.72 | Advanced Fuel (produced via gasification or pyrolysis of biofuel or waste) | Engine (combustion / reciprocating) |  |  |  |  | Advanced Fuel (produced via gasification or pyrolysis of biofuel or waste) | Engine (combustion / reciprocating) | [5 empty] | Connected | 4.72 | 5 | 5.2632 | 0.025 | 0.0263 | 2013-03-28 | [13 empty] | 2022-04-04 01:01
2200042224287 | 2200042224278 | Wylam power generation limited | Rexon cross farm, broadwoodwidger | Rexon Cross Farm | Broadwoodwidger | Lifton | Devon | PL16 0JJ | United Kingdom | 241357 | 88616 | Alverdiscott Sgp | Pyworthy Bsp | Roadford | 33 | Western Power Distribution (South West) Plc | Solar | Photovoltaic | No |  | 0 | 3.35 | Advanced Fuel (produced via gasification or pyrolysis of biofuel or waste) | Engine (combustion / reciprocating) |  |  |  |  | Advanced Fuel (produced via gasification or pyrolysis of biofuel or waste) | Engine (combustion / reciprocating) | [5 empty] | Connected | 3.35 | 3.5 | 3.6842 | 0.025 | 0.0263 | 2013-03-13 | [13 empty] | 2022-04-04 01:01
2200042225918 | 2200042225909 | Lightsource spv 13 limited | Barnstaple hollamoor tawstock | Hollamoor Farm | Tawstock | Barnstaple | Devon | EX31 3NY | United Kingdom | 254699 | 129961 | Alverdiscott Sgp | Barnstaple Bsp | Roundswell | 11 | Western Power Distribution (South West) Plc | Solar | Photovoltaic | No |  | 0 | 2.6 | Advanced Fuel (produced via gasification or pyrolysis of biofuel or waste) | Engine (combustion / reciprocating) |  |  |  |  | Advanced Fuel (produced via gasification or pyrolysis of biofuel or waste) | Engine (combustion / reciprocating) | [5 empty] | Connected | 2.6 | 2.5 | 2.6316 | 0.05 | 0.0526 | 2013-04-10 | [13 empty] | 2022-04-04 01:01
2200042225945 | 2200042225936 | William knapman | Hatherleigh crockers hele, meeth | Crockers Hele | Meeth | Okehampton | Devon | EX20 3QN | United Kingdom | 25289 | 10707 | Alverdiscott Sgp | Pyworthy Bsp | Hatherleigh | 11 | Western Power Distribution (South West) Plc | Solar | Photovoltaic | No |  | 0 | 1.25 | Advanced Fuel (produced via gasification or pyrolysis of biofuel or waste) | Engine (combustion / reciprocating) |  |  |  |  | Advanced Fuel (produced via gasification or pyrolysis of biofuel or waste) | Engine (combustion / reciprocating) | [5 empty] | Connected | 1.25 | 1.25 | 1.3158 | 0.006 | 0.0063 | 2013-03-20 | [13 empty] | 2022-04-04 01:01
2200042227385 | 2200030346915 | Sibelco uk limited | Cornwood headon down |  | Headon Works, Headon Down, Cornwood | Ivybridge | Devon | PL21 9PW | United Kingdom | 25833 | 6057 | Abham Sgp | Plympton Bsp | Torycombe | 11 | Western Power Distribution (South West) Plc | Fossil - Gas | Engine (combustion / reciprocating) | Yes |  | 0 | 1.75 | Fossil - Oil | Engine (combustion / reciprocating) | No |  | 0 | 0.435 | Advanced Fuel (produced via gasification or pyrolysis of biofuel or waste) | Engine (combustion / reciprocating) | [5 empty] | Connected | 2.185 | 1 | 1.0526 | 2 | 2.1053 | 2012-06-01 | [13 empty] | 2022-04-04 01:01
2200042231540 | 2200042095114 | Co-operative group limited | Bristol poplar way west hvm cabot park (co-op) | Poplar Way West Hvm, Co-Op Retail Distribution Site | Co-Op Retail Logistsics, Poplar Way West | Avonmouth |  | BS11 0YW | United Kingdom | 35316 | 18037 | Seabank Sgp | Avonmouth Bsp | Kingsweston | 11 | Western Power Distribution (South West) Plc | Fossil - Oil | Engine (combustion / reciprocating) | No |  | 0 | 1.6 | Advanced Fuel (produced via gasification or pyrolysis of biofuel or waste) | Engine (combustion / reciprocating) |  |  |  |  | Advanced Fuel (produced via gasification or pyrolysis of biofuel or waste) | Engine (combustion / reciprocating) | [5 empty] | Connected | 1.6 | 1.6 | 1.6842 | 1.25 | 1.3158 | 2013-04-01 | [13 empty] | 2022-04-04 01:01
2200042233342 | 2200042233333 | Lightsource spv 69 limited | Blatchworthy solar farm, stoodleigh | Blatchworthy Solar Farm | Stoodleigh | Tiverton | Devon | EX16 9QH | United Kingdom | 28984 | 11690 | Exeter Main Sgp | Tiverton Bsp | Tiverton Moorhayes | 11 | Western Power Distribution (South West) Plc | Solar | Photovoltaic | No |  | 0 | 1.1592 | Advanced Fuel (produced via gasification or pyrolysis of biofuel or waste) | Engine (combustion / reciprocating) |  |  |  |  | Advanced Fuel (produced via gasification or pyrolysis of biofuel or waste) | Engine (combustion / reciprocating) | [5 empty] | Connected | 1.1592 | 1.2 | 1.2632 | 0.045 | 0.0474 | 2013-04-25 | [13 empty] | 2022-04-04 01:01
2200042238094 | 2200042238100 | West kingsmill solar limited | West kingsmill solar farm | West Kingsmill Farm | Kingsmill Park, Landulph | Saltash | Cornwall | PL12 6NB | United Kingdom | 240656 | 62882 | Landulph Sgp | St Germans Bsp | Saltash Whity Cross | 11 | Western Power Distribution (South West) Plc | Solar | Photovoltaic | No |  | 0 | 1.4 | Advanced Fuel (produced via gasification or pyrolysis of biofuel or waste) | Engine (combustion / reciprocating) |  |  |  |  | Advanced Fuel (produced via gasification or pyrolysis of biofuel or waste) | Engine (combustion / reciprocating) | [5 empty] | Connected | 1.4 | 1.4 | 1.4737 | 0.005 | 0.0053 | 2014-04-01 | [13 empty] | 2022-04-04 01:01
2200042241194 | 2200042241496 | Wedmore community power co-operative limited | Wedmore mill farm solar array | Mill Farm | Quab Lane, Lascot Hill | Wedmore | Somerset | BS28 4QU | United Kingdom |  |  | Bridgwater Sgp | Street Bsp | Wedmore | 11 | Western Power Distribution (South West) Plc | Solar | Photovoltaic | No |  | 0 | 1 | Advanced Fuel (produced via gasification or pyrolysis of biofuel or waste) | Engine (combustion / reciprocating) |  |  |  |  | Advanced Fuel (produced via gasification or pyrolysis of biofuel or waste) | Engine (combustion / reciprocating) | [5 empty] | Connected | 1 | 1 | 1.0526 | 0.018 | 0.0189 | 2013-09-23 | [13 empty] | 2022-04-04 01:01
2200042242899 | 2200042242880 | Tgc solar 83 limited | Land near hazard farm,totnes devon | Hazard Farm | Harberton | Totnes | Devon | TQ9 7LN | United Kingdom | 275067 | 59531 | Abham Sgp | Totnes Bsp |  | 33 | Western Power Distribution (South West) Plc | Solar | Photovoltaic | No |  | 0 | 6.4 | Advanced Fuel (produced via gasification or pyrolysis of biofuel or waste) | Engine (combustion / reciprocating) |  |  |  |  | Advanced Fuel (produced via gasification or pyrolysis of biofuel or waste) | Engine (combustion / reciprocating) | [5 empty] | Connected | 6.4 | 4.95 | 5.2105 | 0.025 | 0.0263 | 2014-03-21 | [13 empty] | 2022-04-04 01:01
2200042244682 | 2200042244673 | Sunsave 7 (luscott barton) limited | Luscott barton, ashford, barnstaple, | Luscott Barton | Ashford | Barnstaple | Devon | EX31 4DE | United Kingdom | 251656 | 136714 | Alverdiscott Sgp | East Yelland Bsp |  | 33 | Western Power Distribution (South West) Plc | Solar | Photovoltaic | No |  | 0 | 4.08 | Advanced Fuel (produced via gasification or pyrolysis of biofuel or waste) | Engine (combustion / reciprocating) |  |  |  |  | Advanced Fuel (produced via gasification or pyrolysis of biofuel or waste) | Engine (combustion / reciprocating) | [5 empty] | Connected | 4.08 | 4.08 | 4.2947 | 0.06 | 0.0632 | 2015-11-30 | [13 empty] | 2022-04-04 01:01
2200042254139 | 2200042254120 | Anesco asset management two ltd | Nynehead, grange farm 33kv solar park | Grange Farm | Nynehead | Wellington | Somerset | TA21 0BU | United Kingdom | 314363 | 123660 | Taunton Sgp | Taunton Main Bsp |  | 33 | Western Power Distribution (South West) Plc | Solar | Photovoltaic | No |  | 0 | 5.3268 | Advanced Fuel (produced via gasification or pyrolysis of biofuel or waste) | Engine (combustion / reciprocating) |  |  |  |  | Advanced Fuel (produced via gasification or pyrolysis of biofuel or waste) | Engine (combustion / reciprocating) | [5 empty] | Connected | 5.3268 | 5 | 5.2632 | 0.05 | 0.0526 | 2013-08-27 | [13 empty] | 2022-04-04 01:01
2200042259527 | 2200042259378 | Viridor energy limited | Exeter efw plant, grace road south | Exeter Efw Plant | Grace Road South, Marsh Barton | Exeter |  | EX2 8QE | United Kingdom | 29255 | 9052 | Exeter Main Sgp | Exeter City Bsp | Marsh Barton | 11 | Western Power Distribution (South West) Plc | Waste | Steam turbine (thermal power plant) | No |  | 0 | 4.715 | Advanced Fuel (produced via gasification or pyrolysis of biofuel or waste) | Engine (combustion / reciprocating) |  |  |  |  | Advanced Fuel (produced via gasification or pyrolysis of biofuel or waste) | Engine (combustion / reciprocating) | [5 empty] | Connected | 4.715 | 5 | 5.2632 | 3 | 3.1579 | 2014-03-01 | [13 empty] | 2022-04-04 01:01
2200042267138 | 2200042267129 | Triodos renewables (severn) limited | Bristol - wessex wind farm merebank rd |  | Merebank Road, Kingsweston | Avonmouth | North Somerset | BS11 8AQ | United Kingdom |  |  | Seabank Sgp | Avonmouth Bsp | Kingsweston | 11 | Western Power Distribution (South West) Plc | Wind | Onshore wind turbines | No |  | 0 | 8.2 | Advanced Fuel (produced via gasification or pyrolysis of biofuel or waste) | Engine (combustion / reciprocating) |  |  |  |  | Advanced Fuel (produced via gasification or pyrolysis of biofuel or waste) | Engine (combustion / reciprocating) | [5 empty] | Connected | 8.2 | 8.2 | 8.6316 | 0.22 | 0.2316 | 2013-11-01 | [13 empty] | 2022-04-04 01:01
2200042273994 | 2200042273985 | Eon energy solutions limited | Cranbrook energy centre, clyst honiton, exeter | Rmu 1 Cranbrook Energy, Centre Intak | Clyst Honiton | Exeter | Devon | EX5 2DX | United Kingdom | 299769 | 94378 | Exeter Main Sgp | Sowton Bsp | Clyst Honiton | 11 | Western Power Distribution (South West) Plc | Fossil - Gas | Engine (combustion / reciprocating) | Yes |  | 0 | 1.929 | Fossil - Gas | Gas turbine (OCGT) | Yes |  | 0 | 0.55 | Solar | Photovoltaic | No |  | 0 | 0.2498 |  | Connected | 2.7288 | 2.7 | 2.8421 | 7.12 | 7.4947 | 2017-07-01 | [13 empty] | 2022-04-04 01:01
2200042278487 | 2200042278478 | Lightsource spv 8 limited | Cleave farm, lower kingdon, gammaton | Cleave Farm | Weare Giffard | Bideford | Devon | EX39 4QX | United Kingdom | 248834 | 122202 | Alverdiscott Sgp | East Yelland Bsp | Bideford Main | 33 | Western Power Distribution (South West) Plc | Solar | Photovoltaic | No |  | 0 | 3.61 | Advanced Fuel (produced via gasification or pyrolysis of biofuel or waste) | Engine (combustion / reciprocating) |  |  |  |  | Advanced Fuel (produced via gasification or pyrolysis of biofuel or waste) | Engine (combustion / reciprocating) | [5 empty] | Connected | 3.61 | 3.98 | 4.1895 | 0.05 | 0.0526 | 2013-10-25 | [13 empty] | 2022-04-04 01:01
2200042278956 | 2200042278947 | Steadfast molland solar limited | South molton bommertown farm, commertown cross roads | Bommertown Farm | Bottreaux Mill | South molton | Devon | EX36 3PS | United Kingdom | 281864 | 126098 | Taunton Sgp | Taunton Main Bsp | Wiveliscombe | 33 | Western Power Distribution (South West) Plc | Solar | Photovoltaic | No |  | 0 | 4.08 | Advanced Fuel (produced via gasification or pyrolysis of biofuel or waste) | Engine (combustion / reciprocating) |  |  |  |  | Advanced Fuel (produced via gasification or pyrolysis of biofuel or waste) | Engine (combustion / reciprocating) | [5 empty] | Connected | 4.08 | 4.08 | 4.2947 | 0.06 | 0.0632 | 2015-12-04 | [13 empty] | 2022-04-04 01:01
2200042279417 | 2200042279408 | Lightsource spv 1 limited | Tavistock tredown solar farm | Solar Farm | Tredown, Kelly | Tavistock | Devon | PL19 0QT | United Kingdom | 23996 | 8151 | Alverdiscott Sgp | Pyworthy Bsp | Lifton | 11 | Western Power Distribution (South West) Plc | Solar | Photovoltaic | No |  | 0 | 1.104 | Advanced Fuel (produced via gasification or pyrolysis of biofuel or waste) | Engine (combustion / reciprocating) |  |  |  |  | Advanced Fuel (produced via gasification or pyrolysis of biofuel or waste) | Engine (combustion / reciprocating) | [5 empty] | Connected | 1.104 | 1.2 | 1.2632 | 0.05 | 0.0526 | 2013-08-01 | [13 empty] | 2022-04-04 01:01
2200042291229 | 2200042291210 | Arevalous power spv 1 limited | Rockbeare, till house, saundercroft road | Till House | Saunderscroft Road, Rockbeare | Exeter | Devon | EX5 2EE | United Kingdom |  |  | Exeter Main Sgp | Exeter Main Bsp |  | 33 | Western Power Distribution (South West) Plc | Solar | Photovoltaic | No |  | 0 | 8.05 | Advanced Fuel (produced via gasification or pyrolysis of biofuel or waste) | Engine (combustion / reciprocating) |  |  |  |  | Advanced Fuel (produced via gasification or pyrolysis of biofuel or waste) | Engine (combustion / reciprocating) | [5 empty] | Connected | 8.05 | 8.05 | 8.4737 | 0.1 | 0.1053 | 2014-03-28 | [13 empty] | 2022-04-04 01:01
2200042297587 | 2200042297550 | Aurum solar bodmin limited | Bodmin outland woods, bodiniel farm | Lower Bodiniel Farm | Bodiniel | Bodmin | Cornwall | PL31 2PF | United Kingdom | 205785 | 67971 | Indian Queens Sgp | St Tudy Bsp | Bodmin | 33 | Western Power Distribution (South West) Plc | Solar | Photovoltaic | No |  | 0 | 4.2 | Advanced Fuel (produced via gasification or pyrolysis of biofuel or waste) | Engine (combustion / reciprocating) |  |  |  |  | Advanced Fuel (produced via gasification or pyrolysis of biofuel or waste) | Engine (combustion / reciprocating) | [5 empty] | Connected | 4.2 | 4.2 | 4.4211 | 0.03 | 0.0316 | 2014-03-31 | [13 empty] | 2022-04-04 01:01
2200042302252 | 2200042302243 | Mells park trust | Soho farm solar array | Soho Farm | Soho, Leigh Upon Mendip | Radstock | Somerset | BA3 5RD | United Kingdom | 369603 | 148080 | Seabank Sgp | Radstock Bsp 132Kv | Newbury | 11 | Western Power Distribution (South West) Plc | Solar | Photovoltaic | No |  | 0 | 1.5 | Advanced Fuel (produced via gasification or pyrolysis of biofuel or waste) | Engine (combustion / reciprocating) |  |  |  |  | Advanced Fuel (produced via gasification or pyrolysis of biofuel or waste) | Engine (combustion / reciprocating) | [5 empty] | Connected | 1.5 | 1.5 | 1.5789 | 0.045 | 0.0474 | 2014-02-01 | [13 empty] | 2022-04-04 01:01
2200042305485 | 2200042305476 | Blackdown solar power limited | Tricky warren pv farm | Disused Airfield | Trickey Warren Lane, Churchingford, Culmhead | Taunton | Somerset | TA3 7DY | United Kingdom |  |  | Taunton Sgp | Taunton Main Bsp |  | 33 | Western Power Distribution (South West) Plc | Solar | Photovoltaic | No |  | 0 | 7.14 | Advanced Fuel (produced via gasification or pyrolysis of biofuel or waste) | Engine (combustion / reciprocating) |  |  |  |  | Advanced Fuel (produced via gasification or pyrolysis of biofuel or waste) | Engine (combustion / reciprocating) | [5 empty] | Connected | 7.14 | 7.17 | 7.5474 | 0.025 | 0.0263 | 2014-01-16 | [13 empty] | 2022-04-04 01:01
2200042308040 | 2200042308031 | Photon power limited | Radstock whitchurch farm, ston easton | Whitchurch Farm | Ston Easton | Radstock | Somerset | BA3 4DW | United Kingdom | 363439 | 153553 | Seabank Sgp | Radstock Bsp 132Kv |  | 33 | Western Power Distribution (South West) Plc | Solar | Photovoltaic | No |  | 0 | 4.98 | Advanced Fuel (produced via gasification or pyrolysis of biofuel or waste) | Engine (combustion / reciprocating) |  |  |  |  | Advanced Fuel (produced via gasification or pyrolysis of biofuel or waste) | Engine (combustion / reciprocating) | [5 empty] | Connected | 4.98 | 5 | 5.2632 | 0.01 | 0.0105 | 2013-12-20 | [13 empty] | 2022-04-04 01:01
2200042312881 | 2200042312872 | Beeston solar energy limited | South molton kingsland barton | Kingsland Barton | Nadder Lane | South molton | Devon | EX36 4HP | United Kingdom | 269896 | 125901 | Alverdiscott Sgp | Barnstaple Bsp |  | 33 | Western Power Distribution (South West) Plc | Solar | Photovoltaic | No |  | 0 | 5 | Advanced Fuel (produced via gasification or pyrolysis of biofuel or waste) | Engine (combustion / reciprocating) |  |  |  |  | Advanced Fuel (produced via gasification or pyrolysis of biofuel or waste) | Engine (combustion / reciprocating) | [5 empty] | Connected | 5 | 5.25 | 5.5263 | 0.05 | 0.0526 | 2014-02-21 | [13 empty] | 2022-04-04 01:01
2200042314995 | 2200042314986 | Mendip solar ltd | Chewton mendip shooters bottom solar farm townshead lane | Shooters Bottom Farm | Chewton Mendip | Radstock | North Somerset | BA3 4LU | United Kingdom | 359521 | 150471 | Seabank Sgp | Radstock Bsp 132Kv |  | 33 | Western Power Distribution (South West) Plc | Solar | Photovoltaic | No |  | 0 | 6.3675 | Advanced Fuel (produced via gasification or pyrolysis of biofuel or waste) | Engine (combustion / reciprocating) |  |  |  |  | Advanced Fuel (produced via gasification or pyrolysis of biofuel or waste) | Engine (combustion / reciprocating) | [5 empty] | Connected | 6.3675 | 6.368 | 6.7032 | 0.025 | 0.0263 | 2014-02-06 | [13 empty] | 2022-04-04 01:01
2200042315749 | 2200042315730 | Kernick and trethosa solar limited | St columb, st stephen solar park | Tresotha Downs | St Stephen | St austell | Cornwall | PL26 7QJ | United Kingdom |  |  | Indian Queens Sgp | Fraddon Bsp | Drinnick | 33 | Western Power Distribution (South West) Plc | Solar | Photovoltaic | No |  | 0 | 11.76 | Advanced Fuel (produced via gasification or pyrolysis of biofuel or waste) | Engine (combustion / reciprocating) |  |  |  |  | Advanced Fuel (produced via gasification or pyrolysis of biofuel or waste) | Engine (combustion / reciprocating) | [5 empty] | Connected | 11.76 | 11.76 | 12.3789 | 0.05 | 0.0526 | 2014-03-25 | [13 empty] | 2022-04-04 01:01
2200042315785 | 2200042315776 | Elgin energy 8 limited | Liskeard trewidland farm st keyne | Trewidland Farm | Pensipple Cottage, St Keyne | Liskeard | Cornwall | PL14 4SP | United Kingdom |  |  | Landulph Sgp | St Germans Bsp |  | 33 | Western Power Distribution (South West) Plc | Solar | Photovoltaic | No |  | 0 | 5.4 | Advanced Fuel (produced via gasification or pyrolysis of biofuel or waste) | Engine (combustion / reciprocating) |  |  |  |  | Advanced Fuel (produced via gasification or pyrolysis of biofuel or waste) | Engine (combustion / reciprocating) | [5 empty] | Connected | 5.4 | 5 | 5.2632 | 0.03 | 0.0316 | 2014-03-14 | [13 empty] | 2022-04-04 01:01
2200042316789 | 2200042316751 | Solar energy renewables llp | Highbridge watchfield lawn pilmore lane | Pilmore Lane | Watchfield Lawn, Watchfield | Highbridge | Somerset | TA9 4LA | United Kingdom | 334922 | 147893 | Bridgwater Sgp | Bridgwater Grid Bsp | Watchfield | 33 | Western Power Distribution (South West) Plc | Solar | Photovoltaic | No |  | 0 | 7.92 | Advanced Fuel (produced via gasification or pyrolysis of biofuel or waste) | Engine (combustion / reciprocating) |  |  |  |  | Advanced Fuel (produced via gasification or pyrolysis of biofuel or waste) | Engine (combustion / reciprocating) | [5 empty] | Connected | 7.92 | 8.14 | 8.5684 | 0.09 | 0.0947 | 2014-02-28 | [13 empty] | 2022-04-04 01:01
2200042323137 | 2200042323128 | Ks spv 21 limited | Saltash,north wayton farm | North Wayton Farmhouse | Landulph | Saltash | Cornwall | PL12 6QQ | United Kingdom | 241945 | 63221 | Landulph Sgp | Landulph Bsp |  | 33 | Western Power Distribution (South West) Plc | Solar | Photovoltaic | No |  | 0 | 6.67 | Advanced Fuel (produced via gasification or pyrolysis of biofuel or waste) | Engine (combustion / reciprocating) |  |  |  |  | Advanced Fuel (produced via gasification or pyrolysis of biofuel or waste) | Engine (combustion / reciprocating) | [5 empty] | Connected | 6.67 | 6.67 | 7.021 | 0.09 | 0.0947 | 2014-03-24 | [13 empty] | 2022-04-04 01:01
2200042324460 | 2200042324450 | Lightsource spv 59 limited | Great torrington week farm solar park (ehv) | Week Farm |  | Great torrington | Devon | EX38 7HU | United Kingdom |  |  | Alverdiscott Sgp | East Yelland Bsp | Bideford Main | 33 | Western Power Distribution (South West) Plc | Solar | Photovoltaic | No |  | 0 | 2.88 | Advanced Fuel (produced via gasification or pyrolysis of biofuel or waste) | Engine (combustion / reciprocating) |  |  |  |  | Advanced Fuel (produced via gasification or pyrolysis of biofuel or waste) | Engine (combustion / reciprocating) | [5 empty] | Connected | 2.88 | 3.168 | 3.3347 | 0.05 | 0.0526 | 2014-03-18 | [13 empty] | 2022-04-04 01:01
2200042326059 | 2200042326040 | Capital stage cullompton limited | Cullompton, westcott, | Winham Farm | Westcott | Cullompton | Devon | EX15 1SA | United Kingdom | 301972 | 103976 | Exeter Main Sgp | Tiverton Bsp | Cullompton | 33 | Western Power Distribution (South West) Plc | Solar | Photovoltaic | No |  | 0 | 3.6 | Advanced Fuel (produced via gasification or pyrolysis of biofuel or waste) | Engine (combustion / reciprocating) |  |  |  |  | Advanced Fuel (produced via gasification or pyrolysis of biofuel or waste) | Engine (combustion / reciprocating) | [5 empty] | Connected | 3.6 | 4.082 | 4.2968 | 0.06 | 0.0632 | 2015-12-21 | [13 empty] | 2022-04-04 01:01
2200042329069 | 2200042329050 | Pitts farm limited | Dinder, pitts farm | Pitts Farm | Chilcote Lane, Chilcote | Wells | Somerset | BA5 3DX | United Kingdom | 359176 | 146235 | Seabank Sgp | Radstock Bsp 132Kv |  | 33 | Western Power Distribution (South West) Plc | Solar | Photovoltaic | No |  | 0 | 2.4 | Advanced Fuel (produced via gasification or pyrolysis of biofuel or waste) | Engine (combustion / reciprocating) |  |  |  |  | Advanced Fuel (produced via gasification or pyrolysis of biofuel or waste) | Engine (combustion / reciprocating) | [5 empty] | Connected | 2.4 | 2.4 | 2.5263 | 0.05 | 0.0526 | 2014-03-25 | [13 empty] | 2022-04-04 01:01
2200042329087 | 2200042329078 | Crapnell farm limited | Dinder farm, chilcote, nr wells | Dinder Farm | Chilcote | Wells | Somerset | BA5 3DX | United Kingdom |  |  | Seabank Sgp | Radstock Bsp 132Kv |  | 33 | Western Power Distribution (South West) Plc | Solar | Photovoltaic | No |  | 0 | 3.37 | Advanced Fuel (produced via gasification or pyrolysis of biofuel or waste) | Engine (combustion / reciprocating) |  |  |  |  | Advanced Fuel (produced via gasification or pyrolysis of biofuel or waste) | Engine (combustion / reciprocating) | [5 empty] | Connected | 3.37 | 3.37 | 3.5474 | 0.05 | 0.0526 | 2014-03-25 | [13 empty] | 2022-04-04 01:01
2200042333687 | 2200042333678 | Voltaise (uk) limited | Bodmin kerriers farm solar park | Kerriers Farm | Withiel | Bodmin | Cornwall | PL30 5LP | United Kingdom |  |  | Indian Queens Sgp | St Tudy Bsp | Bodmin | 33 | Western Power Distribution (South West) Plc | Solar | Photovoltaic | No |  | 0 | 8.16 | Advanced Fuel (produced via gasification or pyrolysis of biofuel or waste) | Engine (combustion / reciprocating) |  |  |  |  | Advanced Fuel (produced via gasification or pyrolysis of biofuel or waste) | Engine (combustion / reciprocating) | [5 empty] | Connected | 8.16 | 8.16 | 8.5895 | 0.05 | 0.0526 | 2014-03-31 | [13 empty] | 2022-04-04 01:01
2200042333710 | 2200042333701 | Keystone power limited | Plymouth energy park stor 1 (former toshiba factory) ernesettle lane |  | Ernesettle Lane, Ernesettle | Plymouth | Devon | PL5 2TT | United Kingdom |  |  | Landulph Sgp | Ernesettle Bsp |  | 33 | Western Power Distribution (South West) Plc | Stored Energy (all stored energy irrespective of the original energy source) | Storage - Electrochemical (Batteries) | No |  | 0 | 19.2 | Advanced Fuel (produced via gasification or pyrolysis of biofuel or waste) | Engine (combustion / reciprocating) |  |  |  |  | Advanced Fuel (produced via gasification or pyrolysis of biofuel or waste) | Engine (combustion / reciprocating) | [5 empty] | Connected | 19.2 | 20 | 21.0526 | 0.2 | 0.2105 | 2014-05-15 | [13 empty] | 2022-04-04 01:01
2200042333739 | 2200030348294 | Yeo valley farms (production) ltd | Blagdon lag farm production bath road | Lag Farm | Bath Road, Blagdon | Bristol |  | BS40 7SG | United Kingdom |  |  | Bridgwater Sgp | Churchill Bsp 132Kv | Blagdon 33/11Kv S/S | 11 | Western Power Distribution (South West) Plc | Solar | Photovoltaic | No |  | 0 | 0.5 | Advanced Fuel (produced via gasification or pyrolysis of biofuel or waste) | Engine (combustion / reciprocating) |  |  |  |  | Advanced Fuel (produced via gasification or pyrolysis of biofuel or waste) | Engine (combustion / reciprocating) | [5 empty] | Connected | 0.5 | 0.5 | 0.5263 | 3 | 3.1579 | 2014-01-14 | [13 empty] | 2022-04-04 01:01
2200042334139 | 2200030348790 | Devonport royal dockyard limited | Plymouth devonport royal dockyard north/central intake | North Intake Proposed Generator | Babcock International Group, H M Dockyard | Plymouth | Devon | PL1 4SG | United Kingdom | 245190 | 54599 | Landulph Sgp | Ernesettle Bsp | North Intake | 33 | Western Power Distribution (South West) Plc | Waste | Steam-gas turbine (CCGT) | No |  | 0 | 54 | Waste | Steam turbine (thermal power plant) | No |  | 0 | 28 | Advanced Fuel (produced via gasification or pyrolysis of biofuel or waste) | Engine (combustion / reciprocating) | [5 empty] | Connected | 82 | 23.9 | 25.1579 | 35 | 36.8421 | 2015-06-18 | [13 empty] | 2022-04-04 01:01
2200042334148 | 2200030348790 | Devonport royal dockyard limited | Plymouth devonport royal dockyard north/central intake | North & Central Intake | H M Dockyard Devonport | Plymouth | Devon | PL1 4SG | United Kingdom | 245190 | 54599 | Landulph Sgp | Milehouse Bsp | Central Intake | 33 | Western Power Distribution (South West) Plc | Waste | Steam-gas turbine (CCGT) | No |  | 0 | 54 | Waste | Steam turbine (thermal power plant) | No |  | 0 | 28 | Advanced Fuel (produced via gasification or pyrolysis of biofuel or waste) | Engine (combustion / reciprocating) | [5 empty] | Connected | 82 | 23.9 | 25.1579 | 35 | 36.8421 | 2015-06-18 | [13 empty] | 2022-04-04 01:01
2200042340230 | 2200042340220 | Goonhilly solar limited | Goonhilly 33kv solar park | Goonhilly Solar Park | Goonhilly | Lizard | Cornwall | TR12 7AZ | United Kingdom |  |  | Indian Queens Sgp | Rame Bsp | St Keverne | 33 | Western Power Distribution (South West) Plc | Solar | Photovoltaic | No |  | 0 | 3.96 | Advanced Fuel (produced via gasification or pyrolysis of biofuel or waste) | Engine (combustion / reciprocating) |  |  |  |  | Advanced Fuel (produced via gasification or pyrolysis of biofuel or waste) | Engine (combustion / reciprocating) | [5 empty] | Connected | 3.96 | 3.96 | 4.1684 | 0.1 | 0.1053 | 2014-03-07 | [13 empty] | 2022-04-04 01:01
2200042340824 | 2200042340745 | Gpp langstone llp | Totnes bidwell near dartington |  | Southdown Farm, Dartington | Totnes | Devon | TQ9 6DU | United Kingdom |  |  | Abham Sgp | Totnes Bsp |  | 33 | Western Power Distribution (South West) Plc | Solar | Photovoltaic | No |  | 0 | 5 | Advanced Fuel (produced via gasification or pyrolysis of biofuel or waste) | Engine (combustion / reciprocating) |  |  |  |  | Advanced Fuel (produced via gasification or pyrolysis of biofuel or waste) | Engine (combustion / reciprocating) | [5 empty] | Connected | 5 | 5 | 5.2632 | 0.025 | 0.0263 | 2015-03-01 | [13 empty] | 2022-04-04 01:01
2200042340889 | 2200042340851 | Gpp langstone llp | Taunton lower marsh farm pv site 1 | Lower Marsh Farm | Kingston St Mary | Taunton | Somerset | TA2 8AB | United Kingdom | 322418 | 127892 | Taunton Sgp | Taunton Main Bsp | Staplegrove | 11 | Western Power Distribution (South West) Plc | Solar | Photovoltaic | No |  | 0 | 2.5 | Advanced Fuel (produced via gasification or pyrolysis of biofuel or waste) | Engine (combustion / reciprocating) |  |  |  |  | Advanced Fuel (produced via gasification or pyrolysis of biofuel or waste) | Engine (combustion / reciprocating) | [5 empty] | Connected | 2.5 | 2.5 | 2.6316 | 0.045 | 0.0474 | 2014-03-20 | [13 empty] | 2022-04-04 01:01
2200042340903 | 2200042340898 | Gpp langstone llp | Taunton lower marsh farm pv site 2 | Lower Marsh Farm | Kingston St Mary | Taunton | Somerset | TA2 8AB | United Kingdom | 322418 | 127892 | Taunton Sgp | Taunton Main Bsp | Staplegrove | 11 | Western Power Distribution (South West) Plc | Solar | Photovoltaic | No |  | 0 | 2.5 | Advanced Fuel (produced via gasification or pyrolysis of biofuel or waste) | Engine (combustion / reciprocating) |  |  |  |  | Advanced Fuel (produced via gasification or pyrolysis of biofuel or waste) | Engine (combustion / reciprocating) | [5 empty] | Connected | 2.5 | 2.5 | 2.6316 | 0.045 | 0.0474 | 2014-03-20 | [13 empty] | 2022-04-04 01:01
2200042342041 | 2200042342032 | Wse pyde drove limited | Pyde drove, woolavington,somerset | Pyde Drove |  | Woolavington | Somerset | TA7 8FF | United Kingdom |  |  | Bridgwater Sgp | Bridgwater Grid Bsp |  | 33 | Western Power Distribution (South West) Plc | Solar | Photovoltaic | No |  | 0 | 6.6 | Advanced Fuel (produced via gasification or pyrolysis of biofuel or waste) | Engine (combustion / reciprocating) |  |  |  |  | Advanced Fuel (produced via gasification or pyrolysis of biofuel or waste) | Engine (combustion / reciprocating) | [5 empty] | Connected | 6.6 | 7 | 7.3684 | 0.06 | 0.0632 | 2014-03-21 | [13 empty] | 2022-04-04 01:01
2200042342079 | 2200042342060 | Trehawke solar limited | Liskeard, trehawke farm, menheniot |  | Trehawke Farm, Menheniot | Liskeard | Cornwall | PL14 3RH | United Kingdom |  |  | Landulph Sgp | St Germans Bsp |  | 33 | Western Power Distribution (South West) Plc | Solar | Photovoltaic | No |  | 0 | 9.1 | Advanced Fuel (produced via gasification or pyrolysis of biofuel or waste) | Engine (combustion / reciprocating) |  |  |  |  | Advanced Fuel (produced via gasification or pyrolysis of biofuel or waste) | Engine (combustion / reciprocating) | [5 empty] | Connected | 9.1 | 9.1 | 9.5789 | 0.09 | 0.0947 | 2014-03-15 | [13 empty] | 2022-04-04 01:01
2200042343221 | 2200042343212 | Lightsource spv 2 limited | Shepton mallet new row farm | New Row Farm | Yelling Mill Lane, Downside | Shepton mallet | Somerset | BA4 4JT | United Kingdom | 363204 | 145130 | Seabank Sgp | Radstock Bsp 132Kv |  | 33 | Western Power Distribution (South West) Plc | Solar | Photovoltaic | No |  | 0 | 3.9 | Advanced Fuel (produced via gasification or pyrolysis of biofuel or waste) | Engine (combustion / reciprocating) |  |  |  |  | Advanced Fuel (produced via gasification or pyrolysis of biofuel or waste) | Engine (combustion / reciprocating) | [5 empty] | Connected | 3.9 | 3.9 | 4.1053 | 0.05 | 0.0526 | 2014-03-25 | [13 empty] | 2022-04-04 01:01
2200042346000 | 2200042345993 | Elgin energy 9 limited | Trequite, liskeard,cornwall | Trequite Farm | Menheniot | Liskeard | Cornwall | PL14 3RQ | United Kingdom | 232088 | 61132 | Landulph Sgp | St Germans Bsp |  | 33 | Western Power Distribution (South West) Plc | Solar | Photovoltaic | No |  | 0 | 11.88 | Advanced Fuel (produced via gasification or pyrolysis of biofuel or waste) | Engine (combustion / reciprocating) |  |  |  |  | Advanced Fuel (produced via gasification or pyrolysis of biofuel or waste) | Engine (combustion / reciprocating) | [5 empty] | Connected | 11.88 | 9.9 | 10.421 | 0.03 | 0.0316 | 2014-03-14 | [13 empty] | 2022-04-04 01:01
2200042348674 | 2200042348665 | Ks spv 11 limited | Truro nanteague solar farm, marazanvose | Import Mpan, Nanteague Farm |  | Marazanvose | Cornwall | TR4 9DH | United Kingdom | 179395 | 49468 | Indian Queens Sgp | Truro Bsp |  | 33 | Western Power Distribution (South West) Plc | Solar | Photovoltaic | No |  | 0 | 6.875 | Advanced Fuel (produced via gasification or pyrolysis of biofuel or waste) | Engine (combustion / reciprocating) |  |  |  |  | Advanced Fuel (produced via gasification or pyrolysis of biofuel or waste) | Engine (combustion / reciprocating) | [5 empty] | Connected | 6.875 | 6.875 | 7.2368 | 0.06 | 0.0632 | 2015-01-26 | [13 empty] | 2022-04-04 01:01
2200042348692 | 2200042348683 | Lightsource spv 24 limited | Clann farm 1mwp solar | Clann Farm | Clann Lane, Lanivet | Bodmin | Cornwall | PL30 5HD | United Kingdom | 203546 | 63978 | Indian Queens Sgp | St Tudy Bsp | Bodmin | 11 | Western Power Distribution (South West) Plc | Solar | Photovoltaic | No |  | 0 | 1 | Advanced Fuel (produced via gasification or pyrolysis of biofuel or waste) | Engine (combustion / reciprocating) |  |  |  |  | Advanced Fuel (produced via gasification or pyrolysis of biofuel or waste) | Engine (combustion / reciprocating) | [5 empty] | Connected | 1 | 1 | 1.0526 | 0.05 | 0.0526 | 2014-11-01 | [13 empty] | 2022-04-04 01:01
2200042349748 | 2200042349739 | Good energy carloggas solar park (009) limited | St austell carloggas farm st stephen, | Carloggas Farm | St Stephen | St austell | Cornwall | PL26 7RA | United Kingdom | 195503 | 54111 | Indian Queens Sgp | Fraddon Bsp | Drinnick | 33 | Western Power Distribution (South West) Plc | Solar | Photovoltaic | No |  | 0 | 8.3048 | Advanced Fuel (produced via gasification or pyrolysis of biofuel or waste) | Engine (combustion / reciprocating) |  |  |  |  | Advanced Fuel (produced via gasification or pyrolysis of biofuel or waste) | Engine (combustion / reciprocating) | [5 empty] | Connected | 8.3048 | 8.305 | 8.7421 | 0.23 | 0.2421 | 2015-02-03 | [13 empty] | 2022-04-04 01:01
2200042350168 | 2200042350159 | Strawberry fields farm shop limited | Strawberry fields lifton down lifton | Farm Shop |  | Lifton | Devon | PL16 0DE | United Kingdom | 237657 | 85405 | Alverdiscott Sgp | Pyworthy Bsp | Lifton | 11 | Western Power Distribution (South West) Plc | Wind | Onshore wind turbines | No |  | 0 | 1 | Solar | Photovoltaic | No |  | 0 | 0.05 | Advanced Fuel (produced via gasification or pyrolysis of biofuel or waste) | Engine (combustion / reciprocating) | [5 empty] | Connected | 1.05 | 1.05 | 1.1053 | 0.42 | 0.4421 | 2016-09-09 | [13 empty] | 2022-04-04 01:01
2200042352183 | 2200042352174 | Sunsave 12 (derriton fields) limited | Derriton fields, holsworthy | Derriton Fields | Holsworthy | Barnstaple | Devon | EX22 6JX | United Kingdom |  |  | Alverdiscott Sgp | Pyworthy Bsp |  | 33 | Western Power Distribution (South West) Plc | Solar | Photovoltaic | No |  | 0 | 9.52 | Advanced Fuel (produced via gasification or pyrolysis of biofuel or waste) | Engine (combustion / reciprocating) |  |  |  |  | Advanced Fuel (produced via gasification or pyrolysis of biofuel or waste) | Engine (combustion / reciprocating) | [5 empty] | Connected | 9.52 | 9.52 | 10.021 | 0.06 | 0.0632 | 2014-03-19 | [13 empty] | 2022-04-04 01:01
2200042354214 | 2200042354205 | Woodland barton wind llp | Roche woodland barton victoria windfarm | Woodland Barton Windfarm | South Side Of A30, Victoria Junction | Roche | Cornwall | PL26 8LJ | United Kingdom |  |  | Indian Queens Sgp | St Austell Bsp | Bugle | 33 | Western Power Distribution (South West) Plc | Wind | Onshore wind turbines | No |  | 0 | 3.8 | Advanced Fuel (produced via gasification or pyrolysis of biofuel or waste) | Engine (combustion / reciprocating) |  |  |  |  | Advanced Fuel (produced via gasification or pyrolysis of biofuel or waste) | Engine (combustion / reciprocating) | [5 empty] | Connected | 3.8 | 3.8 | 4 | 0.05 | 0.0526 | 2014-08-15 | [13 empty] | 2022-04-04 01:01
2200042356285 | 2200042356276 | Galsworthy wind park limited | Bideford galsworthy wind farm | Galsworthy Farm | Buckland Brewer | Bideford | Devon | EX39 5NR | United Kingdom |  |  | Alverdiscott Sgp |  |  | 132 | Western Power Distribution (South West) Plc | Wind | Onshore wind turbines | No |  | 0 | 9.2 | Advanced Fuel (produced via gasification or pyrolysis of biofuel or waste) | Engine (combustion / reciprocating) |  |  |  |  | Advanced Fuel (produced via gasification or pyrolysis of biofuel or waste) | Engine (combustion / reciprocating) | [5 empty] | Connected | 9.2 | 9.2 | 9.6842 | 1 | 1.0526 | 2014-10-31 | [13 empty] | 2022-04-04 01:01
2200042382639 | 2200042382620 | Nextpower gover farm limited | Truro - gover park, gover hill, mount hawke |  | Gover Park, Gover Hill, Mount Hawke | Truro | Cornwall | TR4 8BH | United Kingdom |  |  | Indian Queens Sgp | Camborne Bsp |  | 33 | Western Power Distribution (South West) Plc | Solar | Photovoltaic | No |  | 0 | 7.75 | Advanced Fuel (produced via gasification or pyrolysis of biofuel or waste) | Engine (combustion / reciprocating) |  |  |  |  | Advanced Fuel (produced via gasification or pyrolysis of biofuel or waste) | Engine (combustion / reciprocating) | [5 empty] | Connected | 7.75 | 7.75 | 8.1579 | 0.05 | 0.0526 | 2014-10-16 | [13 empty] | 2022-04-04 01:01
2200042384200 | 2200042384194 | Equitix solar (5) limited | Canworthy solar farm, near canworthy water, | Canworthy Solar Farm | Canworthy Water | Launceston | Cornwall | PL15 8LY | United Kingdom |  |  | Alverdiscott Sgp |  |  | 132 | Western Power Distribution (South West) Plc | Solar | Photovoltaic | No |  | 0 | 32.8 | Advanced Fuel (produced via gasification or pyrolysis of biofuel or waste) | Engine (combustion / reciprocating) |  |  |  |  | Advanced Fuel (produced via gasification or pyrolysis of biofuel or waste) | Engine (combustion / reciprocating) | [5 empty] | Connected | 32.8 | 32.8 | 34.5263 | 0.2 | 0.2105 | 2014-11-01 | [13 empty] | 2022-04-04 01:01
2200042385462 | 2200042385453 | Airvolution energy (garlenick) limited | Truro garlenick estate |  | Garlenick Estate, Grampound | Truro | Cornwall | TR2 4RQ | United Kingdom |  |  | Indian Queens Sgp | Fraddon Bsp |  | 33 | Western Power Distribution (South West) Plc | Wind | Onshore wind turbines | No |  | 0 | 4 | Advanced Fuel (produced via gasification or pyrolysis of biofuel or waste) | Engine (combustion / reciprocating) |  |  |  |  | Advanced Fuel (produced via gasification or pyrolysis of biofuel or waste) | Engine (combustion / reciprocating) | [5 empty] | Connected | 4 | 4 | 4.2105 | 0.1 | 0.1053 | 2014-10-24 | [13 empty] | 2022-04-04 01:01
2200042387502 | 2200042387497 | Kenwyn solar limited | Four burrows 2, three burrows, truro | Four Burrows Solar Park |  | Penhallow | Cornwall | TR4 9NG | United Kingdom | 176169 | 49839 | Indian Queens Sgp | Truro Bsp |  | 33 | Western Power Distribution (South West) Plc | Solar | Photovoltaic | No |  | 0 | 6.06 | Advanced Fuel (produced via gasification or pyrolysis of biofuel or waste) | Engine (combustion / reciprocating) |  |  |  |  | Advanced Fuel (produced via gasification or pyrolysis of biofuel or waste) | Engine (combustion / reciprocating) | [5 empty] | Connected | 6.06 | 6 | 6.3158 | 0.05 | 0.0526 | 2014-12-05 | [13 empty] | 2022-04-04 01:01
2200042392502 | 2200042392497 | Good energy creathorne farm solar park (003) limited | Hazel solar creathorne farm poundstock | Hazel Pv Array Creathorne Solar Farm | Access To Creathorne Farm, Poundstock | Bude | Cornwall | EX23 0NE | United Kingdom | 221281 | 102438 | Alverdiscott Sgp | Pyworthy Bsp | Stratton | 11 | Western Power Distribution (South West) Plc | Solar | Photovoltaic | No |  | 0 | 1.85 | Advanced Fuel (produced via gasification or pyrolysis of biofuel or waste) | Engine (combustion / reciprocating) |  |  |  |  | Advanced Fuel (produced via gasification or pyrolysis of biofuel or waste) | Engine (combustion / reciprocating) | [5 empty] | Connected | 1.85 | 1.85 | 1.9474 | 0.05 | 0.0526 | 2014-07-31 | [13 empty] | 2022-04-04 01:01
2200042398220 | 2200042398211 | Redlands solar farm limited | Redlands farm, bridgwater, somerset | Redlands Farm | Taunton Road, Pedwell | Bridgwater | Somerset | TA7 9BG | United Kingdom | 343020 | 135884 | Bridgwater Sgp | Bridgwater Grid Bsp |  | 33 | Western Power Distribution (South West) Plc | Solar | Photovoltaic | No |  | 0 | 5.28 | Advanced Fuel (produced via gasification or pyrolysis of biofuel or waste) | Engine (combustion / reciprocating) |  |  |  |  | Advanced Fuel (produced via gasification or pyrolysis of biofuel or waste) | Engine (combustion / reciprocating) | [5 empty] | Connected | 5.28 | 5.28 | 5.5579 | 0.03 | 0.0316 | 2014-11-20 | [13 empty] | 2022-04-04 01:01
2200042400873 | 2200042400864 | Liverton 2014 limited | Exmouth liverton farm salterton road | Liverton Farm | Salterton Road | Exmouth | Devon | EX8 5BW | United Kingdom | 303489 | 82581 | Exeter Main Sgp | Exmouth Bsp |  | 33 | Western Power Distribution (South West) Plc | Solar | Photovoltaic | No |  | 0 | 3.91 | Advanced Fuel (produced via gasification or pyrolysis of biofuel or waste) | Engine (combustion / reciprocating) |  |  |  |  | Advanced Fuel (produced via gasification or pyrolysis of biofuel or waste) | Engine (combustion / reciprocating) | [5 empty] | Connected | 3.91 | 3.91 | 4.1158 | 0.04 | 0.0421 | 2015-02-01 | [13 empty] | 2022-04-04 01:01
2200042400891 | 2200042400882 | Tengore solar limited | Tengore lane, langport |  | Tengore Lane | Langport | Somerset | TA10 9JL | United Kingdom | 344688 | 127168 | Bridgwater Sgp | Bridgwater Grid Bsp |  | 33 | Western Power Distribution (South West) Plc | Solar | Photovoltaic | No |  | 0 | 2.97 | Advanced Fuel (produced via gasification or pyrolysis of biofuel or waste) | Engine (combustion / reciprocating) |  |  |  |  | Advanced Fuel (produced via gasification or pyrolysis of biofuel or waste) | Engine (combustion / reciprocating) | [5 empty] | Connected | 2.97 | 2.97 | 3.1263 | 0.025 | 0.0263 | 2015-02-05 | [13 empty] | 2022-04-04 01:01
2200042407879 | 2200042407860 | Tope farm solar limited | Totnes near yonder park, blackawton, | Yonder Parks | Sportsmans Arms Ph, Blackawton | Totnes | Devon | TQ9 7DR | United Kingdom | 283048 | 52733 | Abham Sgp | Paignton Bsp | Dartmouth | 33 | Western Power Distribution (South West) Plc | Solar | Photovoltaic | No |  | 0 | 2.97 | Advanced Fuel (produced via gasification or pyrolysis of biofuel or waste) | Engine (combustion / reciprocating) |  |  |  |  | Advanced Fuel (produced via gasification or pyrolysis of biofuel or waste) | Engine (combustion / reciprocating) | [5 empty] | Connected | 2.97 | 2.97 | 3.1263 | 0.025 | 0.0263 | 2014-09-15 | [13 empty] | 2022-04-04 01:01
2200042410339 | 2200042410310 | Lightsource spv 87 limited | Somerton somerton door solar park |  | Somerton Door, Grove Lane | Somerton | Somerset | TA11 6JA | United Kingdom |  |  | Bridgwater Sgp | Bridgwater Grid Bsp |  | 33 | Western Power Distribution (South West) Plc | Solar | Photovoltaic | No |  | 0 | 7.35 | Advanced Fuel (produced via gasification or pyrolysis of biofuel or waste) | Engine (combustion / reciprocating) |  |  |  |  | Advanced Fuel (produced via gasification or pyrolysis of biofuel or waste) | Engine (combustion / reciprocating) | [5 empty] | Connected | 7.35 | 7.43 | 7.821 | 0.075 | 0.0789 | 2014-11-24 | [13 empty] | 2022-04-04 01:01
2200042414867 | 2200042414858 | Tgc solar carditch drove limited | Congresbury carditch drove |  | Carditch Drove, Congresbury | Bristol | North Somerset | BS49 5JX | United Kingdom |  |  | Bridgwater Sgp | Churchill Bsp 132Kv |  | 33 | Western Power Distribution (South West) Plc | Solar | Photovoltaic | No |  | 0 | 4.32 | Advanced Fuel (produced via gasification or pyrolysis of biofuel or waste) | Engine (combustion / reciprocating) |  |  |  |  | Advanced Fuel (produced via gasification or pyrolysis of biofuel or waste) | Engine (combustion / reciprocating) | [5 empty] | Connected | 4.32 | 4.32 | 4.5474 | 0.025 | 0.0263 | 2015-12-18 | [13 empty] | 2022-04-04 01:01
2200042416127 | 2200042416118 | Aton energy solar uk 1 limited | Taunton poundpool lane solar park, withymead | Withymead | Helland, North Curry | Taunton | Somerset | TA3 6DU | United Kingdom | 332838 | 124731 | Bridgwater Sgp | Bridgwater Grid Bsp | Creech St Michael | 11 | Western Power Distribution (South West) Plc | Solar | Photovoltaic | No |  | 0 | 1 | Advanced Fuel (produced via gasification or pyrolysis of biofuel or waste) | Engine (combustion / reciprocating) |  |  |  |  | Advanced Fuel (produced via gasification or pyrolysis of biofuel or waste) | Engine (combustion / reciprocating) | [5 empty] | Connected | 1 | 1 | 1.0526 | 0.045 | 0.0474 | 2014-11-01 | [13 empty] | 2022-04-04 01:01
2200042417803 | 2200042417798 | Capelands solar farm limited | Barnstaple capelands farm bratton fleming | Capelands | Bratton Fleming | Barnstaple | Devon | EX32 7JN | United Kingdom | 266576 | 138609 | Alverdiscott Sgp | Barnstaple Bsp |  | 33 | Western Power Distribution (South West) Plc | Solar | Photovoltaic | No |  | 0 | 7.524 | Advanced Fuel (produced via gasification or pyrolysis of biofuel or waste) | Engine (combustion / reciprocating) |  |  |  |  | Advanced Fuel (produced via gasification or pyrolysis of biofuel or waste) | Engine (combustion / reciprocating) | [5 empty] | Connected | 7.524 | 7.524 | 7.92 | 0.03 | 0.0316 | 2015-01-21 | [13 empty] | 2022-04-04 01:01
2200042418807 | 2200042418791 | East youlstone wind farm limited | East youlstone, bude, | East Youlstone | Youlstone | Bude | Cornwall | EX23 9PU | United Kingdom | 227609 | 115653 | Alverdiscott Sgp | Pyworthy Bsp | Stratton | 33 | Western Power Distribution (South West) Plc | Wind | Onshore wind turbines | No |  | 0 | 4 | Advanced Fuel (produced via gasification or pyrolysis of biofuel or waste) | Engine (combustion / reciprocating) |  |  |  |  | Advanced Fuel (produced via gasification or pyrolysis of biofuel or waste) | Engine (combustion / reciprocating) | [5 empty] | Connected | 4 | 4 | 4.2105 | 0.1 | 0.1053 | 2014-12-01 | [13 empty] | 2022-04-04 01:01
2200042420889 | 2200042420870 | Lightsource spv 110 limited | Northmoor, whitstone, nr holsworthy, | Northmoor | Whitstone | Holsworthy | Devon | EX22 6TD | United Kingdom |  |  | Alverdiscott Sgp |  |  | 132 | Western Power Distribution (South West) Plc | Solar | Photovoltaic | No |  | 0 | 12.77 | Wind | Onshore wind turbines | No |  | 0 | 1 | Advanced Fuel (produced via gasification or pyrolysis of biofuel or waste) | Engine (combustion / reciprocating) | [5 empty] | Connected | 13.77 | 0 | 0 | 0.2 | 0.2105 | 2016-12-01 | [13 empty] | 2022-04-04 01:01
2200042424768 | 2200042424759 | Nomansland biogas limited | Tiverton menchine farm ad plant | Ad Plant, Menchine Farm | Nomansland | Tiverton | Devon | EX16 8NP | United Kingdom | 283338 | 113536 | Exeter Main Sgp | Exeter City Bsp | Witheridge | 11 | Western Power Distribution (South West) Plc | Biofuel - Biogas from anaerobic digestion (excluding landfill & sewage) | Engine (combustion / reciprocating) | No |  | 0 | 2 | Biofuel - Landfill gas | Engine (combustion / reciprocating) | Yes |  | 0 | 0.6 | Solar | Photovoltaic | No |  | 0 | 0.3 |  | Connected | 2.9 | 1.9 | 2 | 0.3 | 0.3158 | 2015-12-11 | [13 empty] | 2022-04-04 01:01
2200042427021 | 2200042427012 | Windlend (cornwall) limited | Pennygillam industrial estate |  | Pennygillam Way | Launceston | Cornwall | PL15 7ED | United Kingdom | 23212 | 8351 | Alverdiscott Sgp | Pyworthy Bsp | Launceston | 11 | Western Power Distribution (South West) Plc | Wind | Onshore wind turbines | No |  | 0 | 1.26 | Advanced Fuel (produced via gasification or pyrolysis of biofuel or waste) | Engine (combustion / reciprocating) |  |  |  |  | Advanced Fuel (produced via gasification or pyrolysis of biofuel or waste) | Engine (combustion / reciprocating) | [5 empty] | Connected | 1.26 | 0.5 | 0.5263 | 0.05 | 0.0526 | 2014-12-01 | [13 empty] | 2022-04-04 01:01
2200042430770 | 2200030348470 | Hanson quarry products europe limited | Frome whatley quarry | Whatley Quarry | Whatley | Frome | Somerset | BA11 3LF | United Kingdom | 373273 | 147987 | Seabank Sgp | Radstock Bsp 132Kv | Whatley Qu Mells | 11 | Western Power Distribution (South West) Plc | Fossil - Oil | Engine (combustion / reciprocating) | No |  | 0 | 9.792 | Advanced Fuel (produced via gasification or pyrolysis of biofuel or waste) | Engine (combustion / reciprocating) |  |  |  |  | Advanced Fuel (produced via gasification or pyrolysis of biofuel or waste) | Engine (combustion / reciprocating) | [5 empty] | Connected | 9.792 | 7 | 7.3684 | 7 | 7.3684 | 2014-11-15 | [13 empty] | 2022-04-04 01:01
2200042432634 | 2200042432625 | Wilmington community solar limited | Marksbury solar park | Chelwood Road | Marksbury | Bath | Somerset | BA2 9JG | United Kingdom |  |  | Seabank Sgp | Radstock Bsp 132Kv | High Littleton | 33 | Western Power Distribution (South West) Plc | Solar | Photovoltaic | No |  | 0 | 1.995 | Advanced Fuel (produced via gasification or pyrolysis of biofuel or waste) | Engine (combustion / reciprocating) |  |  |  |  | Advanced Fuel (produced via gasification or pyrolysis of biofuel or waste) | Engine (combustion / reciprocating) | [5 empty] | Connected | 1.995 | 1.995 | 2.1 | 0.025 | 0.0263 | 2015-02-01 | [13 empty] | 2022-04-04 01:01
2200042433442 | 2200042433451 | Smart systems limited | Yatton arnolds way (smart systems) | Smart Systems Factory | Arnolds Way, Yatton | Bristol |  | BS49 4RH | United Kingdom | 34182 | 16619 | Bridgwater Sgp | Churchill Bsp 132Kv | Congresbury | 11 | Western Power Distribution (South West) Plc | Wind | Onshore wind turbines | No |  | 0 | 1 | Advanced Fuel (produced via gasification or pyrolysis of biofuel or waste) | Engine (combustion / reciprocating) |  |  |  |  | Advanced Fuel (produced via gasification or pyrolysis of biofuel or waste) | Engine (combustion / reciprocating) | [5 empty] | Connected | 1 | 1 | 1.0526 | 4 | 4.2105 | 2016-05-01 | [13 empty] | 2022-04-04 01:01
2200042437368 | 2200042437359 | Mts francis court solar limited | Exeter, francis court farm | Francis Court Farm | Poltimore | Exeter | Devon | EX4 0BQ | United Kingdom |  |  | Exeter Main Sgp | Sowton Bsp |  | 33 | Western Power Distribution (South West) Plc | Solar | Photovoltaic | No |  | 0 | 2.04 | Advanced Fuel (produced via gasification or pyrolysis of biofuel or waste) | Engine (combustion / reciprocating) |  |  |  |  | Advanced Fuel (produced via gasification or pyrolysis of biofuel or waste) | Engine (combustion / reciprocating) | [5 empty] | Connected | 2.04 | 3.4 | 3.5789 | 0.03 | 0.0316 | 2015-12-17 | [13 empty] | 2022-04-04 01:01
2200042442386 | 2200042442395 | Moorhouse community solar limited | Moorhouse solar hvm | Export Mapn | Moorhouse Lane, Hallen | Bristol | North Somerset | BS10 7RU | United Kingdom | 35446 | 17957 | Seabank Sgp | Avonmouth Bsp | Avonmouth | 11 | Western Power Distribution (South West) Plc | Solar | Photovoltaic | No |  | 0 | 1.5 | Advanced Fuel (produced via gasification or pyrolysis of biofuel or waste) | Engine (combustion / reciprocating) |  |  |  |  | Advanced Fuel (produced via gasification or pyrolysis of biofuel or waste) | Engine (combustion / reciprocating) | [5 empty] | Connected | 1.5 | 1.5 | 1.5789 | 0.03 | 0.0316 | 2015-03-01 | [13 empty] | 2022-04-04 01:01
2200042443325 | 2200042443316 | Stanley 2014 limited | Grange farm, northwood, winterbourne, bristol | Grange Farm | Old Gloucester Road, Winterbourne | Bristol | North Somerset | BS36 1RR | United Kingdom | 363842 | 182442 | Iron Acton Sgp | Lockleaze Bsp 132Kv |  | 33 | Western Power Distribution (South West) Plc | Solar | Photovoltaic | No |  | 0 | 17.16 | Advanced Fuel (produced via gasification or pyrolysis of biofuel or waste) | Engine (combustion / reciprocating) |  |  |  |  | Advanced Fuel (produced via gasification or pyrolysis of biofuel or waste) | Engine (combustion / reciprocating) | [5 empty] | Connected | 17.16 | 17.16 | 18.0632 | 0.03 | 0.0316 | 2014-11-10 | [13 empty] | 2022-04-04 01:01
2200042443361 | 2200042443352 | Trickey warren solar limited | Trickey warren, churchstanton, taunton |  | Tricky Warren Solar Farm | Culmhead |  | TA3 7DY | United Kingdom |  |  | Taunton Sgp | Taunton Main Bsp |  | 33 | Western Power Distribution (South West) Plc | Solar | Photovoltaic | No |  | 0 | 3.9 | Advanced Fuel (produced via gasification or pyrolysis of biofuel or waste) | Engine (combustion / reciprocating) |  |  |  |  | Advanced Fuel (produced via gasification or pyrolysis of biofuel or waste) | Engine (combustion / reciprocating) | [5 empty] | Connected | 3.9 | 3.9 | 4.1053 | 0.05 | 0.0526 | 2015-02-28 | [13 empty] | 2022-04-04 01:01
2200042446975 | 2200042446966 | Sune project6 limited | Steer point, brixton, devon | Gentian Hill | Steer Point | Brixton | Devon | PL8 2DQ | United Kingdom |  |  | Abham Sgp | Plympton Bsp |  | 33 | Western Power Distribution (South West) Plc | Solar | Photovoltaic | No |  | 0 | 3.91 | Advanced Fuel (produced via gasification or pyrolysis of biofuel or waste) | Engine (combustion / reciprocating) |  |  |  |  | Advanced Fuel (produced via gasification or pyrolysis of biofuel or waste) | Engine (combustion / reciprocating) | [5 empty] | Connected | 3.91 | 3.91 | 4.1158 | 0.02 | 0.021 | 2015-12-18 | [13 empty] | 2022-04-04 01:01
2200042446993 | 2200042446984 | Mts rydon solar limited | Rydon farm, ogwell, newton abbot | Rydon Farm | Ogwell | Newton abbot | Devon | TQ12 6DB | United Kingdom | 284136 | 68721 | Abham Sgp | Newton Abbot Bsp (Forde Road) |  | 33 | Western Power Distribution (South West) Plc | Solar | Photovoltaic | No |  | 0 | 8.25 | Advanced Fuel (produced via gasification or pyrolysis of biofuel or waste) | Engine (combustion / reciprocating) |  |  |  |  | Advanced Fuel (produced via gasification or pyrolysis of biofuel or waste) | Engine (combustion / reciprocating) | [5 empty] | Connected | 8.25 | 8.25 | 8.6842 | 0.06 | 0.0632 | 2015-03-01 | [13 empty] | 2022-04-04 01:01
2200042447019 | 2200042447000 | Heulwen solar limited | Congresbury iwood lane solar park | Iwood Lane |  | Congresbury | North Somerset | BS49 5JL | United Kingdom |  |  | Bridgwater Sgp | Churchill Bsp 132Kv |  | 33 | Western Power Distribution (South West) Plc | Solar | Photovoltaic | No |  | 0 | 8 | Advanced Fuel (produced via gasification or pyrolysis of biofuel or waste) | Engine (combustion / reciprocating) |  |  |  |  | Advanced Fuel (produced via gasification or pyrolysis of biofuel or waste) | Engine (combustion / reciprocating) | [5 empty] | Connected | 8 | 8 | 8.421 | 0.025 | 0.0263 | 2014-12-18 | [13 empty] | 2022-04-04 01:01
2200042457499 | 2200042457480 | Ashlawn solar limited | Ashlawn farm, pill road, rooksbridge, | Ash Lawn Farm | Pill Road, Rooksbridge | Axbridge | Somerset | BS26 2TS | United Kingdom | 336764 | 152269 | Bridgwater Sgp | Churchill Bsp 132Kv | Axbridge | 33 | Western Power Distribution (South West) Plc | Solar | Photovoltaic | No |  | 0 | 4.8675 | Advanced Fuel (produced via gasification or pyrolysis of biofuel or waste) | Engine (combustion / reciprocating) |  |  |  |  | Advanced Fuel (produced via gasification or pyrolysis of biofuel or waste) | Engine (combustion / reciprocating) | [5 empty] | Connected | 4.8675 | 4.98 | 5.2421 | 0.05 | 0.0526 | 2015-03-27 | [13 empty] | 2022-04-04 01:01
2200042457912 | 2200042457903 | First solar project limited | Pencoose farm, stithias, cornwall, tr3 7dn | Pencoose Farm | Trebost Lane | Stithians | Cornwall | TR3 7DN | United Kingdom | 173903 | 37972 | Indian Queens Sgp | Rame Bsp |  | 33 | Western Power Distribution (South West) Plc | Solar | Photovoltaic | No |  | 0 | 7.26 | Advanced Fuel (produced via gasification or pyrolysis of biofuel or waste) | Engine (combustion / reciprocating) |  |  |  |  | Advanced Fuel (produced via gasification or pyrolysis of biofuel or waste) | Engine (combustion / reciprocating) | [5 empty] | Connected | 7.26 | 7.26 | 7.6421 | 0.055 | 0.0579 | 2015-03-18 | [13 empty] | 2022-04-04 01:01
2200042457995 | 2200042457986 | Greenfields (a) limited | Hawkers farm, yeo moor, theale, | Hawkers Farm | Yeo Moor Drive | Theale | Somerset | BS28 4SN | United Kingdom |  |  | Bridgwater Sgp | Street Bsp | Edgarley | 33 | Western Power Distribution (South West) Plc | Solar | Photovoltaic | No |  | 0 | 11.9212 | Advanced Fuel (produced via gasification or pyrolysis of biofuel or waste) | Engine (combustion / reciprocating) |  |  |  |  | Advanced Fuel (produced via gasification or pyrolysis of biofuel or waste) | Engine (combustion / reciprocating) | [5 empty] | Connected | 11.9212 | 10.421 | 10.9695 | 0.4 | 0.421 | 2015-03-13 | [13 empty] | 2022-04-04 01:01
2200042459566 | 2200042459557 | Hurcott solar limited | Hurcott, dillington estate, ilminster, | Dillington Estate | Boxstone Hill, Hurcott | Ilminster | Somerset | TA19 0JS | United Kingdom |  |  | Axminster Sgp | Woodcote Bsp |  | 33 | Western Power Distribution (South West) Plc | Solar | Photovoltaic | No |  | 0 | 7.48 | Advanced Fuel (produced via gasification or pyrolysis of biofuel or waste) | Engine (combustion / reciprocating) |  |  |  |  | Advanced Fuel (produced via gasification or pyrolysis of biofuel or waste) | Engine (combustion / reciprocating) | [5 empty] | Connected | 7.48 | 7.895 | 8.3105 | 0.03 | 0.0316 | 2015-03-12 | [13 empty] | 2022-04-04 01:01
2200042460640 | 2200040661200 | Avara avlon pharma services limited | Avlon works, severn road, hallen, bristol | Export Meter 1, Avlon Works | Severn Road, Hallen | Bristol |  | BS10 7ZE | United Kingdom | 35435 | 18334 | Iron Acton Sgp | Seabank Bsp | Astrazeneca | 11 | Western Power Distribution (South West) Plc | Fossil - Gas | Engine (combustion / reciprocating) | No |  | 0 | 3.5 | Advanced Fuel (produced via gasification or pyrolysis of biofuel or waste) | Engine (combustion / reciprocating) |  |  |  |  | Advanced Fuel (produced via gasification or pyrolysis of biofuel or waste) | Engine (combustion / reciprocating) | [5 empty] | Connected | 3.5 | 0.5 | 0.5263 | 10 | 10.5263 | 2010-02-23 | [13 empty] | 2022-04-04 01:01
2200042460650 | 2200040661200 | Avara avlon pharma services limited | Avlon works, severn road, hallen, bristol | Export Meter 2, Avlon Works | Severn Road, Hallen | Bristol |  | BS10 7ZE | United Kingdom | 35435 | 18334 | Iron Acton Sgp | Seabank Bsp | Astrazeneca | 11 | Western Power Distribution (South West) Plc | Fossil - Gas | Engine (combustion / reciprocating) | No |  | 0 | 3.5 | Advanced Fuel (produced via gasification or pyrolysis of biofuel or waste) | Engine (combustion / reciprocating) |  |  |  |  | Advanced Fuel (produced via gasification or pyrolysis of biofuel or waste) | Engine (combustion / reciprocating) | [5 empty] | Connected | 3.5 | 0.5 | 0.5263 | 10 | 10.5263 | 2010-02-23 | [13 empty] | 2022-04-04 01:01
2200042461110 | 2200042461101 | Autumnus energy limited | Treswarrow 5mwp solar farm | Treswarrow Farm | Trelights | Port isaac | Cornwall | PL29 3TN | United Kingdom | 198287 | 78116 | Indian Queens Sgp | St Tudy Bsp | Polzeath | 11 | Western Power Distribution (South West) Plc | Solar | Photovoltaic | No |  | 0 | 4.8 | Advanced Fuel (produced via gasification or pyrolysis of biofuel or waste) | Engine (combustion / reciprocating) |  |  |  |  | Advanced Fuel (produced via gasification or pyrolysis of biofuel or waste) | Engine (combustion / reciprocating) | [5 empty] | Connected | 4.8 | 5 | 5.2632 | 0.015 | 0.0158 | 2015-03-17 | [13 empty] | 2022-04-04 01:01
2200042461306 | 2200042461290 | Garvinack solar farm limited | Truro garvinack farm | Garvinack Farm | Tregavethan | Truro | Cornwall | TR4 9EP | United Kingdom | 177490 | 48145 | Indian Queens Sgp | Truro Bsp |  | 33 | Western Power Distribution (South West) Plc | Solar | Photovoltaic | No |  | 0 | 7.1 | Advanced Fuel (produced via gasification or pyrolysis of biofuel or waste) | Engine (combustion / reciprocating) |  |  |  |  | Advanced Fuel (produced via gasification or pyrolysis of biofuel or waste) | Engine (combustion / reciprocating) | [5 empty] | Connected | 7.1 | 7.1 | 7.4737 | 0.154 | 0.1621 | 2015-03-20 | [13 empty] | 2022-04-04 01:01
2200042461324 | 2200042461315 | Power quinn limited | Camelford otterham down 132kv | Wind, Otterham Down Farm | Otterham | Camelford | Cornwall | PL32 9SW | United Kingdom | 215412 | 90171 | Indian Queens Sgp |  |  | 132 | Western Power Distribution (South West) Plc | Wind | Onshore wind turbines | No |  | 0 | 4.1 | Advanced Fuel (produced via gasification or pyrolysis of biofuel or waste) | Engine (combustion / reciprocating) |  |  |  |  | Advanced Fuel (produced via gasification or pyrolysis of biofuel or waste) | Engine (combustion / reciprocating) | [5 empty] | Connected | 4.1 | 0.5 | 0.5263 | 0.05 | 0.0526 | 2015-03-26 | [13 empty] | 2022-04-04 01:01
2200042462188 | 2200042462179 | Tenth solar project limited | Callington newton barton, newton ferrers estate | Newton Barton Farm | Road From Junction East Of Keason To Jun | Newbridge | Cornwall | PL17 7HS | United Kingdom | 234609 | 66019 | Landulph Sgp | Landulph Bsp |  | 33 | Western Power Distribution (South West) Plc | Solar | Photovoltaic | No |  | 0 | 16.5 | Advanced Fuel (produced via gasification or pyrolysis of biofuel or waste) | Engine (combustion / reciprocating) |  |  |  |  | Advanced Fuel (produced via gasification or pyrolysis of biofuel or waste) | Engine (combustion / reciprocating) | [5 empty] | Connected | 16.5 | 16.5 | 17.3684 | 0.13 | 0.1368 | 2015-03-30 | [13 empty] | 2022-04-04 01:01
2200042465170 | 2200042465160 | Second generation coombeshead limited | Coombeshead farm, diptford, totnes tq9 7ng | Meter, Coombeshead Solar Farm | Combeshead Cross To Murtwell Cross | Diptford | Devon | TQ9 7NG | United Kingdom | 275301 | 55765 | Abham Sgp | Totnes Bsp |  | 33 | Western Power Distribution (South West) Plc | Solar | Photovoltaic | No |  | 0 | 7.656 | Advanced Fuel (produced via gasification or pyrolysis of biofuel or waste) | Engine (combustion / reciprocating) |  |  |  |  | Advanced Fuel (produced via gasification or pyrolysis of biofuel or waste) | Engine (combustion / reciprocating) | [5 empty] | Connected | 7.656 | 7.656 | 8.0589 | 0.02 | 0.021 | 2015-02-13 | [13 empty] | 2022-04-04 01:01
2200042465198 | 2200042465189 | Lightsource spv 31 limited | Walland farm, lenards cottage, lenards road, |  | Walland Farm, Lenards Road | Bideford | Devon | EX39 5QH | United Kingdom |  |  | Alverdiscott Sgp | East Yelland Bsp | Bideford Main | 33 | Western Power Distribution (South West) Plc | Solar | Photovoltaic | No |  | 0 | 4.29 | Advanced Fuel (produced via gasification or pyrolysis of biofuel or waste) | Engine (combustion / reciprocating) |  |  |  |  | Advanced Fuel (produced via gasification or pyrolysis of biofuel or waste) | Engine (combustion / reciprocating) | [5 empty] | Connected | 4.29 | 4.29 | 4.5158 | 0.1 | 0.1053 | 2015-02-02 | [13 empty] | 2022-04-04 01:01
2200042465212 | 2200042465203 | Dunkeswell g1 solar farm ltd | Honiton flightway solar farm |  | Dunkeswell Airfield, Dunkeswell | Honiton | Devon | EX14 4QX | United Kingdom | 31373 | 10809 | Exeter Main Sgp | Tiverton Bsp | Dunkeswell 33/11Kv | 11 | Western Power Distribution (South West) Plc | Solar | Photovoltaic | No |  | 0 | 2.8 | Advanced Fuel (produced via gasification or pyrolysis of biofuel or waste) | Engine (combustion / reciprocating) |  |  |  |  | Advanced Fuel (produced via gasification or pyrolysis of biofuel or waste) | Engine (combustion / reciprocating) | [5 empty] | Connected | 2.8 | 2 | 2.1053 | 0.045 | 0.0474 | 2015-02-01 | [13 empty] | 2022-04-04 01:01
2200042467600 | 2200042467594 | Second generation sawmills limited | Ashcombe solar park, near, dawlish |  | Ashcombe Estate, Colley Lane Cross | Dawlish | Devon | EX7 0QD | United Kingdom |  |  | Abham Sgp | Newton Abbot Bsp (Forde Road) |  | 33 | Western Power Distribution (South West) Plc | Solar | Photovoltaic | No |  | 0 | 5.475 | Advanced Fuel (produced via gasification or pyrolysis of biofuel or waste) | Engine (combustion / reciprocating) |  |  |  |  | Advanced Fuel (produced via gasification or pyrolysis of biofuel or waste) | Engine (combustion / reciprocating) | [5 empty] | Connected | 5.475 | 5.475 | 5.7632 | 0.09 | 0.0947 | 2015-03-01 | [13 empty] | 2022-04-04 01:01
2200042469893 | 2200042469875 | Oge newnham estate solar limited | Newnham farm, newnham estate, plymouth, | Newnham Farm | Newnham Estate | Plymouth | Devon | PL7 5BN | United Kingdom |  |  | Abham Sgp | Plympton Bsp |  | 33 | Western Power Distribution (South West) Plc | Solar | Photovoltaic | No |  | 0 | 8.96 | Advanced Fuel (produced via gasification or pyrolysis of biofuel or waste) | Engine (combustion / reciprocating) |  |  |  |  | Advanced Fuel (produced via gasification or pyrolysis of biofuel or waste) | Engine (combustion / reciprocating) | [5 empty] | Connected | 8.96 | 8.96 | 9.4316 | 0.1 | 0.1053 | 2015-03-27 | [13 empty] | 2022-04-04 01:01
2200042473436 | 2200042473427 | Freathy solar park limited | Freathy solar park |  | The Anthony Estate, Freathy | Torpoint | Cornwall | PL11 3AZ | United Kingdom |  |  | Landulph Sgp | St Germans Bsp | Torpoint Antony | 11 | Western Power Distribution (South West) Plc | Solar | Photovoltaic | No |  | 0 | 3.75 | Advanced Fuel (produced via gasification or pyrolysis of biofuel or waste) | Engine (combustion / reciprocating) |  |  |  |  | Advanced Fuel (produced via gasification or pyrolysis of biofuel or waste) | Engine (combustion / reciprocating) | [5 empty] | Connected | 3.75 | 4.13 | 4.3474 | 0.045 | 0.0474 | 2015-06-24 | [13 empty] | 2022-04-04 01:01
2200042473454 | 2200042473445 | St solarinvest devon 1 limited | Parkview solar, land north of parkfield cottages, | Parkfield Cottages | Parkfield Cross To Neilgate Corner | Ashburton | Devon | TQ13 7ND | United Kingdom | 276306 | 68260 | Abham Sgp | Totnes Bsp |  | 33 | Western Power Distribution (South West) Plc | Solar | Photovoltaic | No |  | 0 | 5.066 | Advanced Fuel (produced via gasification or pyrolysis of biofuel or waste) | Engine (combustion / reciprocating) |  |  |  |  | Advanced Fuel (produced via gasification or pyrolysis of biofuel or waste) | Engine (combustion / reciprocating) | [5 empty] | Connected | 5.066 | 5.066 | 5.3326 | 0.05 | 0.0526 | 2015-03-31 | [13 empty] | 2022-04-04 01:01
2200042473472 | 2200042473463 | Roskrow solar limited | Roskrow, penryn, cornwall |  | Roskrow | Penryn | Cornwall | TR10 9AT | United Kingdom |  |  | Indian Queens Sgp | Rame Bsp |  | 33 | Western Power Distribution (South West) Plc | Solar | Photovoltaic | No |  | 0 | 5.7184 | Advanced Fuel (produced via gasification or pyrolysis of biofuel or waste) | Engine (combustion / reciprocating) |  |  |  |  | Advanced Fuel (produced via gasification or pyrolysis of biofuel or waste) | Engine (combustion / reciprocating) | [5 empty] | Connected | 5.7184 | 8.868 | 9.3347 | 0.06 | 0.0632 | 2015-03-27 | [13 empty] | 2022-04-04 01:01
2200042474981 | 2200042474972 | Hillsmoor farm solar farm ltd | Hillsmoor solar farm, hatherleigh | Hillsmoor Farm | Holsworthy Road, Hatherleigh | Okehampton | Devon | EX20 3LE | United Kingdom | 25318 | 10348 | Alverdiscott Sgp | Pyworthy Bsp | Hatherleigh | 11 | Western Power Distribution (South West) Plc | Solar | Photovoltaic | No |  | 0 | 1 | Advanced Fuel (produced via gasification or pyrolysis of biofuel or waste) | Engine (combustion / reciprocating) |  |  |  |  | Advanced Fuel (produced via gasification or pyrolysis of biofuel or waste) | Engine (combustion / reciprocating) | [5 empty] | Connected | 1 | 1 | 1.0526 | 0.05 | 0.0526 | 2015-03-30 | [13 empty] | 2022-04-04 01:01
2200042475178 | 2200042475169 | New banwell solar limited | Towerhead farm, banwell, | Export Meter | Towerhead Farm | Banwell | North Somerset | BS29 6PQ | United Kingdom |  |  | Bridgwater Sgp | Churchill Bsp 132Kv |  | 33 | Western Power Distribution (South West) Plc | Solar | Photovoltaic | No |  | 0 | 6.5 | Advanced Fuel (produced via gasification or pyrolysis of biofuel or waste) | Engine (combustion / reciprocating) |  |  |  |  | Advanced Fuel (produced via gasification or pyrolysis of biofuel or waste) | Engine (combustion / reciprocating) | [5 empty] | Connected | 6.5 | 6.5 | 6.8421 | 0.05 | 0.0526 | 2015-03-16 | [13 empty] | 2022-04-04 01:01
2200042475201 | 2200042475196 | Bowerhouse solar limited | Hewish rookery farm | Rookery Farm | Nye, Hewish | Weston-super-mare | North Somerset | BS24 6TL | United Kingdom | 341031 | 161493 | Bridgwater Sgp | Churchill Bsp 132Kv |  | 33 | Western Power Distribution (South West) Plc | Solar | Photovoltaic | No |  | 0 | 6.749 | Advanced Fuel (produced via gasification or pyrolysis of biofuel or waste) | Engine (combustion / reciprocating) |  |  |  |  | Advanced Fuel (produced via gasification or pyrolysis of biofuel or waste) | Engine (combustion / reciprocating) | [5 empty] | Connected | 6.749 | 6.749 | 7.1042 | 0.05 | 0.0526 | 2015-03-27 | [13 empty] | 2022-04-04 01:01
2200042475424 | 2200042475415 | Lightsource spv 97 limited | Bystock farm, exmouth | Bystock Farm | Higher Marley Road | Exmouth | Devon | EX8 5QG | United Kingdom |  |  | Exeter Main Sgp | Exmouth Bsp |  | 33 | Western Power Distribution (South West) Plc | Solar | Photovoltaic | No |  | 0 | 3.52 | Advanced Fuel (produced via gasification or pyrolysis of biofuel or waste) | Engine (combustion / reciprocating) |  |  |  |  | Advanced Fuel (produced via gasification or pyrolysis of biofuel or waste) | Engine (combustion / reciprocating) | [5 empty] | Connected | 3.52 | 3.52 | 3.7053 | 0.35 | 0.3684 | 2015-03-23 | [13 empty] | 2022-04-04 01:01
2200042475442 | 2200042475433 | Second energy limited | Shepton mallet, pylle solar park, lower easton farm, pylle, | Export Meter, Pylle Solar Park | Lower Easton Farm, Pylle | Shepton mallet |  | BA4 6SY | United Kingdom |  |  | Seabank Sgp | Radstock Bsp 132Kv |  | 33 | Western Power Distribution (South West) Plc | Solar | Photovoltaic | No |  | 0 | 7.92 | Advanced Fuel (produced via gasification or pyrolysis of biofuel or waste) | Engine (combustion / reciprocating) |  |  |  |  | Advanced Fuel (produced via gasification or pyrolysis of biofuel or waste) | Engine (combustion / reciprocating) | [5 empty] | Connected | 7.92 | 7.92 | 8.3368 | 0.05 | 0.0526 | 2015-11-27 | [13 empty] | 2022-04-04 01:01
2200042475735 | 2200042475726 | Aee renewables uk 16 limited | Nethermill solar farm, willand | Nether Mill Farm | Halberton Road, Willand | Cullompton | Devon | EX15 2QQ | United Kingdom | 301249 | 112110 | Exeter Main Sgp | Tiverton Bsp | Tiverton Junction | 11 | Western Power Distribution (South West) Plc | Solar | Photovoltaic | No |  | 0 | 4 | Advanced Fuel (produced via gasification or pyrolysis of biofuel or waste) | Engine (combustion / reciprocating) |  |  |  |  | Advanced Fuel (produced via gasification or pyrolysis of biofuel or waste) | Engine (combustion / reciprocating) | [5 empty] | Connected | 4 | 4 | 4.2105 | 0.05 | 0.0526 | 2015-03-20 | [13 empty] | 2022-04-04 01:01
2200042475832 | 2200042475823 | Sune burthy farm solar limited | Burthy farm, summercourt, newquay | Burthy Farm | Summercourt | Newquay | Cornwall | TR8 5BN | United Kingdom | 191055 | 55501 | Indian Queens Sgp | Fraddon Bsp |  | 33 | Western Power Distribution (South West) Plc | Solar | Photovoltaic | No |  | 0 | 10.03 | Advanced Fuel (produced via gasification or pyrolysis of biofuel or waste) | Engine (combustion / reciprocating) |  |  |  |  | Advanced Fuel (produced via gasification or pyrolysis of biofuel or waste) | Engine (combustion / reciprocating) | [5 empty] | Connected | 10.03 | 10 | 10.5263 | 0.03 | 0.0316 | 2015-03-20 | [13 empty] | 2022-04-04 01:01
2200042477110 | 2200042477101 | Margate pv limited | Margate pv | Higher Margate | Cooksland Road | Bodmin | Cornwall | PL31 1HF | United Kingdom | 20872 | 6679 | Indian Queens Sgp | St Tudy Bsp | Callywith | 11 | Western Power Distribution (South West) Plc | Solar | Photovoltaic | No |  | 0 | 3 | Advanced Fuel (produced via gasification or pyrolysis of biofuel or waste) | Engine (combustion / reciprocating) |  |  |  |  | Advanced Fuel (produced via gasification or pyrolysis of biofuel or waste) | Engine (combustion / reciprocating) | [5 empty] | Connected | 3 | 3 | 3.1579 | 0.045 | 0.0474 | 2015-10-01 | [13 empty] | 2022-04-04 01:01
2200042479395 | 2200042479386 | Trethosa solar limited | Trethosa solar farm | Trethosa Farm | Trethosa, St Stephen | St austell | Cornwall | PL26 7QH | United Kingdom | 194174 | 54487 | Indian Queens Sgp | Fraddon Bsp | Drinnick | 11 | Western Power Distribution (South West) Plc | Solar | Photovoltaic | No |  | 0 | 3.588 | Advanced Fuel (produced via gasification or pyrolysis of biofuel or waste) | Engine (combustion / reciprocating) |  |  |  |  | Advanced Fuel (produced via gasification or pyrolysis of biofuel or waste) | Engine (combustion / reciprocating) | [5 empty] | Connected | 3.588 | 3.588 | 3.7768 | 0.045 | 0.0474 | 2015-09-29 | [13 empty] | 2022-04-04 01:01
2200042480656 | 2200042480610 | Wilton solar farm limited | Wilton solar farm, trerulefoot, saltash | Wilton Farm | Trerulefoot | Saltash | Cornwall | PL12 5BX | United Kingdom | 231503 | 58825 | Landulph Sgp | St Germans Bsp |  | 33 | Western Power Distribution (South West) Plc | Solar | Photovoltaic | No |  | 0 | 7.48 | Advanced Fuel (produced via gasification or pyrolysis of biofuel or waste) | Engine (combustion / reciprocating) |  |  |  |  | Advanced Fuel (produced via gasification or pyrolysis of biofuel or waste) | Engine (combustion / reciprocating) | [5 empty] | Connected | 7.48 | 7.48 | 7.8737 | 0.08 | 0.0842 | 2015-05-23 | [13 empty] | 2022-04-04 01:01
2200042481924 | 2200042481915 | Pv growth ltd | Taunton racecourse pv site |  | Taunton Racecourse Pv, Orchard Portman | Taunton | Somerset | TA3 7BL | United Kingdom | 32379 | 12187 | Taunton Sgp | Taunton Main Bsp | Trull | 11 | Western Power Distribution (South West) Plc | Solar | Photovoltaic | No |  | 0 | 1.485 | Advanced Fuel (produced via gasification or pyrolysis of biofuel or waste) | Engine (combustion / reciprocating) |  |  |  |  | Advanced Fuel (produced via gasification or pyrolysis of biofuel or waste) | Engine (combustion / reciprocating) | [5 empty] | Connected | 1.485 | 1.5 | 1.5789 | 0.05 | 0.0526 | 2015-03-12 | [13 empty] | 2022-04-04 01:01
2200042484855 | 2200042484846 | Fim solar generation i llp | Higher bye farm, watchet | Higher Bye Farm |  | Watchet | Somerset | TA23 0JS | United Kingdom |  |  | Taunton Sgp | Bowhays Cross Bsp |  | 33 | Western Power Distribution (South West) Plc | Solar | Photovoltaic | No |  | 0 | 5.82 | Advanced Fuel (produced via gasification or pyrolysis of biofuel or waste) | Engine (combustion / reciprocating) |  |  |  |  | Advanced Fuel (produced via gasification or pyrolysis of biofuel or waste) | Engine (combustion / reciprocating) | [5 empty] | Connected | 5.82 | 5.82 | 6.1263 | 0.05 | 0.0526 | 2015-03-18 | [13 empty] | 2022-04-04 01:01
2200042484882 | 2200042484873 | Coombe solar limited | Woodmanton solar farm, coombe farm, exe view road, exmouth | Coombe Farm | Exe View Road, Lympstone | Exmouth | Devon | EX8 5AZ | United Kingdom | 300875 | 85091 | Exeter Main Sgp | Exmouth Bsp |  | 33 | Western Power Distribution (South West) Plc | Solar | Photovoltaic | No |  | 0 | 5.95 | Advanced Fuel (produced via gasification or pyrolysis of biofuel or waste) | Engine (combustion / reciprocating) |  |  |  |  | Advanced Fuel (produced via gasification or pyrolysis of biofuel or waste) | Engine (combustion / reciprocating) | [5 empty] | Connected | 5.95 | 5.95 | 6.2632 | 0.05 | 0.0526 | 2015-03-23 | [13 empty] | 2022-04-04 01:01
2200042485291 | 2200030349020 | South west water ltd | Totnes littlehempston river dart treatment works | Treatment Works | Littlehempston | Totnes | Devon | TQ9 6LU | United Kingdom | 28028 | 6185 | Abham Sgp | Totnes Bsp | Totnes | 11 | Western Power Distribution (South West) Plc | Water (flowing water or head of water) | Hydro - Run of river | No |  | 0 | 3.32 | Water (flowing water or head of water) | Hydro - Run of river | No |  | 0 | 0.78 | Water (flowing water or head of water) | Tidal stream devices | No |  | 0 | 0.047 |  | Connected | 4.147 | 0.3 | 0.3158 | 3.5 | 3.6842 | 2015-03-01 | [13 empty] | 2022-04-04 01:01
2200042486036 | 2200042486027 | Grove farm solar farm limited | Tolland grove farm solar farm | Grove Farm | Tolland | Taunton | Somerset | TA4 3RN | United Kingdom | 31176 | 13145 | Taunton Sgp | Taunton Main Bsp | Lydeard St Lawrence Primary | 11 | Western Power Distribution (South West) Plc | Solar | Photovoltaic | No |  | 0 | 3.232 | Advanced Fuel (produced via gasification or pyrolysis of biofuel or waste) | Engine (combustion / reciprocating) |  |  |  |  | Advanced Fuel (produced via gasification or pyrolysis of biofuel or waste) | Engine (combustion / reciprocating) | [5 empty] | Connected | 3.232 | 3.23 | 3.4 | 0.05 | 0.0526 | 2015-03-25 | [13 empty] | 2022-04-04 01:01
2200042495670 | 2200042420870 | Lightsource spv 110 limited | Northmoor, whitstone, nr holsworthy, | Northmoor | Whitstone | Holsworthy | Devon | EX22 6TD | United Kingdom |  |  | Alverdiscott Sgp |  |  | 132 | Western Power Distribution (South West) Plc | Solar | Photovoltaic | No |  | 0 | 12.77 | Wind | Onshore wind turbines | No |  | 0 | 1 | Advanced Fuel (produced via gasification or pyrolysis of biofuel or waste) | Engine (combustion / reciprocating) | [5 empty] | Connected | 13.77 | 4.771 | 5.0221 | 0.2 | 0.2105 | 2016-12-01 | [13 empty] | 2022-04-04 01:01
2200042501429 | 2200042501410 | Power quinn limited | Camelford otterham down 132kv | Export Meter (3600Kva), Otterham Wind Farm | Otterham Down, Otterham | Camelford |  | PL32 9SW | United Kingdom |  |  | Indian Queens Sgp |  |  | 132 | Western Power Distribution (South West) Plc | Wind | Onshore wind turbines | No |  | 0 | 4.1 | Advanced Fuel (produced via gasification or pyrolysis of biofuel or waste) | Engine (combustion / reciprocating) |  |  |  |  | Advanced Fuel (produced via gasification or pyrolysis of biofuel or waste) | Engine (combustion / reciprocating) | [5 empty] | Connected | 4.1 | 3.6 | 3.7895 | 0.05 | 0.0526 | 2015-03-26 | [13 empty] | 2022-04-04 01:01
2200042503471 | 2200032013407 | Amcor flexibles uk limited | Bristol amcor flexibles winterbourne | Amcor Flexible Limited | Bradley Stoke Way | Winterbourne | Bristol | BS34 8PT | United Kingdom | 36361 | 18051 | Iron Acton Sgp | Lockleaze Bsp 132Kv | Winterbourne | 11 | Western Power Distribution (South West) Plc | Solar | Photovoltaic | No |  | 0 | 1.57 | Advanced Fuel (produced via gasification or pyrolysis of biofuel or waste) | Engine (combustion / reciprocating) |  |  |  |  | Advanced Fuel (produced via gasification or pyrolysis of biofuel or waste) | Engine (combustion / reciprocating) | [5 empty] | Connected | 1.57 | 0.1 | 0.1053 | 3.6 | 3.7895 | 2015-12-08 | [13 empty] | 2022-04-04 01:01
2200042511659 | 2200042511630 | Second generation yardwall limited | Mark yardwall manor farm solar park | Yardwall Manor Farm | Yardwall Road, Mark | Highbridge | Somerset | TA9 4QE | United Kingdom | 336332 | 146921 | Bridgwater Sgp | Bridgwater Grid Bsp | Watchfield | 11 | Western Power Distribution (South West) Plc | Solar | Photovoltaic | No |  | 0 | 2.8 | Advanced Fuel (produced via gasification or pyrolysis of biofuel or waste) | Engine (combustion / reciprocating) |  |  |  |  | Advanced Fuel (produced via gasification or pyrolysis of biofuel or waste) | Engine (combustion / reciprocating) | [5 empty] | Connected | 2.8 | 2.5 | 2.6316 | 0.045 | 0.0474 | 2015-05-28 | [13 empty] | 2022-04-04 01:01
2200042520556 | 2200042520547 | Sustainable energy generation limited | South petherton, frogmary green farm, west street |  | Frogmary Green Farm, West Street | South petherton | Somerset | TA13 5DJ | United Kingdom | 34209 | 11602 | Bridgwater Sgp | Bridgwater Grid Bsp | Martock | 11 | Western Power Distribution (South West) Plc | Biofuel - Biogas from anaerobic digestion (excluding landfill & sewage) | Engine (combustion / reciprocating) | Yes |  | 0 | 0.998 | Fossil - Oil | Engine (combustion / reciprocating) | No |  | 0 | 0.825 | Advanced Fuel (produced via gasification or pyrolysis of biofuel or waste) | Engine (combustion / reciprocating) | [5 empty] | Connected | 1.823 | 1 | 1.0526 | 0.54 | 0.5684 | 2018-05-01 | [13 empty] | 2022-04-04 01:01
2200042527064 | 2200042527082 | Sunsave 19 (wambrook) limited | Wambrook solar farm | Wambrook Farm | Wambrook | Chard | Somerset | TA20 3DF | United Kingdom | 329226 | 108509 | Axminster Sgp | Woodcote Bsp | Chard | 11 | Western Power Distribution (South West) Plc | Solar | Photovoltaic | No |  | 0 | 4.08 | Advanced Fuel (produced via gasification or pyrolysis of biofuel or waste) | Engine (combustion / reciprocating) |  |  |  |  | Advanced Fuel (produced via gasification or pyrolysis of biofuel or waste) | Engine (combustion / reciprocating) | [5 empty] | Connected | 4.08 | 4.08 | 4.2947 | 0.03 | 0.0316 | 2015-06-01 | [13 empty] | 2022-04-04 01:01
2200042533379 | 2200030356969 | South west water ltd | Peninsula house, rydon lane, exeter | Peninsula House | Rydon Lane | Exeter | Devon | EX2 7HR | United Kingdom | 29542 | 9182 | Exeter Main Sgp | Sowton Bsp | Countess Wear | 0.4 | Western Power Distribution (South West) Plc | Fossil - Oil | Engine (combustion / reciprocating) | No |  | 0 | 0.89 | Solar | Photovoltaic | No |  | 0 | 0.207 | Advanced Fuel (produced via gasification or pyrolysis of biofuel or waste) | Engine (combustion / reciprocating) | [5 empty] | Connected | 1.097 | 0.5 | 0.5263 | 0.53 | 0.5579 | 2015-06-01 | [13 empty] | 2022-04-04 01:01
2200042533420 | 2200042533411 | Denzell downs limited | Denzell downs wind farm near st columb | Denzell Downs Wind Farm | St Mawgan | Newquay | Cornwall | TR8 4RJ | United Kingdom |  |  | Indian Queens Sgp | Fraddon Bsp | St Columb Major | 33 | Western Power Distribution (South West) Plc | Wind | Onshore wind turbines | No |  | 0 | 10 | Advanced Fuel (produced via gasification or pyrolysis of biofuel or waste) | Engine (combustion / reciprocating) |  |  |  |  | Advanced Fuel (produced via gasification or pyrolysis of biofuel or waste) | Engine (combustion / reciprocating) | [5 empty] | Connected | 10 | 10.526 | 11.08 | 0.15 | 0.1579 | 2015-09-01 | [13 empty] | 2022-04-04 01:01
2200042534080 | 2200042534070 | Cornwall energy recovery limited | Cornwall energy recovery centre, rostowrack farm, st dennis, cornwall, |  | St Dennis | St austell | Cornwall | PL26 8DY | United Kingdom | 194518 | 57082 | Indian Queens Sgp |  |  | 132 | Western Power Distribution (South West) Plc | Waste | Steam turbine (thermal power plant) | No |  | 0 | 26.735 | Fossil - Oil | Engine (combustion / reciprocating) | No |  | 0 | 1.6 | Advanced Fuel (produced via gasification or pyrolysis of biofuel or waste) | Engine (combustion / reciprocating) | [5 empty] | Connected | 28.335 | 25.368 | 26.7032 | 5.8 | 6.1053 | 2016-04-01 | [13 empty] | 2022-04-04 01:01
2200042534104 | 2200042534099 | Southwestern sustainability limited | Hartnollfarm ad plant, halberton | Hartnoll Farm | Post Hill | Tiverton | Devon | EX16 4NG | United Kingdom | 299115 | 113021 | Exeter Main Sgp | Tiverton Bsp | Tiverton Junction | 11 | Western Power Distribution (South West) Plc | Biofuel - Biogas from anaerobic digestion (excluding landfill & sewage) | Engine (combustion / reciprocating) | Yes |  | 0 | 1.2 | Advanced Fuel (produced via gasification or pyrolysis of biofuel or waste) | Engine (combustion / reciprocating) |  |  |  |  | Advanced Fuel (produced via gasification or pyrolysis of biofuel or waste) | Engine (combustion / reciprocating) | [5 empty] | Connected | 1.2 | 1.2 | 1.2632 | 0.3 | 0.3158 | 2015-08-01 | [13 empty] | 2022-04-04 01:01
2200042537470 | 2200042537461 | Clean earth ground mount pv ltd | Narrow lane solar |  | Narrow Lane, Summercourt | Newquay | Cornwall | TR8 5EE | United Kingdom | 189872 | 57172 | Indian Queens Sgp | Fraddon Bsp | Fraddon | 11 | Western Power Distribution (South West) Plc | Solar | Photovoltaic | No |  | 0 | 1.6 | Advanced Fuel (produced via gasification or pyrolysis of biofuel or waste) | Engine (combustion / reciprocating) |  |  |  |  | Advanced Fuel (produced via gasification or pyrolysis of biofuel or waste) | Engine (combustion / reciprocating) | [5 empty] | Connected | 1.6 | 1.5 | 1.5789 | 0.045 | 0.0474 | 2015-09-15 | [13 empty] | 2022-04-04 01:01
2200042538749 | 2200042538720 | West london energy recovery limited | Severnside energy recovery centre | Severnside Energy Recovery Centre | Severn Road, Avonmouth | Hallen | North Somerset | BS10 7SP | United Kingdom | 353736 | 182699 | Seabank Sgp |  |  | 132 | Western Power Distribution (South West) Plc | Waste | Steam turbine (thermal power plant) | No |  | 0 | 48.019 | Fossil - Oil | Engine (combustion / reciprocating) | No |  | 0 | 2 | Advanced Fuel (produced via gasification or pyrolysis of biofuel or waste) | Engine (combustion / reciprocating) | [5 empty] | Connected | 50.019 | 40 | 42.1053 | 3.9 | 4.1053 | 2016-03-01 | [13 empty] | 2022-04-04 01:01
2200042540092 | 2200042540083 | Rainbow solar limited | Puriton landfill, puriton road, east huntspill, |  | Puriton Landfill, East Huntspill, Puriton Road | Puriton | Somerset | TA9 3NL | United Kingdom |  |  | Bridgwater Sgp | Bridgwater Grid Bsp |  | 33 | Western Power Distribution (South West) Plc | Solar | Photovoltaic | No |  | 0 | 8.3798 | Advanced Fuel (produced via gasification or pyrolysis of biofuel or waste) | Engine (combustion / reciprocating) |  |  |  |  | Advanced Fuel (produced via gasification or pyrolysis of biofuel or waste) | Engine (combustion / reciprocating) | [5 empty] | Connected | 8.3798 | 8.639 | 9.0937 | 0.08 | 0.0842 | 2015-11-26 | [13 empty] | 2022-04-04 01:01
2200042540678 | 2200042420870 | Lightsource spv 110 limited | Northmoor, whitstone, nr holsworthy, | Embedded, Little Tinney Windfarm | Northmoor, Whitstone | Holsworthy | Devon | EX22 6TD | United Kingdom |  |  | Alverdiscott Sgp |  |  | 132 | Western Power Distribution (South West) Plc | Solar | Photovoltaic | No |  | 0 | 12.77 | Wind | Onshore wind turbines | No |  | 0 | 1 | Advanced Fuel (produced via gasification or pyrolysis of biofuel or waste) | Engine (combustion / reciprocating) | [5 empty] | Connected | 13.77 | 0.511 | 0.5379 | 0.2 | 0.2105 | 2016-12-01 | [13 empty] | 2022-04-04 01:01
2200042540710 | 2200042420870 | Lightsource spv 110 limited | Northmoor, whitstone, nr holsworthy, | Embedded, East Balsdon Windfarm | Whitstone | Holsworthy | Devon | EX22 6TD | United Kingdom |  |  | Alverdiscott Sgp |  |  | 132 | Western Power Distribution (South West) Plc | Solar | Photovoltaic | No |  | 0 | 12.77 | Wind | Onshore wind turbines | No |  | 0 | 1 | Advanced Fuel (produced via gasification or pyrolysis of biofuel or waste) | Engine (combustion / reciprocating) | [5 empty] | Connected | 13.77 | 0.511 | 0.5379 | 0.2 | 0.2105 | 2016-12-01 | [13 empty] | 2022-04-04 01:01
2200042543001 | 2200042542995 | Mendennick solar limited | Torpoint mendennick | Mendennick Farm | Mendennick | Torpoint | Cornwall | PL11 3AX | United Kingdom | 24083 | 5305 | Landulph Sgp | St Germans Bsp | Torpoint Antony | 11 | Western Power Distribution (South West) Plc | Solar | Photovoltaic | No |  | 0 | 2 | Advanced Fuel (produced via gasification or pyrolysis of biofuel or waste) | Engine (combustion / reciprocating) |  |  |  |  | Advanced Fuel (produced via gasification or pyrolysis of biofuel or waste) | Engine (combustion / reciprocating) | [5 empty] | Connected | 2 | 2.32 | 2.4421 | 0.045 | 0.0474 | 2015-10-17 | [13 empty] | 2022-04-04 01:01
2200042547752 | 2200042547743 | Wanageeska limited | Lee moor portworthy dams, |  | Portworthy Dams | Plymouth | Devon | PL7 5JN | United Kingdom |  |  | Abham Sgp | Plympton Bsp | Torycombe | 33 | Western Power Distribution (South West) Plc | Solar | Photovoltaic | No |  | 0 | 8.3248 | Advanced Fuel (produced via gasification or pyrolysis of biofuel or waste) | Engine (combustion / reciprocating) |  |  |  |  | Advanced Fuel (produced via gasification or pyrolysis of biofuel or waste) | Engine (combustion / reciprocating) | [5 empty] | Connected | 8.3248 | 8.762 | 9.2232 | 0.2 | 0.2105 | 2015-11-25 | [13 empty] | 2022-04-04 01:01
2200042552646 | 2200042552600 | Batsworthy cross wind farm limited | Batsworthy cross, knowstone, south molton | Batsworthy Cross Wind Farm | Knowstone | South molton | North Devon | EX36 4RZ | United Kingdom |  |  | Alverdiscott Sgp | Barnstaple Bsp | South Molton | 33 | Western Power Distribution (South West) Plc | Wind | Onshore wind turbines | No |  | 0 | 18.45 | Advanced Fuel (produced via gasification or pyrolysis of biofuel or waste) | Engine (combustion / reciprocating) |  |  |  |  | Advanced Fuel (produced via gasification or pyrolysis of biofuel or waste) | Engine (combustion / reciprocating) | [5 empty] | Connected | 18.45 | 18 | 18.9474 | 0.1 | 0.1053 | 2016-02-19 | [13 empty] | 2022-04-04 01:01
2200042557468 | 2200042557440 | Conrad (drove) limited | Bridgwater, gfe generating station, the drove | Gfe Generating Station | The Drove | Bridgwater | Somerset | TA6 4DR | United Kingdom | 33029 | 13787 | Bridgwater Sgp | Bridgwater Grid Bsp | Bath Road Primary | 11 | Western Power Distribution (South West) Plc | Fossil - Gas | Gas turbine (OCGT) | No |  | 0 | 6.354 | Advanced Fuel (produced via gasification or pyrolysis of biofuel or waste) | Engine (combustion / reciprocating) |  |  |  |  | Advanced Fuel (produced via gasification or pyrolysis of biofuel or waste) | Engine (combustion / reciprocating) | [5 empty] | Connected | 6.354 | 6 | 6.3158 | 0.3 | 0.3158 | 2015-10-23 | [13 empty] | 2022-04-04 01:01
2200042563230 | 2200042563211 | Sigma solar limited | Crewkerne solar farm crewkerne | Crewkerne Farm, Lower Severalls Farm |  | Crewkerne | Somerset | TA18 7NX | United Kingdom |  |  | Axminster Sgp | Woodcote Bsp |  | 33 | Western Power Distribution (South West) Plc | Solar | Photovoltaic | No |  | 0 | 4.08 | Advanced Fuel (produced via gasification or pyrolysis of biofuel or waste) | Engine (combustion / reciprocating) |  |  |  |  | Advanced Fuel (produced via gasification or pyrolysis of biofuel or waste) | Engine (combustion / reciprocating) | [5 empty] | Connected | 4.08 | 8.326 | 8.7642 | 0.1 | 0.1053 | 2015-12-08 | [13 empty] | 2022-04-04 01:01
2200042567396 | 2200031562957 | Tulip ltd | Newton maragte ind est | Callywith | Tulip Limited, Newtons Margate Industrial Est | Bodmin | Cornwall | PL31 1HF | United Kingdom |  |  | Indian Queens Sgp | St Tudy Bsp | Callywith | 11 | Western Power Distribution (South West) Plc | Solar | Photovoltaic | No |  | 0 | 1.16 | Advanced Fuel (produced via gasification or pyrolysis of biofuel or waste) | Engine (combustion / reciprocating) |  |  |  |  | Advanced Fuel (produced via gasification or pyrolysis of biofuel or waste) | Engine (combustion / reciprocating) | [5 empty] | Connected | 1.16 | 1.4 | 1.4737 | 6 | 6.3158 | 2015-09-23 | [13 empty] | 2022-04-04 01:01
2200042569161 | 2200042569134 | Capital stage tonedale llp | Wellington tonedale farm | Tonedale Farm | Linden Hill | Wellington | Somerset | TA21 0DW | United Kingdom | 312258 | 120808 | Taunton Sgp | Taunton Main Bsp | Wellington Primary | 33 | Western Power Distribution (South West) Plc | Solar | Photovoltaic | No |  | 0 | 4 | Advanced Fuel (produced via gasification or pyrolysis of biofuel or waste) | Engine (combustion / reciprocating) |  |  |  |  | Advanced Fuel (produced via gasification or pyrolysis of biofuel or waste) | Engine (combustion / reciprocating) | [5 empty] | Connected | 4 | 4.592 | 4.8337 | 0.5 | 0.5263 | 2015-12-03 | [13 empty] | 2022-04-04 01:01
2200042574231 | 2200042574222 | Chelwood solar limited | Chelwood 33kv solar farm | Church Farm | Chelwood | Bristol | East Somerset | BS39 4NW | United Kingdom | 363591 | 161850 | Seabank Sgp | Radstock Bsp 132Kv | High Littleton | 33 | Western Power Distribution (South West) Plc | Solar | Photovoltaic | No |  | 0 | 3.872 | Advanced Fuel (produced via gasification or pyrolysis of biofuel or waste) | Engine (combustion / reciprocating) |  |  |  |  | Advanced Fuel (produced via gasification or pyrolysis of biofuel or waste) | Engine (combustion / reciprocating) | [5 empty] | Connected | 3.872 | 3.872 | 4.0758 | 0.045 | 0.0474 | 2015-12-10 | [13 empty] | 2022-04-04 01:01
2200042582455 | 2200042582446 | Lightsource spv 135 limited | Wellington red hill farm | Red Hill Farm | White Ball | Wellington | Somerset | TA21 0LX | United Kingdom |  |  | Taunton Sgp | Taunton Main Bsp | Wellington Primary | 33 | Western Power Distribution (South West) Plc | Solar | Photovoltaic | No |  | 0 | 4.77 | Advanced Fuel (produced via gasification or pyrolysis of biofuel or waste) | Engine (combustion / reciprocating) |  |  |  |  | Advanced Fuel (produced via gasification or pyrolysis of biofuel or waste) | Engine (combustion / reciprocating) | [5 empty] | Connected | 4.77 | 3.947 | 4.1547 | 0.05 | 0.0526 | 2015-12-09 | [13 empty] | 2022-04-04 01:01
2200042591636 | 2200042591627 | Csi wick road solar pv limited | Wick road solar farm | Wick Road Solar | Bristol Road, Hewish | Weston-super-mare | North Somerset | BS24 6RD | United Kingdom | 33909 | 16323 | Bridgwater Sgp | Churchill Bsp 132Kv | Westwick | 11 | Western Power Distribution (South West) Plc | Solar | Photovoltaic | No |  | 0 | 7.4 | Advanced Fuel (produced via gasification or pyrolysis of biofuel or waste) | Engine (combustion / reciprocating) |  |  |  |  | Advanced Fuel (produced via gasification or pyrolysis of biofuel or waste) | Engine (combustion / reciprocating) | [5 empty] | Connected | 7.4 | 7.4 | 7.7895 | 0.2 | 0.2105 | 2015-12-17 | [13 empty] | 2022-04-04 01:01
2200042591803 | 2200042591798 | Renewables (sw) limited | Glastonbury copley wood pv site | Higher Hill Farm | Butleigh Hill, Butleigh | Glastonbury | Somerset | BA6 8TW | United Kingdom | 351750 | 132112 | Bridgwater Sgp | Street Bsp | Millfield | 11 | Western Power Distribution (South West) Plc | Solar | Photovoltaic | No |  | 0 | 1.14 | Advanced Fuel (produced via gasification or pyrolysis of biofuel or waste) | Engine (combustion / reciprocating) |  |  |  |  | Advanced Fuel (produced via gasification or pyrolysis of biofuel or waste) | Engine (combustion / reciprocating) | [5 empty] | Connected | 1.14 | 0.999 | 1.0516 | 0.35 | 0.3684 | 2015-12-11 | [13 empty] | 2022-04-04 01:01
2200042592435 | 2200042592444 | Estrans developments (severn beach) limited | Western approach solar park |  | Western Approach, Severn Road, Avonmouth | Bristol | North Somerset | BS35 4NL | United Kingdom | 35457 | 18454 | Iron Acton Sgp | Seabank Bsp | Western Approach | 11 | Western Power Distribution (South West) Plc | Solar | Photovoltaic | No |  | 0 | 3.5 | Advanced Fuel (produced via gasification or pyrolysis of biofuel or waste) | Engine (combustion / reciprocating) |  |  |  |  | Advanced Fuel (produced via gasification or pyrolysis of biofuel or waste) | Engine (combustion / reciprocating) | [5 empty] | Connected | 3.5 | 3.5 | 3.6842 | 0.03 | 0.0316 | 2016-03-01 | [13 empty] | 2022-04-04 01:01
2200042592922 | 2200042592913 | West carclaze spv limited | West carclaze mica dam, west carclaze |  | Mica Dam, West Carclaze | St austell | Cornwall | PL25 5RY | United Kingdom |  |  | Indian Queens Sgp | St Austell Bsp |  | 33 | Western Power Distribution (South West) Plc | Solar | Photovoltaic | No |  | 0 | 6.88 | Advanced Fuel (produced via gasification or pyrolysis of biofuel or waste) | Engine (combustion / reciprocating) |  |  |  |  | Advanced Fuel (produced via gasification or pyrolysis of biofuel or waste) | Engine (combustion / reciprocating) | [5 empty] | Connected | 6.88 | 7.02 | 7.3895 | 0.03 | 0.0316 | 2018-11-08 | [13 empty] | 2022-04-04 01:01
2200042594869 | 2200042594691 | Bristol city council | Bristol severn road solar park, avonmouth |  | Severn Road, Avonmouth | Bristol | North Somerset | BS11 0YL | United Kingdom | 35329 | 18180 | Seabank Sgp | Avonmouth Bsp | Avonmouth | 11 | Western Power Distribution (South West) Plc | Solar | Photovoltaic | No |  | 0 | 1.44 | Advanced Fuel (produced via gasification or pyrolysis of biofuel or waste) | Engine (combustion / reciprocating) |  |  |  |  | Advanced Fuel (produced via gasification or pyrolysis of biofuel or waste) | Engine (combustion / reciprocating) | [5 empty] | Connected | 1.44 | 1.44 | 1.5158 | 0.02 | 0.021 | 2015-12-21 | [13 empty] | 2022-04-04 01:01
2200042595320 | 2200042595310 | Amp gm011 limited | Kellygreen solar park | Kellygreen Farm | St Tudy | Bodmin | Cornwall | PL30 3DF | United Kingdom |  |  | Indian Queens Sgp | St Tudy Bsp | St Tudy | 11 | Western Power Distribution (South West) Plc | Solar | Photovoltaic | No |  | 0 | 4.08 | Advanced Fuel (produced via gasification or pyrolysis of biofuel or waste) | Engine (combustion / reciprocating) |  |  |  |  | Advanced Fuel (produced via gasification or pyrolysis of biofuel or waste) | Engine (combustion / reciprocating) | [5 empty] | Connected | 4.08 | 3.808 | 4.0084 | 0.07 | 0.0737 | 2016-03-15 | [13 empty] | 2022-04-04 01:01
2200042598144 | 2200042420870 | Lightsource spv 110 limited | Northmoor, whitstone, nr holsworthy, | Hornacott Pv Northmoor | Whitstone, Whitstone | Holsworthy | Devon | EX22 6TD | United Kingdom |  |  | Alverdiscott Sgp |  |  | 132 | Western Power Distribution (South West) Plc | Solar | Photovoltaic | No |  | 0 | 12.77 | Wind | Onshore wind turbines | No |  | 0 | 1 | Advanced Fuel (produced via gasification or pyrolysis of biofuel or waste) | Engine (combustion / reciprocating) | [5 empty] | Connected | 13.77 | 4.771 | 5.0221 | 0.2 | 0.2105 | 2016-12-01 | [13 empty] | 2022-04-04 01:01
2200042598650 | 2200042598678 | Exeter city council | Exeter - livestock market matford park rd - hv connection | Matford Livestock Centre | Matford Park Road, Matford Business Park | Exeter | Devon | EX2 8FD | United Kingdom | 29256 | 8970 | Exeter Main Sgp | Exeter City Bsp | Marsh Barton | 11 | Western Power Distribution (South West) Plc | Solar | Photovoltaic | No |  | 0 | 1.5 | Advanced Fuel (produced via gasification or pyrolysis of biofuel or waste) | Engine (combustion / reciprocating) |  |  |  |  | Advanced Fuel (produced via gasification or pyrolysis of biofuel or waste) | Engine (combustion / reciprocating) | [5 empty] | Connected | 1.5 | 1.5 | 1.5789 | 0.3 | 0.3158 | 2015-12-18 | [13 empty] | 2022-04-04 01:01
2200042599608 | 2200042599592 | Rs collacott limited | Collacott solar newton tracey | Collacott Farm | Newton Tracey | Barnstaple | Devon | EX31 3QF | United Kingdom | 25087 | 13026 | Alverdiscott Sgp | East Yelland Bsp | Fremington | 11 | Western Power Distribution (South West) Plc | Solar | Photovoltaic | No |  | 0 | 4.2 | Advanced Fuel (produced via gasification or pyrolysis of biofuel or waste) | Engine (combustion / reciprocating) |  |  |  |  | Advanced Fuel (produced via gasification or pyrolysis of biofuel or waste) | Engine (combustion / reciprocating) | [5 empty] | Connected | 4.2 | 4.2 | 4.4211 | 0.05 | 0.0526 | 2016-03-16 | [13 empty] | 2022-04-04 01:01
2200042601355 | 2200042601346 | Parklands solar limited | Bristol oakham solar park, oakham farm, over lane, almondsbury, | Oakham Farm | Over Lane, Almondsbury | Bristol | North Somerset | BS32 4BS | United Kingdom |  |  | Iron Acton Sgp | Bradley Stoke Bsp |  | 33 | Western Power Distribution (South West) Plc | Solar | Photovoltaic | No |  | 0 | 3.8775 | Advanced Fuel (produced via gasification or pyrolysis of biofuel or waste) | Engine (combustion / reciprocating) |  |  |  |  | Advanced Fuel (produced via gasification or pyrolysis of biofuel or waste) | Engine (combustion / reciprocating) | [5 empty] | Connected | 3.8775 | 3.878 | 4.0821 | 0.05 | 0.0526 | 2016-02-17 | [13 empty] | 2022-04-04 01:01
2200042602298 | 2200042602289 | Den brook energy limited | Den brook wind farm, crook burnell farm, north tawton | Den Brook Wind Farm | Road Past Crooke Burnell, Okehampton | North tawton | Devon | EX20 2BJ | United Kingdom | 268964 | 100205 | Alverdiscott Sgp | North Tawton Bsp |  | 33 | Western Power Distribution (South West) Plc | Wind | Onshore wind turbines | No |  | 0 | 18 | Advanced Fuel (produced via gasification or pyrolysis of biofuel or waste) | Engine (combustion / reciprocating) |  |  |  |  | Advanced Fuel (produced via gasification or pyrolysis of biofuel or waste) | Engine (combustion / reciprocating) | [5 empty] | Connected | 18 | 18.9 | 19.8947 | 0.185 | 0.1947 | 2016-08-25 | [13 empty] | 2022-04-04 01:01
2200042603246 | 2200042603237 | Carnemough solar project limited | Carnemough farm, little hewas, grampound road, truro | Carnemough Farm | Little Hewas, Grampound Road | Truro | Cornwall | TR2 4EZ | United Kingdom |  |  | Indian Queens Sgp | Fraddon Bsp |  | 33 | Western Power Distribution (South West) Plc | Solar | Photovoltaic | No |  | 0 | 10.098 | Advanced Fuel (produced via gasification or pyrolysis of biofuel or waste) | Engine (combustion / reciprocating) |  |  |  |  | Advanced Fuel (produced via gasification or pyrolysis of biofuel or waste) | Engine (combustion / reciprocating) | [5 empty] | Connected | 10.098 | 10 | 10.5263 | 0.06 | 0.0632 | 2016-03-23 | [13 empty] | 2022-04-04 01:01
2200042606770 | 2200042606761 | Spf brent broad farm limited | Wick lane solar farm burnham on sea |  | Wick Lane, Brent Knoll | Highbridge | Somerset | TA9 4BU | United Kingdom | 33286 | 15260 | Bridgwater Sgp | Bridgwater Grid Bsp | Burnham | 11 | Western Power Distribution (South West) Plc | Solar | Photovoltaic | No |  | 0 | 2.916 | Advanced Fuel (produced via gasification or pyrolysis of biofuel or waste) | Engine (combustion / reciprocating) |  |  |  |  | Advanced Fuel (produced via gasification or pyrolysis of biofuel or waste) | Engine (combustion / reciprocating) | [5 empty] | Connected | 2.916 | 3 | 3.1579 | 0.045 | 0.0474 | 2017-03-27 | [13 empty] | 2022-04-04 01:01
2200042614113 | 2200042614104 | Peak gen power ltd | Yeoford way exeter makro | Peakgen Makro Exeter | Yeoford Way | Exeter | Devon | EX2 8LB | United Kingdom |  |  | Exeter Main Sgp | Exeter City Bsp |  | 33 | Western Power Distribution (South West) Plc | Fossil - Oil | Engine (combustion / reciprocating) | No |  | 0 | 20 | Advanced Fuel (produced via gasification or pyrolysis of biofuel or waste) | Engine (combustion / reciprocating) |  |  |  |  | Advanced Fuel (produced via gasification or pyrolysis of biofuel or waste) | Engine (combustion / reciprocating) | [5 empty] | Connected | 20 | 20.41 | 21.4842 | 0.5 | 0.5263 | 2016-06-14 | [13 empty] | 2022-04-04 01:01
2200042614131 | 2200042614122 | Ashwater solar limited | West venn farm, ashwater solar park |  | West Venn Farm, Ashwater | Holsworthy | Devon | EX21 5DG | United Kingdom |  |  | Alverdiscott Sgp | Pyworthy Bsp |  | 33 | Western Power Distribution (South West) Plc | Solar | Photovoltaic | No |  | 0 | 4.16 | Wind | Onshore wind turbines | No |  | 0 | 0.8 | Advanced Fuel (produced via gasification or pyrolysis of biofuel or waste) | Engine (combustion / reciprocating) | [5 empty] | Connected | 4.96 | 4.66 | 4.9053 | 0.06 | 0.0632 | 2017-03-06 | [13 empty] | 2022-04-04 01:01
2200042616565 | 2200042616556 | Wick farm grid limited | Weston-super-mare wick farm, brean road, lympsham | Connection Point Export Meter, , Wick Farm | Brean Road | Lympsham | Weston-Super-Mare | BS24 0HD | United Kingdom |  |  | Seabank Sgp | Weston Bsp 132Kv | Bournville | 33 | Western Power Distribution (South West) Plc | Solar | Photovoltaic | No |  | 0 | 4 | Advanced Fuel (produced via gasification or pyrolysis of biofuel or waste) | Engine (combustion / reciprocating) |  |  |  |  | Advanced Fuel (produced via gasification or pyrolysis of biofuel or waste) | Engine (combustion / reciprocating) | [5 empty] | Connected | 4 | 8 | 8.421 | 0.1 | 0.1053 | 2016-03-11 | [13 empty] | 2022-04-04 01:01
2200042619539 | 2200042619520 | Ernesettle community solar limited | Ernesettle | Ernesettle Lane | Ernesettle | Plymouth | Devon | PL5 2EY | United Kingdom | 24450 | 5989 | Landulph Sgp | Ernesettle Bsp | Ernesettle B & S | 11 | Western Power Distribution (South West) Plc | Solar | Photovoltaic | No |  | 0 | 3.18 | Advanced Fuel (produced via gasification or pyrolysis of biofuel or waste) | Engine (combustion / reciprocating) |  |  |  |  | Advanced Fuel (produced via gasification or pyrolysis of biofuel or waste) | Engine (combustion / reciprocating) | [5 empty] | Connected | 3.18 | 3.5 | 3.6842 | 0.1 | 0.1053 | 2016-04-01 | [13 empty] | 2022-04-04 01:01
2200042620171 | 2200042620162 | Nextsolar grhb limited | Great houndbeare farm, oak road, aylesbeare ehv connection | Great Houndbeare Farm | Oak Road, Aylesbeare | Exeter | Devon | EX5 2DB | United Kingdom | 304770 | 93478 | Exeter Main Sgp | Exeter Main Bsp | Ottery St Mary | 33 | Western Power Distribution (South West) Plc | Solar | Photovoltaic | No |  | 0 | 4.08 | Advanced Fuel (produced via gasification or pyrolysis of biofuel or waste) | Engine (combustion / reciprocating) |  |  |  |  | Advanced Fuel (produced via gasification or pyrolysis of biofuel or waste) | Engine (combustion / reciprocating) | [5 empty] | Connected | 4.08 | 4.163 | 4.3821 | 0.1 | 0.1053 | 2017-03-31 | [13 empty] | 2022-04-04 01:01
2200042620214 | 2200042620205 | Wse huntspill level limited | Withy drove, east huntspill, somerset | Withy Farm | East Huntspill | Highbridge | Somerset | TA9 3PL | United Kingdom |  |  | Bridgwater Sgp | Bridgwater Grid Bsp |  | 33 | Western Power Distribution (South West) Plc | Solar | Photovoltaic | No |  | 0 | 4.08 | Advanced Fuel (produced via gasification or pyrolysis of biofuel or waste) | Engine (combustion / reciprocating) |  |  |  |  | Advanced Fuel (produced via gasification or pyrolysis of biofuel or waste) | Engine (combustion / reciprocating) | [5 empty] | Connected | 4.08 | 4.2947 | 4.5207 | 0.1 | 0.1053 | 2016-09-20 | [13 empty] | 2022-04-04 01:01
2200042620241 | 2200042620223 | Conrad (water lane) limited | Land at the end of water lane, exeter, ex2 8ee |  | Water Lane, St Thomas | Exeter | Devon | EX2 8EE | United Kingdom |  |  | Exeter Main Sgp | Exeter City Bsp | Marsh Barton | 33 | Western Power Distribution (South West) Plc | Fossil - Gas | Gas turbine (OCGT) | No |  | 0 | 20.121 | Advanced Fuel (produced via gasification or pyrolysis of biofuel or waste) | Engine (combustion / reciprocating) |  |  |  |  | Advanced Fuel (produced via gasification or pyrolysis of biofuel or waste) | Engine (combustion / reciprocating) | [5 empty] | Connected | 20.121 | 20.88 | 21.9789 | 0.2 | 0.2105 | 2016-08-15 | [13 empty] | 2022-04-04 01:01
2200042620260 | 2200042620250 | Sv alder solar park | Taunton monty's farm pv | Solar Panel Farm, Montys Farm | Montys Lane, Norton Fitzwarren | Taunton | Somerset | TA4 1AA | United Kingdom | 317994 | 126677 | Taunton Sgp | Taunton Main Bsp |  | 33 | Western Power Distribution (South West) Plc | Solar | Photovoltaic | No |  | 0 | 4 | Advanced Fuel (produced via gasification or pyrolysis of biofuel or waste) | Engine (combustion / reciprocating) |  |  |  |  | Advanced Fuel (produced via gasification or pyrolysis of biofuel or waste) | Engine (combustion / reciprocating) | [5 empty] | Connected | 4 | 4.674 | 4.92 | 0.012 | 0.0126 | 2016-03-25 | [13 empty] | 2022-04-04 01:01
2200042620288 | 2200042620279 | Bristol city council | Lawrence weston road solar park, lawrence weston road |  | Lawrence Weston Road, Avonmouth | Bristol |  | BS11 0ST | United Kingdom |  |  | Seabank Sgp | Avonmouth Bsp |  | 33 | Western Power Distribution (South West) Plc | Solar | Photovoltaic | No |  | 0 | 3.33 | Advanced Fuel (produced via gasification or pyrolysis of biofuel or waste) | Engine (combustion / reciprocating) |  |  |  |  | Advanced Fuel (produced via gasification or pyrolysis of biofuel or waste) | Engine (combustion / reciprocating) | [5 empty] | Connected | 3.33 | 3.673 | 3.8663 | 0.25 | 0.2632 | 2016-06-20 | [13 empty] | 2022-04-04 01:01
2200042622044 | 2200042622035 | Tref no 1 limited | Dunsland cross, brandis court, holsworthy |  | Dunsland Cross, Brandis Corner | Holsworthy | Devon | EX22 7YH | United Kingdom |  |  | Alverdiscott Sgp | Pyworthy Bsp |  | 33 | Western Power Distribution (South West) Plc | Wind | Onshore wind turbines | No |  | 0 | 6.15 | Advanced Fuel (produced via gasification or pyrolysis of biofuel or waste) | Engine (combustion / reciprocating) |  |  |  |  | Advanced Fuel (produced via gasification or pyrolysis of biofuel or waste) | Engine (combustion / reciprocating) | [5 empty] | Connected | 6.15 | 6.474 | 6.8147 | 0.12 | 0.1263 | 2017-03-01 | [13 empty] | 2022-04-04 01:01
2200042626953 | 2200042626944 | Amp gm016 limited | Saltash trerule farm pv | Trerule Farm | Trerulefoot | Saltash | Devon | PL12 5BL | United Kingdom | 232988 | 58746 | Landulph Sgp | St Germans Bsp |  | 33 | Western Power Distribution (South West) Plc | Solar | Photovoltaic | No |  | 0 | 3.78 | Advanced Fuel (produced via gasification or pyrolysis of biofuel or waste) | Engine (combustion / reciprocating) |  |  |  |  | Advanced Fuel (produced via gasification or pyrolysis of biofuel or waste) | Engine (combustion / reciprocating) | [5 empty] | Connected | 3.78 | 3.528 | 3.7137 | 0.05 | 0.0526 | 2016-03-30 | [13 empty] | 2022-04-04 01:01
2200042627159 | 2200042627140 | Bee nancrossa limited | Penryn nancrossa farm pv | Solar Pv Farm, Nancrossa Farm | Rame Cross | Penryn | Cornwall | TR10 9EA | United Kingdom | 172777 | 33861 | Indian Queens Sgp | Rame Bsp |  | 33 | Western Power Distribution (South West) Plc | Solar | Photovoltaic | No |  | 0 | 4.9467 | Advanced Fuel (produced via gasification or pyrolysis of biofuel or waste) | Engine (combustion / reciprocating) |  |  |  |  | Advanced Fuel (produced via gasification or pyrolysis of biofuel or waste) | Engine (combustion / reciprocating) | [5 empty] | Connected | 4.9467 | 5 | 5.2632 | 0.02 | 0.021 | 2016-03-30 | [13 empty] | 2022-04-04 01:01
2200042630329 | 2200042630310 | Bee chard limited | Chard chaffcombe lane | Chaffcombe Lane | Hornsbury | Chard | Somerset | TA20 1RR | United Kingdom | 33356 | 10999 | Axminster Sgp | Woodcote Bsp | Chard | 11 | Western Power Distribution (South West) Plc | Solar | Photovoltaic | No |  | 0 | 2.52 | Advanced Fuel (produced via gasification or pyrolysis of biofuel or waste) | Engine (combustion / reciprocating) |  |  |  |  | Advanced Fuel (produced via gasification or pyrolysis of biofuel or waste) | Engine (combustion / reciprocating) | [5 empty] | Connected | 2.52 | 3 | 3.1579 | 0.045 | 0.0474 | 2016-03-18 | [13 empty] | 2022-04-04 01:01
2200042636720 | 2200030520111 | F w s carter & sons ltd | Exeter, greendale, woodbury salterton | Greendale Barton | Woodbury Salterton | Exeter | Devon | EX5 1EW | United Kingdom | 30206 | 8963 | Exeter Main Sgp | Sowton Bsp |  | 11 | Western Power Distribution (South West) Plc | Fossil - Oil | Engine (combustion / reciprocating) | Yes |  | 0 | 1 | Fossil - Oil | Engine (combustion / reciprocating) | Yes |  | 0 | 0.8 | Solar | Photovoltaic | No |  | 0 | 0.05 |  | Connected | 1.9 | 0.75 | 0.7895 | 0.83 | 0.8737 | 2013-08-06 | [13 empty] | 2022-04-04 01:01
2200042637894 | 2200042637885 | Verdant community energy cic | Wick farm west, brean road, lympsham bs24 0hd | Wick Farm West | Brean Road, Lympsham | Weston-super-mare | Somerset | BS24 0HD | United Kingdom | 331665 | 154676 | Seabank Sgp | Weston Bsp 132Kv | Bournville | 33 | Western Power Distribution (South West) Plc | Solar | Photovoltaic | No |  | 0 | 3.54 | Advanced Fuel (produced via gasification or pyrolysis of biofuel or waste) | Engine (combustion / reciprocating) |  |  |  |  | Advanced Fuel (produced via gasification or pyrolysis of biofuel or waste) | Engine (combustion / reciprocating) | [5 empty] | Connected | 3.54 | 3.54 | 3.7263 | 0.05 | 0.0526 | 2016-06-22 | [13 empty] | 2022-04-04 01:01
2200042643258 | 2200030000451 | Marks and spencer plc | Cribbs causeway - bristol | Unit 402 | The Mall, Cribbs Causeway Regional Shopping Ce, Patchway | Bristol |  | BS34 5QT | United Kingdom | 35891 | 18073 | Iron Acton Sgp | Bradley Stoke Bsp | Cribbs Causeway | 11 | Western Power Distribution (South West) Plc | Fossil - Oil | Engine (combustion / reciprocating) | No |  | 0 | 0.8 | Advanced Fuel (produced via gasification or pyrolysis of biofuel or waste) | Engine (combustion / reciprocating) |  |  |  |  | Advanced Fuel (produced via gasification or pyrolysis of biofuel or waste) | Engine (combustion / reciprocating) | [5 empty] | Connected | 0.8 | 0.8 | 0.8421 | 1.1 | 1.1579 | 2016-10-01 | [13 empty] | 2022-04-04 01:01
2200042678720 | 2200042591627 | Csi wick road solar pv limited | Wick road solar farm | Export Pseudo Mpan, Bristol Road | Hewish | Weston-super-mare | North Somerset | BS24 6RD | United Kingdom | 33909 | 16323 | Bridgwater Sgp | Churchill Bsp 132Kv | Westwick | 11 | Western Power Distribution (South West) Plc | Solar | Photovoltaic | No |  | 0 | 7.4 | Advanced Fuel (produced via gasification or pyrolysis of biofuel or waste) | Engine (combustion / reciprocating) |  |  |  |  | Advanced Fuel (produced via gasification or pyrolysis of biofuel or waste) | Engine (combustion / reciprocating) | [5 empty] | Connected | 7.4 | 7.4 | 7.7895 | 0.2 | 0.2105 | 2015-12-17 | [13 empty] | 2022-04-04 01:01
2200042679608 | 2200042679592 | Attune energy limited | Tamerton bridge stor generator, ernesettle lane, ernesettle, plymouth, | Former Toshiba Factory Site | Ernesettle Lane, Ernesettle | Plymouth | Devon | PL5 2SA | United Kingdom |  |  | Landulph Sgp | Ernesettle Bsp |  | 33 | Western Power Distribution (South West) Plc | Stored Energy (all stored energy irrespective of the original energy source) | Storage - Electrochemical (Batteries) | No |  | 0 | 19.2 | Advanced Fuel (produced via gasification or pyrolysis of biofuel or waste) | Engine (combustion / reciprocating) |  |  |  |  | Advanced Fuel (produced via gasification or pyrolysis of biofuel or waste) | Engine (combustion / reciprocating) | [5 empty] | Connected | 19.2 | 21.052 | 22.16 | 0.2 | 0.2105 | 2016-09-01 | [13 empty] | 2022-04-04 01:01
2200042682424 | 2200042682406 | Good energy development (no 23) limited | Newton downs farm newton downs, newton ferrers | Newton Downs Solar Farm | Road From Wrescombe To Butts Park | Newton ferrers | Devon | PL8 1JA | United Kingdom | 255416 | 49687 | Abham Sgp | Plympton Bsp | Newton Ferrers | 33 | Western Power Distribution (South West) Plc | Solar | Photovoltaic | No |  | 0 | 4 | Advanced Fuel (produced via gasification or pyrolysis of biofuel or waste) | Engine (combustion / reciprocating) |  |  |  |  | Advanced Fuel (produced via gasification or pyrolysis of biofuel or waste) | Engine (combustion / reciprocating) | [5 empty] | Connected | 4 | 4.082 | 4.2968 | 0.23 | 0.2421 | 2016-12-19 | [13 empty] | 2022-04-04 01:01
2200042710611 | 2200042563211 | Sigma solar limited | Crewkerne solar farm crewkerne | 2 | Lower Severalls Farm | Crewkerne |  | TA18 9NX | United Kingdom |  |  | Axminster Sgp | Woodcote Bsp |  | 33 | Western Power Distribution (South West) Plc | Solar | Photovoltaic | No |  | 0 | 4.08 | Advanced Fuel (produced via gasification or pyrolysis of biofuel or waste) | Engine (combustion / reciprocating) |  |  |  |  | Advanced Fuel (produced via gasification or pyrolysis of biofuel or waste) | Engine (combustion / reciprocating) | [5 empty] | Connected | 4.08 | 8.326 | 8.7642 | 0.1 | 0.1053 | 2015-12-08 | [13 empty] | 2022-04-04 01:01
2200042711369 | 2200030347101 | University of the west of england | Uwe 11kv feeds hewlett packard primary | Feeder A Sw 2, University West Of England | Frenchay Campus, Coldharbour Lane | Bristol |  | BS34 8QZ | United Kingdom |  |  | Iron Acton Sgp | Lockleaze Bsp 132Kv | Hewlett Packard | 11 | Western Power Distribution (South West) Plc | Solar | Photovoltaic | No |  | 0 | 0.4946 | Advanced Fuel (produced via gasification or pyrolysis of biofuel or waste) | Engine (combustion / reciprocating) |  |  |  |  | Advanced Fuel (produced via gasification or pyrolysis of biofuel or waste) | Engine (combustion / reciprocating) | [5 empty] | Connected | 0.4946 | 0.45 | 0.4737 | 5 | 5.2632 | 2020-11-27 | [13 empty] | 2022-04-04 01:01
2200042711378 | 2200032161995 | University of the west of england | Uwe 11kv feeds hewlett packard primary | Hewlett Packard Sw 9, University West Of England | Frenchay Campus, Coldharbour Lane | Bristol |  | BS34 8QZ | United Kingdom |  |  | Iron Acton Sgp | Lockleaze Bsp 132Kv | Hewlett Packard | 11 | Western Power Distribution (South West) Plc | Solar | Photovoltaic | No |  | 0 | 0.4946 | Advanced Fuel (produced via gasification or pyrolysis of biofuel or waste) | Engine (combustion / reciprocating) |  |  |  |  | Advanced Fuel (produced via gasification or pyrolysis of biofuel or waste) | Engine (combustion / reciprocating) | [5 empty] | Connected | 0.4946 | 0.45 | 0.4737 | 5 | 5.2632 | 2020-11-27 | [13 empty] | 2022-04-04 01:01
2200042713905 | 2200042713880 | Royal cornwall hospitals nhs trust | Treliske truro | Estates Department, Treliske Hospital | Treliske Hospital, Treliske | Truro | Cornwall | TR1 3LJ | United Kingdom | 17979 | 4541 | Indian Queens Sgp | Truro Bsp | Truro Treyew Road | 11 | Western Power Distribution (South West) Plc | Fossil - Gas | Engine (combustion / reciprocating) | No |  | 0 | 5.81 | Fossil - Oil | Engine (combustion / reciprocating) | Yes |  | 0 | 1.5 | Solar | Photovoltaic | No |  | 0 | 0.02 |  | Connected | 7.33 | 0 | 0 | 6 | 6.3158 | 2017-03-01 | [13 empty] | 2022-04-04 01:01
2200042713950 | 2200042713880 | Royal cornwall hospitals nhs trust | Treliske truro | Export 2, Estates Department, Treliske Hospital | Treliske Hospital, Treliske | Truro | Cornwall | TR1 3LJ | United Kingdom | 17979 | 4541 | Indian Queens Sgp | Truro Bsp | Truro Treyew Road | 11 | Western Power Distribution (South West) Plc | Fossil - Gas | Engine (combustion / reciprocating) | No |  | 0 | 5.81 | Fossil - Oil | Engine (combustion / reciprocating) | Yes |  | 0 | 1.5 | Solar | Photovoltaic | No |  | 0 | 0.02 |  | Connected | 7.33 | 0 | 0 | 6 | 6.3158 | 2017-03-01 | [13 empty] | 2022-04-04 01:01
2200042722617 | 2200042722608 | Bodwen solar project limited | Bodwen solar farm, bugle, st austell |  | Bodwen Solar Farm, Bugle | St austell | Cornwall | PL26 8RP | United Kingdom |  |  | Indian Queens Sgp | St Austell Bsp |  | 33 | Western Power Distribution (South West) Plc | Solar | Photovoltaic | No |  | 0 | 4.614 | Advanced Fuel (produced via gasification or pyrolysis of biofuel or waste) | Engine (combustion / reciprocating) |  |  |  |  | Advanced Fuel (produced via gasification or pyrolysis of biofuel or waste) | Engine (combustion / reciprocating) | [5 empty] | Connected | 4.614 | 4.856 | 5.1116 | 0.03 | 0.0316 | 2017-03-01 | [13 empty] | 2022-04-04 01:01
2200042729783 | 2200042729774 | Lightsource spv 172 limited | Crediton sharland farm pv solar park, morchard bishop | Sharland Farm | Morchard Bishop | Crediton | Devon | EX17 6SJ | United Kingdom | 275280 | 105572 | Exeter Main Sgp | Exeter City Bsp | Folly Bridge | 33 | Western Power Distribution (South West) Plc | Solar | Photovoltaic | No |  | 0 | 2.19 | Advanced Fuel (produced via gasification or pyrolysis of biofuel or waste) | Engine (combustion / reciprocating) |  |  |  |  | Advanced Fuel (produced via gasification or pyrolysis of biofuel or waste) | Engine (combustion / reciprocating) | [5 empty] | Connected | 2.19 | 2.235 | 2.3526 | 0.05 | 0.0526 | 2017-03-03 | [13 empty] | 2022-04-04 01:01
2200042733479 | 2200042733460 | R j c energy limited | Stoneshill farm, near cullompton, devonstoneshill farm, near cullompton, devon | Stoneshill, Five Bridges | Willand, Cullompton | Exeter | Devon | EX5 3DP | United Kingdom |  |  | Exeter Main Sgp | Tiverton Bsp |  | 33 | Western Power Distribution (South West) Plc | Solar | Photovoltaic | No |  | 0 | 4 | Advanced Fuel (produced via gasification or pyrolysis of biofuel or waste) | Engine (combustion / reciprocating) |  |  |  |  | Advanced Fuel (produced via gasification or pyrolysis of biofuel or waste) | Engine (combustion / reciprocating) | [5 empty] | Connected | 4 | 4 | 4.2105 | 0.05 | 0.0526 | 2017-03-17 | [13 empty] | 2022-04-04 01:01
2200042733869 | 2200042420870 | Lightsource spv 110 limited | Northmoor, whitstone, nr holsworthy, | Embedded, Parsonage Wood Pv | Whitstone | Holsworthy | Devon | EX22 6TD | United Kingdom |  |  | Alverdiscott Sgp |  |  | 132 | Western Power Distribution (South West) Plc | Solar | Photovoltaic | No |  | 0 | 12.77 | Wind | Onshore wind turbines | No |  | 0 | 1 | Advanced Fuel (produced via gasification or pyrolysis of biofuel or waste) | Engine (combustion / reciprocating) | [5 empty] | Connected | 13.77 | 3.49 | 3.6737 | 0.2 | 0.2105 | 2016-12-01 | [13 empty] | 2022-04-04 01:01
2200042738714 | 2200042738705 | Nextenergy solar holdings vi limited | Axe view farm, wadbrook, axminster, | Axe View | Wadbrook | Axminster | Devon | EX13 7AS | United Kingdom | 332531 | 101790 | Axminster Sgp | Woodcote Bsp |  | 33 | Western Power Distribution (South West) Plc | Solar | Photovoltaic | No |  | 0 | 4.04 | Advanced Fuel (produced via gasification or pyrolysis of biofuel or waste) | Engine (combustion / reciprocating) |  |  |  |  | Advanced Fuel (produced via gasification or pyrolysis of biofuel or waste) | Engine (combustion / reciprocating) | [5 empty] | Connected | 4.04 | 4.04 | 4.2526 | 0.05 | 0.0526 | 2017-03-31 | [13 empty] | 2022-04-04 01:01
2200042742507 | 2200042742491 | Place barton farm solar park limited | Totnes, place barton farm solar park, moreleigh | Place Barton Farm | Moreleigh | Totnes | Devon | TQ9 7JN | United Kingdom | 275878 | 52542 | Abham Sgp | Totnes Bsp |  | 33 | Western Power Distribution (South West) Plc | Solar | Photovoltaic | No |  | 0 | 3.96 | Advanced Fuel (produced via gasification or pyrolysis of biofuel or waste) | Engine (combustion / reciprocating) |  |  |  |  | Advanced Fuel (produced via gasification or pyrolysis of biofuel or waste) | Engine (combustion / reciprocating) | [5 empty] | Connected | 3.96 | 4.081 | 4.2958 | 0.045 | 0.0474 | 2017-03-30 | [13 empty] | 2022-04-04 01:01
2200042742525 | 2200042742516 | Old stone farm solar park limited | Totnes old stone farm solar park, blackawton | Oldstone Farm | Blackawton | Totnes | Devon | TQ9 7DG | United Kingdom | 281687 | 51849 | Abham Sgp | Paignton Bsp | Dartmouth | 33 | Western Power Distribution (South West) Plc | Solar | Photovoltaic | No |  | 0 | 3.92 | Advanced Fuel (produced via gasification or pyrolysis of biofuel or waste) | Engine (combustion / reciprocating) |  |  |  |  | Advanced Fuel (produced via gasification or pyrolysis of biofuel or waste) | Engine (combustion / reciprocating) | [5 empty] | Connected | 3.92 | 4 | 4.2105 | 0.045 | 0.0474 | 2017-03-29 | [13 empty] | 2022-04-04 01:01
2200042748624 | 2200042748615 | Conrad (barton hill) limited | Barton hill way, torquay, tq2 8jg |  | Barton Hill Way | Torquay | Devon | TQ2 8JG | United Kingdom |  |  | Abham Sgp | Torquay Bsp |  | 33 | Western Power Distribution (South West) Plc | Biofuel - Landfill gas | Gas turbine (OCGT) | No |  | 0 | 21 | Advanced Fuel (produced via gasification or pyrolysis of biofuel or waste) | Engine (combustion / reciprocating) |  |  |  |  | Advanced Fuel (produced via gasification or pyrolysis of biofuel or waste) | Engine (combustion / reciprocating) | [5 empty] | Connected | 21 | 20.88 | 21.9789 | 0.9 | 0.9474 | 2017-08-01 | [13 empty] | 2022-04-04 01:01
2200042748642 | 2200042748633 | Conrad (plymouth rock) limited | Plymouth prince rock, faraday road, cattedown | Meter | Prince Rock, Faraday Road | Cattedown | Plymouth | PL4 0SF | United Kingdom |  |  | Abham Sgp | Plymouth Bsp |  | 33 | Western Power Distribution (South West) Plc | Fossil - Gas | Gas turbine (OCGT) | No |  | 0 | 15.4 | Advanced Fuel (produced via gasification or pyrolysis of biofuel or waste) | Engine (combustion / reciprocating) |  |  |  |  | Advanced Fuel (produced via gasification or pyrolysis of biofuel or waste) | Engine (combustion / reciprocating) | [5 empty] | Connected | 15.4 | 15.08 | 15.8737 | 0.2 | 0.2105 | 2017-06-01 | [13 empty] | 2022-04-04 01:01
2200042784491 | 2200042784482 | Hc ess2 limited | Lockleaze 33kv battery storage, land at romney avenue, | Lockleaze Battery Storage | Land At Romney Avenue, Lockleaze | Bristol | North Somerset | BS7 9XT | United Kingdom |  |  | Iron Acton Sgp | Lockleaze Bsp 132Kv |  | 33 | Western Power Distribution (South West) Plc | Stored Energy (all stored energy irrespective of the original energy source) | Storage - Electrochemical (Batteries) | No |  | 0 | 15.4 | Advanced Fuel (produced via gasification or pyrolysis of biofuel or waste) | Engine (combustion / reciprocating) |  |  |  |  | Advanced Fuel (produced via gasification or pyrolysis of biofuel or waste) | Engine (combustion / reciprocating) | [5 empty] | Connected | 15.4 | 15.789 | 16.62 | 15 | 15.7895 | 2017-07-14 | [13 empty] | 2022-04-04 01:01
2200042787386 | 2200042787377 | Alveston wind park limited | Old green 132kv generation station, alveston | Old Gloucester Road | Earthcott Green | Bristol | North Somerset | BS35 3TD | United Kingdom |  |  | Iron Acton Sgp |  |  | 132 | Western Power Distribution (South West) Plc | Wind | Onshore wind turbines | No |  | 0 | 6.9 | Advanced Fuel (produced via gasification or pyrolysis of biofuel or waste) | Engine (combustion / reciprocating) |  |  |  |  | Advanced Fuel (produced via gasification or pyrolysis of biofuel or waste) | Engine (combustion / reciprocating) | [5 empty] | Connected | 6.9 | 6.9 | 7.2632 | 0.12 | 0.1263 | 2017-11-14 | [13 empty] | 2022-04-04 01:01
2200042798411 | 2200041036048 | Drake circus gp llc | Drakes circus hv landlords supply | Drake Circus Landlords | Drake Circus Shopping Centre | Plymouth |  | PL1 1EA | United Kingdom | 24802 | 5475 | Abham Sgp | Plymouth Bsp | Buckwell Street | 11 | Western Power Distribution (South West) Plc | Solar | Photovoltaic | No |  | 0 | 4.75 | Advanced Fuel (produced via gasification or pyrolysis of biofuel or waste) | Engine (combustion / reciprocating) |  |  |  |  | Advanced Fuel (produced via gasification or pyrolysis of biofuel or waste) | Engine (combustion / reciprocating) | [5 empty] | Connected | 4.75 | 0.475 | 0.5 | 0.5 | 0.5263 | 2017-06-01 | [13 empty] | 2022-04-04 01:01
2200042800762 | 2200042273985 | Eon energy solutions limited | Cranbrook energy centre, clyst honiton, exeter | Rmu 2, Cranbrook Energy Centre Intake 2 | London Road, Clyst Honiton | Exeter | Devon | EX5 2DX | United Kingdom | 29974 | 9438 | Exeter Main Sgp | Sowton Bsp | Clyst Honiton | 11 | Western Power Distribution (South West) Plc | Fossil - Gas | Engine (combustion / reciprocating) | Yes |  | 0 | 1.929 | Fossil - Oil | Engine (combustion / reciprocating) | Yes |  | 0 | 0.55 | Solar | Photovoltaic | No |  | 0 | 0.2498 |  | Connected | 2.7288 | 2.7 | 2.8421 | 7.12 | 7.4947 | 2017-07-01 | [13 empty] | 2022-04-04 01:01
2200042820866 | 2200030357410 | Burrington business park limited | Burrington business park | Burrington Business Park | Burrington Way | Plymouth |  | PL5 3LX | United Kingdom | 24605 | 5825 | Landulph Sgp | Milehouse Bsp | Weston Mill | 11 | Western Power Distribution (South West) Plc | Solar | Photovoltaic | No |  | 0 | 2 | Advanced Fuel (produced via gasification or pyrolysis of biofuel or waste) | Engine (combustion / reciprocating) |  |  |  |  | Advanced Fuel (produced via gasification or pyrolysis of biofuel or waste) | Engine (combustion / reciprocating) | [5 empty] | Connected | 2 | 2 | 2.1053 | 0.2 | 0.2105 | 2017-08-05 | [13 empty] | 2022-04-04 01:01
2200042834024 | 2200042744522 | Royal devon & exeter healthcare nhs trust | Rd & e hospital (wonford) | (Wonford), R D & E Hospital Wonford Intake | Barrack Road, Barrack Road | Exeter |  | EX2 5DW | United Kingdom | 29382 | 9197 | Exeter Main Sgp | Exeter City Bsp | Haven Road | 11 | Western Power Distribution (South West) Plc | Fossil - Gas | Engine (combustion / reciprocating) | No |  | 0 | 5.66 | Biofuel - Landfill gas | Gas turbine (OCGT) | No |  | 0 | 1.521 | Fossil - Gas | Gas turbine (OCGT) | Yes |  | 0 | 1.016 |  | Connected | 8.3879 | 0.1 | 0.1053 | 3.5 | 3.6842 | 2020-07-17 | [13 empty] | 2022-04-04 01:01
2200042834033 | 2200042744540 | Royal devon & exeter healthcare nhs trust | Rd & e hospital (wonford) | (Bovemoors Lane), R D & E Hospital (Bovemoors Lane) | Church Lane | Exeter |  | EX2 5DW | United Kingdom | 29374 | 9213 | Exeter Main Sgp | Exeter City Bsp | Haven Road | 11 | Western Power Distribution (South West) Plc | Fossil - Gas | Engine (combustion / reciprocating) | No |  | 0 | 5.66 | Biofuel - Landfill gas | Gas turbine (OCGT) | No |  | 0 | 1.521 | Fossil - Gas | Gas turbine (OCGT) | Yes |  | 0 | 1.016 |  | Connected | 8.3879 | 0.01 | 0.0105 | 3.5 | 3.6842 | 2020-07-17 | [13 empty] | 2022-04-04 01:01
2200042852343 | 2200042852334 | Glen lyn generations ltd | Glen lyn generations lynmouth | The Old Chapel | - | Lynmouth | Devon | EX35 6ER | United Kingdom | 27232 | 14940 | Alverdiscott Sgp | Barnstaple Bsp | Lynton | 11 | Western Power Distribution (South West) Plc | Water (flowing water or head of water) | Hydro - Run of river | No |  | 0 | 0.7 | Stored Energy (all stored energy irrespective of the original energy source) | Storage - Electrochemical (Batteries) | No |  | 0 | 0.6 | Advanced Fuel (produced via gasification or pyrolysis of biofuel or waste) | Engine (combustion / reciprocating) | [5 empty] | Connected | 1.3 | 1.4 | 1.4737 | 0.05 | 0.0526 | 2018-04-01 | [13 empty] | 2022-04-04 01:01
2200042866230 | 2200030348522 | Plessey semiconductors limited | Plessey semiconductors limited | , Plessey | Tamerton Road, Woolwell | Plymouth | Devon | PL6 7BQ | United Kingdom |  |  | Landulph Sgp | Ernesettle Bsp | Southway | 11 | Western Power Distribution (South West) Plc | Stored Energy (all stored energy irrespective of the original energy source) | Storage - Electrochemical (Batteries) | No |  | 0 | 2 | Advanced Fuel (produced via gasification or pyrolysis of biofuel or waste) | Engine (combustion / reciprocating) |  |  |  |  | Advanced Fuel (produced via gasification or pyrolysis of biofuel or waste) | Engine (combustion / reciprocating) | [5 empty] | Connected | 2 | 2 | 2.1053 | 12 | 12.6316 | 2018-02-26 | [13 empty] | 2022-04-04 01:01
2200042910010 | 2200042910020 | Holmsleigh limited | Phillip dennis foodservice roundswell battery storage | Phillip Dennis Foodservice | Brannam Crescent, Roundswell Business Park | Barnstaple | Devon | EX31 3TD | United Kingdom | 253862 | 131560 | Alverdiscott Sgp | Barnstaple Bsp | Roundswell | 11 | Western Power Distribution (South West) Plc | Stored Energy (all stored energy irrespective of the original energy source) | Storage - Electrochemical (Batteries) | No |  | 0 | 3.75 | Advanced Fuel (produced via gasification or pyrolysis of biofuel or waste) | Engine (combustion / reciprocating) |  |  |  |  | Advanced Fuel (produced via gasification or pyrolysis of biofuel or waste) | Engine (combustion / reciprocating) | [5 empty] | Connected | 3.75 | 3.947 | 4.1547 | 3.9 | 4.1053 | 2018-05-30 | [13 empty] | 2022-04-04 01:01
2200042911947 | 2200042911929 | Uk utility reserve limited | Alders way stor, alders way, yalberton industrial estate | Alders Way Stor | Alders Way, Yalberton Industrial Estate | Paignton | Devon | TQ4 7QL | United Kingdom | 28715 | 9279 | Abham Sgp | Paignton Bsp |  | 33 | Western Power Distribution (South West) Plc | Biofuel - Landfill gas | Gas turbine (OCGT) | No |  | 0 | 20 | Advanced Fuel (produced via gasification or pyrolysis of biofuel or waste) | Engine (combustion / reciprocating) |  |  |  |  | Advanced Fuel (produced via gasification or pyrolysis of biofuel or waste) | Engine (combustion / reciprocating) | [5 empty] | Connected | 20 | 21.053 | 22.161 | 0.75 | 0.7895 | 2018-08-28 | [13 empty] | 2022-04-04 01:01
2200042911974 | 2200042911965 | Enersyst limited | Rockingham 33kv generation station rockingham south smoke lane bristol | Rockingham South | Smoke Lane | Avonmouth | Bristol | BS11 0YT | United Kingdom | 33525 | 11805 | Seabank Sgp | Avonmouth Bsp |  | 33 | Western Power Distribution (South West) Plc | Biofuel - Landfill gas | Gas turbine (OCGT) | No |  | 0 | 20 | Advanced Fuel (produced via gasification or pyrolysis of biofuel or waste) | Engine (combustion / reciprocating) |  |  |  |  | Advanced Fuel (produced via gasification or pyrolysis of biofuel or waste) | Engine (combustion / reciprocating) | [5 empty] | Connected | 20 | 20 | 21.0526 | 0.3 | 0.3158 | 2018-06-18 | [13 empty] | 2022-04-04 01:01
2200042911992 | 2200042911983 | Viridor waste management ltd | Bristol - severn road chittening | Viridor Energy To Waste | Severn Road, Chittening | Bristol | North Somerset | BS11 0YU | United Kingdom | 35350 | 18215 | Iron Acton Sgp | Seabank Bsp |  | 33 | Western Power Distribution (South West) Plc | Waste | Steam turbine (thermal power plant) | No |  | 0 | 44.363 | Advanced Fuel (produced via gasification or pyrolysis of biofuel or waste) | Engine (combustion / reciprocating) |  |  |  |  | Advanced Fuel (produced via gasification or pyrolysis of biofuel or waste) | Engine (combustion / reciprocating) | [5 empty] | Connected | 44.363 | 39.175 | 41.2368 | 4 | 4.2105 | 2019-09-01 | [13 empty] | 2022-04-04 01:01
2200042914423 | 2200040837510 | The cornwall bakery | Callington 83 tavistock road hv supply | Export Limited, Ginsters Ltd, Moss Side Industrial Estate | Tavistock Road | Callington | Cornwall | PL17 7XG | United Kingdom | 236658 | 69790 | Landulph Sgp | St Germans Bsp | Callington | 11 | Western Power Distribution (South West) Plc | Fossil - Gas | Engine (combustion / reciprocating) | Yes |  | 0 | 2.745 | Advanced Fuel (produced via gasification or pyrolysis of biofuel or waste) | Engine (combustion / reciprocating) |  |  |  |  | Advanced Fuel (produced via gasification or pyrolysis of biofuel or waste) | Engine (combustion / reciprocating) | [5 empty] | Connected | 2.745 | 1.75 | 1.8421 | 5.75 | 6.0526 | 2018-07-01 | [13 empty] | 2022-04-04 01:01
2200042965260 | 2200042965279 | Ssdc opium power limited | Fideoak mill bess, bishops hull, taunton |  | Fideoak Mill Stor, Bishops Hull | Taunton | Somerset | TA4 1AF | United Kingdom | 31926 | 12489 | Taunton Sgp | Taunton Main Bsp |  | 33 | Western Power Distribution (South West) Plc | Stored Energy (all stored energy irrespective of the original energy source) | Storage - Electrochemical (Batteries) | No |  | 0 | 27.72 | Advanced Fuel (produced via gasification or pyrolysis of biofuel or waste) | Engine (combustion / reciprocating) |  |  |  |  | Advanced Fuel (produced via gasification or pyrolysis of biofuel or waste) | Engine (combustion / reciprocating) | [5 empty] | Connected | 27.72 | 31.578 | 33.24 | 30 | 31.5789 | 2020-03-24 | [13 empty] | 2022-04-04 01:01
2200042974050 | 2200042974041 | Eon energy solutions limited | Monkerton energy centre tithebarn lane exeter | Proposed Energy Centre | Monkerton Developement, Pinhoe | Exeter |  | EX1 3RH | United Kingdom |  |  | Exeter Main Sgp | Sowton Bsp |  | 11 | Western Power Distribution (South West) Plc | Fossil - Gas | Engine (combustion / reciprocating) | Yes |  | 0 | 2.99 | Advanced Fuel (produced via gasification or pyrolysis of biofuel or waste) | Engine (combustion / reciprocating) |  |  |  |  | Advanced Fuel (produced via gasification or pyrolysis of biofuel or waste) | Engine (combustion / reciprocating) | [5 empty] | Connected | 2.99 | 3 | 3.1579 | 0.5 | 0.5263 | 2019-04-01 | [13 empty] | 2022-04-04 01:01
2200042991000 | 2200042990994 | Hele manor limited | Hele manor stor, hele manor, hele, taunton, | Hele Manor Stor | Hele Manor, Hele | Taunton | Somerset | TA4 1AH | United Kingdom | 31920 | 12440 | Taunton Sgp | Taunton Main Bsp |  | 33 | Western Power Distribution (South West) Plc | Biofuel - Landfill gas | Gas turbine (OCGT) | No |  | 0 | 20.28 | Advanced Fuel (produced via gasification or pyrolysis of biofuel or waste) | Engine (combustion / reciprocating) |  |  |  |  | Advanced Fuel (produced via gasification or pyrolysis of biofuel or waste) | Engine (combustion / reciprocating) | [5 empty] | Connected | 20.28 | 21.503 | 22.6347 | 0.5 | 0.5263 | 2019-06-06 | [13 empty] | 2022-04-04 01:01
2200042993684 | 2200030347459 | John wainwright & co limited | Shepton mallet moons hill quarry (hv supply) | Moonshill Quarry | Stoke Hill, Stoke St Michael | Radstock |  | BA3 5JU | United Kingdom | 36615 | 14614 | Seabank Sgp | Radstock Bsp 132Kv | Shepton Mallet | 11 | Western Power Distribution (South West) Plc | Solar | Photovoltaic | No |  | 0 | 0.15 | Advanced Fuel (produced via gasification or pyrolysis of biofuel or waste) | Engine (combustion / reciprocating) |  |  |  |  | Advanced Fuel (produced via gasification or pyrolysis of biofuel or waste) | Engine (combustion / reciprocating) | [5 empty] | Connected | 0.15 | 0.15 | 0.1579 | 1.65 | 1.7368 | 2019-04-01 | [13 empty] | 2022-04-04 01:01
2200042996825 | 2200042996816 | Accolade wines limited | Bristol accolade wines kings weston lane | Main Accolade Wines | Accolade Park, Kings Weston Lane, Avonmouth | Bristol |  | BS11 9FG | United Kingdom | 35240 | 17978 | Seabank Sgp | Avonmouth Bsp | Kingsweston | 11 | Western Power Distribution (South West) Plc | Wind | Onshore wind turbines | No |  | 0 | 2.5 | Advanced Fuel (produced via gasification or pyrolysis of biofuel or waste) | Engine (combustion / reciprocating) |  |  |  |  | Advanced Fuel (produced via gasification or pyrolysis of biofuel or waste) | Engine (combustion / reciprocating) | [5 empty] | Connected | 2.5 | 2.632 | 2.7705 | 1.8 | 1.8947 | 2019-05-01 | [13 empty] | 2022-04-04 01:01
2200042996843 | 2200042996834 | C e avonmouth turbine limited | Bristol clean earth wind turbine kings weston lane | Accolade Wines | Accolade Park, Kings Weston Lane, Avonmouth | Bristol | North Somerset | BS11 9FG | United Kingdom | 35240 | 17978 | Seabank Sgp | Avonmouth Bsp | Kingsweston | 11 | Western Power Distribution (South West) Plc | Wind | Onshore wind turbines | No |  | 0 | 2.5 | Advanced Fuel (produced via gasification or pyrolysis of biofuel or waste) | Engine (combustion / reciprocating) |  |  |  |  | Advanced Fuel (produced via gasification or pyrolysis of biofuel or waste) | Engine (combustion / reciprocating) | [5 empty] | Connected | 2.5 | 2.632 | 2.7705 | 0.074 | 0.0779 | 2019-05-01 | [13 empty] | 2022-04-04 01:01
2200042999603 | 2200030348815 | Kawasaki precision machinery (uk) limited | Ernersettle lane plymouth | Kawasaki Prec Mach(Uk)Lt | Ernesettle Lane | Plymouth | Devon | PL5 2SA | United Kingdom | 24450 | 6047 | Landulph Sgp | Ernesettle Bsp | Ernesettle B & S | 11 | Western Power Distribution (South West) Plc | Solar | Photovoltaic | No |  | 0 | 0.099 | Advanced Fuel (produced via gasification or pyrolysis of biofuel or waste) | Engine (combustion / reciprocating) |  |  |  |  | Advanced Fuel (produced via gasification or pyrolysis of biofuel or waste) | Engine (combustion / reciprocating) | [5 empty] | Connected | 0.099 | 0.099 | 0.1042 | 2.2 | 2.3158 | 2018-12-17 | [13 empty] | 2022-04-04 01:01
2200043043311 | 2200041579595 | Warburtons limited | Bristol plot 8010 western approach | Warburtons Building 8000 | Govier Way, Western Approach | Bristol |  | BS35 4GG | United Kingdom | 35471 | 18384 | Iron Acton Sgp | Seabank Bsp | Western Approach | 11 | Western Power Distribution (South West) Plc | Solar | Photovoltaic | Yes |  | 0 | 0.999 | Wind | Onshore wind turbines | No |  | 0 | 0.33 | Solar | Photovoltaic | No |  | 0 | 0.1498 |  | Connected | 1.4788 | 0.499 | 0.5253 | 2.2 | 2.3158 | 2019-03-06 | [13 empty] | 2022-04-04 01:01
2200043091403 | 2200043091209 | Creacombe grid limited | Marland fields creacombe 33kv solar park, holbeton, plymouth, |  | Holbeton | Plymouth | Devon | PL8 2JA | United Kingdom | 25911 | 5007 | Abham Sgp | Plympton Bsp |  | 33 | Western Power Distribution (South West) Plc | Solar | Photovoltaic | No |  | 0 | 5.55 | Advanced Fuel (produced via gasification or pyrolysis of biofuel or waste) | Engine (combustion / reciprocating) |  |  |  |  | Advanced Fuel (produced via gasification or pyrolysis of biofuel or waste) | Engine (combustion / reciprocating) | [5 empty] | Connected | 5.55 | 5.6 | 5.8947 | 0.1 | 0.1053 | 2020-01-29 | [13 empty] | 2022-04-04 01:01
2200043121449 | 2200043121420 | Conrad (plymouth) limited | Valley road plympton plymouth | Proposed Gas Fired Generation;53 | Valley Road | Plymouth | Devon | PL7 1RF | United Kingdom | 25322 | 5632 | Abham Sgp | Plympton Bsp | Linketty Lane | 11 | Western Power Distribution (South West) Plc | Biofuel - Landfill gas | Gas turbine (OCGT) | No |  | 0 | 5.041 | Advanced Fuel (produced via gasification or pyrolysis of biofuel or waste) | Engine (combustion / reciprocating) |  |  |  |  | Advanced Fuel (produced via gasification or pyrolysis of biofuel or waste) | Engine (combustion / reciprocating) | [5 empty] | Connected | 5.041 | 5.263 | 5.54 | 0.2 | 0.2105 | 2020-06-01 | [13 empty] | 2022-04-04 01:01
2200043123000 | 2200043122994 | Conrad (langage) limited | Land adjacent to applied automation langage plymouth | Langage Flexible Gas Generatio | Eastern Wood Road, Langage Industrial Estate | Plymouth |  | PL7 5ET | United Kingdom | 25667 | 5586 | Abham Sgp | Plympton Bsp | Langage | 11 | Western Power Distribution (South West) Plc | Biofuel - Landfill gas | Gas turbine (OCGT) | No |  | 0 | 4.3 | Advanced Fuel (produced via gasification or pyrolysis of biofuel or waste) | Engine (combustion / reciprocating) |  |  |  |  | Advanced Fuel (produced via gasification or pyrolysis of biofuel or waste) | Engine (combustion / reciprocating) | [5 empty] | Connected | 4.3 | 4.474 | 4.7095 | 0.2 | 0.2105 | 2020-09-14 | [13 empty] | 2022-04-04 01:01
2200043127706 | 2200030347078 | Bristol city council | Bristol 100 temple street | 100 | Temple Street | Bristol |  | BS1 6AG | United Kingdom |  |  | Iron Acton Sgp | St Pauls Bsp 132Kv | St Pauls Bsp 11Kv | 11 | Western Power Distribution (South West) Plc | Fossil - Oil | Engine (combustion / reciprocating) | Yes |  | 0 | 0.528 | Fossil - Oil | Engine (combustion / reciprocating) | No |  | 0 | 0.3 | Advanced Fuel (produced via gasification or pyrolysis of biofuel or waste) | Engine (combustion / reciprocating) | [5 empty] | Connected | 0.828 | 0.499 | 0.5253 | 1.2 | 1.2632 | 2020-12-04 | [13 empty] | 2022-04-04 01:01
2200043128694 | 2200030346924 | Sibelco uk limited | East golds works, newton abbot | East Golds Works | Kingsteignton Road | Newton abbot |  | TQ12 2PA | United Kingdom | 28647 | 7220 | Abham Sgp | Newton Abbot Bsp (Forde Road) | Newton Abbot Main | 11 | Western Power Distribution (South West) Plc | Fossil - Gas | Engine (combustion / reciprocating) | Yes |  | 0 | 1.067 | Advanced Fuel (produced via gasification or pyrolysis of biofuel or waste) | Engine (combustion / reciprocating) |  |  |  |  | Advanced Fuel (produced via gasification or pyrolysis of biofuel or waste) | Engine (combustion / reciprocating) | [5 empty] | Connected | 1.067 | 0.5 | 0.5263 | 2.2 | 2.3158 | 2020-04-16 | [13 empty] | 2022-04-04 01:01
2200043154018 | 2200043154027 | Bridgwater resource recycling limited | Bridgwater showground road | Hopkins Concrete Land Adjacent | Showground Road, Bridgewater | Ta6 6aj |  | TA6 6AJ | United Kingdom | 33099 | 13498 | Bridgwater Sgp | Bridgwater Grid Bsp | Colley Lane | 11 | Western Power Distribution (South West) Plc | Waste | Steam turbine (thermal power plant) | No |  | 0 | 10 | Advanced Fuel (produced via gasification or pyrolysis of biofuel or waste) | Engine (combustion / reciprocating) |  |  |  |  | Advanced Fuel (produced via gasification or pyrolysis of biofuel or waste) | Engine (combustion / reciprocating) | [5 empty] | Connected | 10 | 7.75 | 8.1579 | 1.9 | 2 | 2021-10-01 | [13 empty] | 2022-04-04 01:01
2200043161743 | 2200043161734 | Cornwall council | Ventonteague wind turbine, zelah, truro | Ventonteague Wind Turbine | Zelah | Truro | Cornwall | TR4 9JF | United Kingdom | 11831 | 533 | Indian Queens Sgp | Truro Bsp | Truro Shortlanesend | 33 | Western Power Distribution (South West) Plc | Wind | Onshore wind turbines | No |  | 0 | 2.35 | Advanced Fuel (produced via gasification or pyrolysis of biofuel or waste) | Engine (combustion / reciprocating) |  |  |  |  | Advanced Fuel (produced via gasification or pyrolysis of biofuel or waste) | Engine (combustion / reciprocating) | [5 empty] | Connected | 2.35 | 2.421 | 2.5484 | 0.024 | 0.0253 | 2020-08-10 | [13 empty] | 2022-04-04 01:01
2200043163616 | 2200030353416 | University hospitals bristol and weston nhs foundation trust | Weston super mare hospital | Weston General Hospital | Grange Road, Uphill | Weston-super-mare |  | BS23 4TQ | United Kingdom | 33239 | 15853 | Seabank Sgp | Weston Bsp 132Kv | Bournville | 11 | Western Power Distribution (South West) Plc | Fossil - Gas | Engine (combustion / reciprocating) | Yes |  | 0 | 0.375 | Advanced Fuel (produced via gasification or pyrolysis of biofuel or waste) | Engine (combustion / reciprocating) |  |  |  |  | Advanced Fuel (produced via gasification or pyrolysis of biofuel or waste) | Engine (combustion / reciprocating) | [5 empty] | Connected | 0.375 | 0.375 | 0.3947 | 2.3 | 2.421 | 2012-07-01 | [13 empty] | 2022-04-04 01:01
2200043167062 | 2200030348202 | Interfish ltd | Interfish | Wallsend Industrial Estate | Cattedown Road | Plymouth | Devon | PL4 0RW | United Kingdom | 249370 | 53617 | Abham Sgp | Plymouth Bsp | Prince Rock | 11 | Western Power Distribution (South West) Plc | Solar | Photovoltaic | No |  | 0 | 0.5 | Advanced Fuel (produced via gasification or pyrolysis of biofuel or waste) | Engine (combustion / reciprocating) |  |  |  |  | Advanced Fuel (produced via gasification or pyrolysis of biofuel or waste) | Engine (combustion / reciprocating) | [5 empty] | Connected | 0.5 | 0.099 | 0.1042 | 1.7 | 1.7895 | 2020-06-11 | [13 empty] | 2022-04-04 01:01
2200043210940 | 2200043210930 | Wse west holcombe limited | Quartley farm, bowdens lane, shillingford, tiverton, devon ex19 9bu | West Holcombe, Quartley Farm | Bowdens Lane, Shillingford | Tiverton | Devon | EX16 9BU | United Kingdom | 29848 | 12526 | Alverdiscott Sgp | Barnstaple Bsp |  | 33 | Western Power Distribution (South West) Plc | Solar | Photovoltaic | No |  | 0 | 5.425 | Advanced Fuel (produced via gasification or pyrolysis of biofuel or waste) | Engine (combustion / reciprocating) |  |  |  |  | Advanced Fuel (produced via gasification or pyrolysis of biofuel or waste) | Engine (combustion / reciprocating) | [5 empty] | Connected | 5.425 | 5.711 | 6.0116 | 0.198 | 0.2084 | 2022-02-14 | [13 empty] | 2022-04-04 01:01
2200043233431 | 2200042754195 | Ikea limited | Ikea exeter | Ikea Store | Off A379 | Exeter |  | EX2 7UA | United Kingdom | 29564 | 9067 | Exeter Main Sgp | Sowton Bsp | Sowton | 11 | Western Power Distribution (South West) Plc | Solar | Photovoltaic | No |  | 0 | 1.115 | Advanced Fuel (produced via gasification or pyrolysis of biofuel or waste) | Engine (combustion / reciprocating) |  |  |  |  | Advanced Fuel (produced via gasification or pyrolysis of biofuel or waste) | Engine (combustion / reciprocating) | [5 empty] | Connected | 1.115 | 0.99 | 1.0421 | 1.5 | 1.5789 | 2019-08-01 | [13 empty] | 2022-04-04 01:01
2200043245190 | 2200043245180 | Voltalia uk limited | Hallen industrial park severn road avonmouth bristol | Hallen 33Kv Battery, Severn Road Battery Storage 2 | Land At Severn Road | Avonmouth |  | BS10 7SE | United Kingdom | 35436 | 10811 | Seabank Sgp | Portishead New Bsp |  | 33 | Western Power Distribution (South West) Plc | Solar | Photovoltaic | No |  | 0 | 32 | Advanced Fuel (produced via gasification or pyrolysis of biofuel or waste) | Engine (combustion / reciprocating) |  |  |  |  | Advanced Fuel (produced via gasification or pyrolysis of biofuel or waste) | Engine (combustion / reciprocating) | [5 empty] | Connected | 32 | 10 | 10.5263 | 10 | 10.5263 | 2021-11-04 | [13 empty] | 2022-04-04 01:01
2200043332940 | 2200043332959 | Two post solar limited | Two post cross pv spreyton devon | Solar Storage Project | Two Post Cross | Spreyton |  | EX17 5AZ | United Kingdom | 26776 | 9561 | Alverdiscott Sgp | North Tawton Bsp |  | 33 | Western Power Distribution (South West) Plc | Solar | Photovoltaic | No |  | 0 | 9 | Advanced Fuel (produced via gasification or pyrolysis of biofuel or waste) | Engine (combustion / reciprocating) |  |  |  |  | Advanced Fuel (produced via gasification or pyrolysis of biofuel or waste) | Engine (combustion / reciprocating) | [5 empty] | Connected | 9 | 8.163 | 8.5926 | 0.1 | 0.1053 | 2021-11-10 | [13 empty] | 2022-04-04 01:01
2200043334167 | 2200043334176 | Bowerhouse ii solar limited | Land to south of havage drove, hewish, weston super mare | Bowerhouse Ii | Land To S Of Havage Drove, Hewish | Weston super mare |  | BS24 6UA | United Kingdom | 33406 | 11617 | Bridgwater Sgp | Churchill Bsp 132Kv |  | 33 | Western Power Distribution (South West) Plc | Solar | Photovoltaic | No |  | 0 | 15.6 | Advanced Fuel (produced via gasification or pyrolysis of biofuel or waste) | Engine (combustion / reciprocating) |  |  |  |  | Advanced Fuel (produced via gasification or pyrolysis of biofuel or waste) | Engine (combustion / reciprocating) | [5 empty] | Connected | 15.6 | 7.143 | 7.5189 | 0.2 | 0.2105 | 2022-01-28 | [13 empty] | 2022-04-04 01:01
2200043352495 | 2200043352486 | Biogas technology limited | Gas generator |  | Marshall Road Gas Generator, Plympton | Plymouth |  | PL7 4NW | United Kingdom | 25227 | 5650 | Abham Sgp | Plympton Bsp | Linketty Lane | 11 | Western Power Distribution (South West) Plc | Fossil - Gas | Engine (combustion / reciprocating) | No |  | 0 | 6.9 | Advanced Fuel (produced via gasification or pyrolysis of biofuel or waste) | Engine (combustion / reciprocating) |  |  |  |  | Advanced Fuel (produced via gasification or pyrolysis of biofuel or waste) | Engine (combustion / reciprocating) | [5 empty] | Connected | 6.9 | 2.3 | 2.421 | 0.15 | 0.1579 | 2022-03-15 | [13 empty] | 2022-04-04 01:01
2200043358780 | 2200043307020 | Trelan holdings limited | Trelan barn, menerdue lane, carnmenellis, redruth, tr16 6pd | Trelan Barn | Menerdue Lane, Carnmenellis | Redruth |  | TR16 6PD | United Kingdom | 17297 | 3454 | Indian Queens Sgp | Rame Bsp | Constantine 33Kv | 0.4 | Western Power Distribution (South West) Plc | Solar | Photovoltaic | No |  | 0 | 2 | Advanced Fuel (produced via gasification or pyrolysis of biofuel or waste) | Engine (combustion / reciprocating) |  |  |  |  | Advanced Fuel (produced via gasification or pyrolysis of biofuel or waste) | Engine (combustion / reciprocating) | [5 empty] | Connected | 2 | 0.12 | 0.1263 | 0.276 | 0.2905 | 2022-02-01 | [13 empty] | 2022-04-04 01:01
2200043365458 | 2200043365467 | Conrad (minehead) limited | Minehead brunel way | Minehead Power Generation Plant Export | Brunel Way | Minehead |  | TA24 5BY | United Kingdom | 29762 | 14581 | Taunton Sgp | Bowhays Cross Bsp | Alcombe | 11 | Western Power Distribution (South West) Plc | Fossil - Gas | Gas turbine (OCGT) | No |  | 0 | 7.323 | Advanced Fuel (produced via gasification or pyrolysis of biofuel or waste) | Engine (combustion / reciprocating) |  |  |  |  | Advanced Fuel (produced via gasification or pyrolysis of biofuel or waste) | Engine (combustion / reciprocating) | [5 empty] | Connected | 7.323 | 7.579 | 7.9779 | 0.2 | 0.2105 | 2022-02-03 | [13 empty] | 2022-04-04 01:01
2200043373830 |  | Ambition community energy cic | Ambition community energy wind turbine | Ambition Community Energy Wind Turbine | Severn Road, Avonmouth | Bristol |  | BS11 0YL | United Kingdom | [5 empty] | 11 | Western Power Distribution (South West) Plc | Wind | Onshore wind turbines | No |  | 0 | 4.2 | Advanced Fuel (produced via gasification or pyrolysis of biofuel or waste) | Engine (combustion / reciprocating) |  |  |  |  | Advanced Fuel (produced via gasification or pyrolysis of biofuel or waste) | Engine (combustion / reciprocating) | [5 empty] | Connected | 4.2 | 4.421 | 4.6537 | 0.156 | 0.1642 | 2023-01-31 | [13 empty] | 2022-04-04 01:01
2200043374026 | 2200040769933 | Atlantic inertial systems limited | Atlantic inertial systems ltd | Collins Aerospace | Clittaford Road | Plymouth | Devon | PL6 6DE | United Kingdom | 24952 | 6127 | Landulph Sgp | Ernesettle Bsp | Southway | 11 | Western Power Distribution (South West) Plc | Solar | Photovoltaic | No |  | 0 | 0.5 | Advanced Fuel (produced via gasification or pyrolysis of biofuel or waste) | Engine (combustion / reciprocating) |  |  |  |  | Advanced Fuel (produced via gasification or pyrolysis of biofuel or waste) | Engine (combustion / reciprocating) | [5 empty] | Connected | 0.5 | 0.4 | 0.421 | 2 | 2.1053 | 2022-02-14 | [13 empty] | 2022-04-04 01:01
2200043378883 | 2200030349010 | E & j w glendinning limited | Linhay hill quarry | Linhay Hill Quarry | Ashburton | Newton abbot |  | TQ13 7ES | United Kingdom | 27693 | 7087 | Abham Sgp | Totnes Bsp | Ashburton | 11 | Western Power Distribution (South West) Plc | Solar | Photovoltaic | No |  | 0 | 0.499 | Advanced Fuel (produced via gasification or pyrolysis of biofuel or waste) | Engine (combustion / reciprocating) |  |  |  |  | Advanced Fuel (produced via gasification or pyrolysis of biofuel or waste) | Engine (combustion / reciprocating) | [5 empty] | Connected | 0.499 | 0.4 | 0.421 | 1.4 | 1.4737 | 2022-02-26 | [13 empty] | 2022-04-04 01:01
|  | Enviroparks hirwaun ltd | Enviroparks | Fifth Avenue | Hirwaun | Aberdare |  | CF44 9YN | United Kingdom | 329878 | 214332 | Swansea North Grid | Hirwaun Grid | Hirwaun Primary | 33 | Western Power Distribution (South Wales) Plc | Biofuel - Landfill gas | Gas turbine (OCGT) | Yes |  | 0 | 0 | Advanced Fuel (produced via gasification or pyrolysis of biofuel or waste) | Engine (combustion / reciprocating) |  |  |  |  | Advanced Fuel (produced via gasification or pyrolysis of biofuel or waste) | Engine (combustion / reciprocating) | [5 empty] | Accepted to connect | [6 empty] | 0 | 18.75 | 19.7368 | 3 | 3.1579 | 2011-11-18 | 2022-12-31 | [6 empty] | 2022-04-04 01:01
|  | Stuart partners ltd | Hill barton business park | Sidmouth Road | Clyst Stmary | Exeter | Decon | EX5 1SD | United Kingdom | 300323 | 90987 | Exeter Main Sgp | Sowton Bsp |  | 11 | Western Power Distribution (South West) Plc | Waste | Steam turbine (thermal power plant) |  |  | 0 | 11 | Advanced Fuel (produced via gasification or pyrolysis of biofuel or waste) | Engine (combustion / reciprocating) |  |  |  |  | Advanced Fuel (produced via gasification or pyrolysis of biofuel or waste) | Engine (combustion / reciprocating) | [5 empty] | Accepted to connect | [6 empty] | 11 | 11 | 11.5789 | 1.8 | 1.8947 | 2011-09-26 | 2022-06-01 | [6 empty] | 2022-04-04 01:01
|  | Energie kontor uk ltd | Cefn blaenau, wind turbines |  | Rhydcymerau | Llandeilo |  | SA19 7RF | United Kingdom | 257697 | 241815 | Swansea North Grid | Lampeter Grid | Lampeter Primary | 11 | Western Power Distribution (South Wales) Plc | Wind | Onshore wind turbines |  |  | 0 | 0 | Advanced Fuel (produced via gasification or pyrolysis of biofuel or waste) | Engine (combustion / reciprocating) |  |  |  |  | Advanced Fuel (produced via gasification or pyrolysis of biofuel or waste) | Engine (combustion / reciprocating) | [5 empty] | Accepted to connect | [6 empty] | 0 | 5 | 5.2632 | 5 | 5.2632 | 2013-03-06 | 2022-11-01 | [6 empty] | 2022-04-04 01:01
|  | Push energy (decoy) ltd | Decoy farm, , organic recycling ltd | Spalding Road |  | Peterborough |  | PE6 0LX | United Kingdom | 526194 | 312815 | Walpole 132Kv S Stn | Spalding Clay Lake 33Kv S Stn |  | 33 | Western Power Distribution (East Midlands) Plc | Biofuel - Biogas from anaerobic digestion (excluding landfill & sewage) | Engine (combustion / reciprocating) |  |  | 0 | 18 | Advanced Fuel (produced via gasification or pyrolysis of biofuel or waste) | Engine (combustion / reciprocating) |  |  |  |  | Advanced Fuel (produced via gasification or pyrolysis of biofuel or waste) | Engine (combustion / reciprocating) | [5 empty] | Accepted to connect | [6 empty] | 18 | 18 | 18.9474 | 0 | 0 | 2013-08-06 | 2022-06-07 | [6 empty] | 2022-04-04 01:01
|  | Ecotricity group limited | Lodge farm | Doulting |  | Shepton mallet | Somerset | BA4 4ND | United Kingdom | 364775 | 145212 | Seabank Sgp | Radstock Bsp 132Kv |  | 33 | Western Power Distribution (South West) Plc | Solar | Photovoltaic |  |  | 0 | 0 | Advanced Fuel (produced via gasification or pyrolysis of biofuel or waste) | Engine (combustion / reciprocating) |  |  |  |  | Advanced Fuel (produced via gasification or pyrolysis of biofuel or waste) | Engine (combustion / reciprocating) | [5 empty] | Accepted to connect | [6 empty] | 0 | 4.2 | 4.4211 | 4.2 | 4.4211 | 2014-01-08 | 2022-10-29 | [6 empty] | 2022-04-04 01:01
|  | Green energy networks ltd | Wittering | Ford Road | Wittering | Stamford | Peterborough | PE6 | United Kingdom |  |  | Walpole 132Kv S Stn | Stamford 33Kv S Stn | Wittering 33 11Kv S Stn | 11 | Western Power Distribution (East Midlands) Plc | Solar | Photovoltaic |  |  | 0 | 3 | Advanced Fuel (produced via gasification or pyrolysis of biofuel or waste) | Engine (combustion / reciprocating) |  |  |  |  | Advanced Fuel (produced via gasification or pyrolysis of biofuel or waste) | Engine (combustion / reciprocating) | [5 empty] | Accepted to connect | [6 empty] | 3 | 3 | 3.1579 | 0.1 | 0.1053 | 2014-10-07 | 2022-10-27 | [6 empty] | 2022-04-04 01:01
|  | Carn nicholas solar limited | Carn nicholas farm, tir john solar park |  | Bonymaen | Swansea |  | SA1 7BL | United Kingdom | 26773 | 19417 | Swansea North Grid | Tir John Power Station |  | 33 | Western Power Distribution (South Wales) Plc | Solar | Photovoltaic |  |  | 0 | 8 | Advanced Fuel (produced via gasification or pyrolysis of biofuel or waste) | Engine (combustion / reciprocating) |  |  |  |  | Advanced Fuel (produced via gasification or pyrolysis of biofuel or waste) | Engine (combustion / reciprocating) | [5 empty] | Accepted to connect | [6 empty] | 8 | 7.84 | 8.2526 | 0.05 | 0.0526 | 2014-05-07 | 2022-09-16 | [6 empty] | 2022-04-04 01:01
|  | Mr stuart watcham | Foel trawsnant wind farm |  |  | Port talbot |  |  | United Kingdom |  |  | Pyle Grid | Pyle Bsp |  | 66 | Western Power Distribution (South Wales) Plc | Wind | Onshore wind turbines |  |  | 0 | 35 | Advanced Fuel (produced via gasification or pyrolysis of biofuel or waste) | Engine (combustion / reciprocating) |  |  |  |  | Advanced Fuel (produced via gasification or pyrolysis of biofuel or waste) | Engine (combustion / reciprocating) | [5 empty] | Accepted to connect | [6 empty] | 35 | 35 | 36.8421 | 0.5 | 0.5263 | 2014-10-14 | 2023-03-31 | [6 empty] | 2022-04-04 01:01
|  | Wse pembrokeshire limited | Blackberry lane solar park | Pembroke Dock |  | Pembrokeshire |  |  | United Kingdom |  |  | Pembroke Power Station | Golden Hill Grid |  | 33 | Western Power Distribution (South Wales) Plc | Solar | Photovoltaic |  |  | 0 | 22 | Advanced Fuel (produced via gasification or pyrolysis of biofuel or waste) | Engine (combustion / reciprocating) |  |  |  |  | Advanced Fuel (produced via gasification or pyrolysis of biofuel or waste) | Engine (combustion / reciprocating) | [5 empty] | Accepted to connect | [6 empty] | 22 | 22 | 23.1579 | 0.1 | 0.1053 | 2014-10-29 | 2023-02-28 | [6 empty] | 2022-04-04 01:01
|  | Water and waste services ltd | Queen charlton recycling centre |  | Keynsham | Bristol |  | BS31 2TN | United Kingdom | 36339 | 16595 | Iron Acton Sgp | Feeder Road 33Kv | Whitchurch | 11 | Western Power Distribution (South West) Plc | Biofuel - Landfill gas | Gas turbine (OCGT) |  |  | 0 | 1.6 | Advanced Fuel (produced via gasification or pyrolysis of biofuel or waste) | Engine (combustion / reciprocating) |  |  |  |  | Advanced Fuel (produced via gasification or pyrolysis of biofuel or waste) | Engine (combustion / reciprocating) | [5 empty] | Accepted to connect | [6 empty] | 1.6 | 1.6 | 1.6842 | 0.5 | 0.5263 | 2014-10-24 | 2022-11-01 | [6 empty] | 2022-04-04 01:01
|  | Wentloog farmers' solar scheme limited | Hawse farm, wentloog levels solar park | Hawse Lane | Stbrides Wentloog | Newport |  | NP10 8SR | United Kingdom | 32815 | 18140 | Uskmouth | Newport West |  | 132 | Western Power Distribution (South Wales) Plc | Solar | Photovoltaic |  |  | 0 | 41 | Advanced Fuel (produced via gasification or pyrolysis of biofuel or waste) | Engine (combustion / reciprocating) |  |  |  |  | Advanced Fuel (produced via gasification or pyrolysis of biofuel or waste) | Engine (combustion / reciprocating) | [5 empty] | Accepted to connect | [6 empty] | 41 | 41 | 43.1579 | 0.001 | 0.001 | 2015-03-20 | 2023-03-21 | [6 empty] | 2022-04-04 01:01
|  | Ecotricity | Six hundred farm, heckington fen | Six Hundred Drove | East Heckington | Lincolnshire |  | PE20 3QQ | United Kingdom |  |  | Bicker Fen 132Kv S Stn |  |  | 33 | Western Power Distribution (East Midlands) Plc | Wind | Onshore wind turbines |  |  | 0 | 54 | Wind | Onshore wind turbines |  |  | 0 | 54 | Advanced Fuel (produced via gasification or pyrolysis of biofuel or waste) | Engine (combustion / reciprocating) | [5 empty] | Accepted to connect | [6 empty] | 108 | 54 | 56.8421 | 1.305 | 1.3737 | 2015-04-17 | 2024-10-01 | [6 empty] | 2022-04-04 01:01
|  | Tge management company limited | Blackbridge farm | Cranford Road |  | Burton latimer |  | NN15 5TB | United Kingdom | 49104 | 27605 | Grendon 132Kv S Stn | Kettering 33Kv S Stn | Burton Latimer 33 11Kv S Stn | 33 | Western Power Distribution (East Midlands) Plc | Solar | Photovoltaic |  |  | 0 | 10 | Advanced Fuel (produced via gasification or pyrolysis of biofuel or waste) | Engine (combustion / reciprocating) |  |  |  |  | Advanced Fuel (produced via gasification or pyrolysis of biofuel or waste) | Engine (combustion / reciprocating) | [5 empty] | Accepted to connect | [6 empty] | 10 | 10 | 10.5263 | 0.001 | 0.001 | 2015-02-19 | 2023-01-18 | [6 empty] | 2022-04-04 01:01
|  | Renewable energy systems ltd | Brecgfa north wind farm |  | Llanllwni | Pencader |  | SA39 9ED | United Kingdom | 25156 | 23667 | Swansea North Grid | Swansea North Bsp |  | 132 | Western Power Distribution (South Wales) Plc | Wind | Onshore wind turbines |  |  | 0 | 20 | Advanced Fuel (produced via gasification or pyrolysis of biofuel or waste) | Engine (combustion / reciprocating) |  |  |  |  | Advanced Fuel (produced via gasification or pyrolysis of biofuel or waste) | Engine (combustion / reciprocating) | [5 empty] | Accepted to connect | [6 empty] | 20 | 20 | 21.0526 | 0.32 | 0.3368 | 2015-07-14 | 2023-06-30 | [6 empty] | 2022-04-04 01:01
|  | Reg abergorki ltd | Abergorki wind farm |  |  | Treorchy |  | CF42 6TF | United Kingdom |  |  | Swansea North Grid | Hirwaun Grid |  | 33 | Western Power Distribution (South Wales) Plc | Wind | Onshore wind turbines |  |  | 0 | 9.9 | Advanced Fuel (produced via gasification or pyrolysis of biofuel or waste) | Engine (combustion / reciprocating) |  |  |  |  | Advanced Fuel (produced via gasification or pyrolysis of biofuel or waste) | Engine (combustion / reciprocating) | [5 empty] | Accepted to connect | [6 empty] | 9.9 | 9.9 | 10.421 | 0.12 | 0.1263 | 2015-07-14 | 2023-02-06 | [6 empty] | 2022-04-04 01:01
|  | Melin court wind farm ltd | Melin court wind farm | Llwyncoedwr | Resolven | Neath |  | SA11 4EF | United Kingdom | 28238 | 20244 | Swansea North Grid | Hirwaun Grid |  | 33 | Western Power Distribution (South Wales) Plc | Wind | Onshore wind turbines |  |  | 0 | 15 | Advanced Fuel (produced via gasification or pyrolysis of biofuel or waste) | Engine (combustion / reciprocating) |  |  |  |  | Advanced Fuel (produced via gasification or pyrolysis of biofuel or waste) | Engine (combustion / reciprocating) | [5 empty] | Accepted to connect | [6 empty] | 15 | 15 | 15.7895 | 0.2 | 0.2105 | 2015-10-05 | 2024-09-01 | [6 empty] | 2022-04-04 01:01
|  | Rwe renewables uk swindon limited | Brechfa west extension wind farm |  | Brechfa | Carmarthen |  | SA32 7QR | United Kingdom | 25152 | 23094 | Swansea North Grid | Rhos Grid |  | 132 | Western Power Distribution (South Wales) Plc | Wind | Onshore wind turbines |  |  | 0 | 18 | Advanced Fuel (produced via gasification or pyrolysis of biofuel or waste) | Engine (combustion / reciprocating) |  |  |  |  | Advanced Fuel (produced via gasification or pyrolysis of biofuel or waste) | Engine (combustion / reciprocating) | [5 empty] | Accepted to connect | [6 empty] | 18 | 18 | 18.9474 | 0.1 | 0.1053 | 2016-02-09 | 2024-12-31 | [6 empty] | 2022-04-04 01:01
|  | Eeb14 limited | Wauntysswg fark, 30mw solar pv |  | Rhymney | Tredegar |  | NP2 5BQ | United Kingdom |  |  | Rassau Gsp | Ebbw Vale |  | 33 | Western Power Distribution (South Wales) Plc | Solar | Photovoltaic |  |  | 0 | 30.612 | Advanced Fuel (produced via gasification or pyrolysis of biofuel or waste) | Engine (combustion / reciprocating) |  |  |  |  | Advanced Fuel (produced via gasification or pyrolysis of biofuel or waste) | Engine (combustion / reciprocating) | [5 empty] | Accepted to connect | [6 empty] | 30.612 | 30.612 | 32.2232 | 0.03 | 0.0316 | 2015-12-11 | 2022-09-22 | [6 empty] | 2022-04-04 01:01
|  | G-lec electrical limited | Long acre | Temp Supply | Court Colman | Bridgend | Mid Glamorgan | CF32 0HD | United Kingdom | 288291 | 182867 | Pyle Grid | Bridgend Grid | Litchard | 11 | Western Power Distribution (South Wales) Plc | Solar | Photovoltaic |  |  | 0 | 1 | Advanced Fuel (produced via gasification or pyrolysis of biofuel or waste) | Engine (combustion / reciprocating) |  |  |  |  | Advanced Fuel (produced via gasification or pyrolysis of biofuel or waste) | Engine (combustion / reciprocating) | [5 empty] | Accepted to connect | [6 empty] | 1 | 1 | 1.0526 | 0.04 | 0.0421 | 2016-02-29 | 2022-10-30 | [6 empty] | 2022-04-04 01:01
|  | Renewable energy systems ltd | Upper ogmore wind farm | Land At Blaengarw | Nant Y Moel | Bridgend |  |  | United Kingdom |  |  | Grange | Grange Bsp |  | 66 | Western Power Distribution (South Wales) Plc | Wind | Onshore wind turbines |  |  | 0 | 23.8 | Advanced Fuel (produced via gasification or pyrolysis of biofuel or waste) | Engine (combustion / reciprocating) |  |  |  |  | Advanced Fuel (produced via gasification or pyrolysis of biofuel or waste) | Engine (combustion / reciprocating) | [5 empty] | Accepted to connect | [6 empty] | 23.8 | 23.8 | 25.0526 | 0.1 | 0.1053 | 2016-01-11 | 2024-12-31 | [6 empty] | 2022-04-04 01:01
|  | Locogen ltd | W t llygad enwyn |  |  | Llanybydder |  |  | United Kingdom |  |  | Swansea North Grid | Lampeter Grid | Lampeter Primary | 11 | Western Power Distribution (South Wales) Plc | Wind | Onshore wind turbines |  |  | 0 | 0 | Advanced Fuel (produced via gasification or pyrolysis of biofuel or waste) | Engine (combustion / reciprocating) |  |  |  |  | Advanced Fuel (produced via gasification or pyrolysis of biofuel or waste) | Engine (combustion / reciprocating) | [5 empty] | Accepted to connect | [6 empty] | 0 | 0 | 0 | 1.725 | 1.8158 | 2016-08-10 | 2022-12-06 | [6 empty] | 2022-04-04 01:01
|  | Noriker perseverance limited | Land off | Perseverance Road |  | Hereford |  | HR4 9SE | United Kingdom |  |  | Bishops Wood 132Kv S Stn | Hereford 66Kv S Stn |  | 66 | Western Power Distribution (West Midlands) Plc | Stored Energy (all stored energy irrespective of the original energy source) | Storage - Electrochemical (Batteries) |  |  | 0 | 28 | Advanced Fuel (produced via gasification or pyrolysis of biofuel or waste) | Engine (combustion / reciprocating) |  |  |  |  | Advanced Fuel (produced via gasification or pyrolysis of biofuel or waste) | Engine (combustion / reciprocating) | [5 empty] | Accepted to connect | [6 empty] | 28 | 28 | 29.4737 | 8 | 8.421 | 2016-05-11 | 2022-09-23 | [6 empty] | 2022-04-04 01:01
|  | Ire 001 limited | Grid connection, , import meter | Ernesettle Lane | Ernesettle | Plymouth |  | PL5 2TT | United Kingdom |  |  | Landulph Sgp | Ernesettle Bsp |  | 33 | Western Power Distribution (South West) Plc | Stored Energy (all stored energy irrespective of the original energy source) | Storage - Electrochemical (Batteries) |  |  | 0 | 20 | Advanced Fuel (produced via gasification or pyrolysis of biofuel or waste) | Engine (combustion / reciprocating) |  |  |  |  | Advanced Fuel (produced via gasification or pyrolysis of biofuel or waste) | Engine (combustion / reciprocating) | [5 empty] | Accepted to connect | [6 empty] | 20 | 20 | 21.0526 | 22 | 23.1579 | 2016-07-27 | 2022-08-16 | [6 empty] | 2022-04-04 01:01
|  | Southbrook gas generation limited | Land at southbrook farm | Sudbrook Road | Caldicot | Gwent |  | NP26 5SR | United Kingdom | 35084 | 18792 | Uskmouth | Sudbrook |  | 33 | Western Power Distribution (South Wales) Plc | Biomass | Steam turbine (thermal power plant) |  |  | 0 | 20 | Advanced Fuel (produced via gasification or pyrolysis of biofuel or waste) | Engine (combustion / reciprocating) |  |  |  |  | Advanced Fuel (produced via gasification or pyrolysis of biofuel or waste) | Engine (combustion / reciprocating) | [5 empty] | Accepted to connect | [6 empty] | 20 | 20 | 21.0526 | 0.01 | 0.0105 | 2016-05-23 | 2022-09-07 | [6 empty] | 2022-04-04 01:01
|  | Harlaxton engineering services | Boston 2 biomass power station | Riverside Industrial Estate |  | Boston |  | PE21 7RQ | United Kingdom | 53374 | 34187 | Walpole 132Kv S Stn |  |  | 132 | Western Power Distribution (East Midlands) Plc | Biomass | Steam turbine (thermal power plant) |  |  | 0 | 20 | Advanced Fuel (produced via gasification or pyrolysis of biofuel or waste) | Engine (combustion / reciprocating) |  |  |  |  | Advanced Fuel (produced via gasification or pyrolysis of biofuel or waste) | Engine (combustion / reciprocating) | [5 empty] | Accepted to connect | [6 empty] | 20 | 80 | 84.2105 | 5.062 | 5.3284 | 2016-09-22 | 2023-04-28 | [6 empty] | 2022-04-04 01:01
|  | Eeb18 limited | Generation scheme | Longney Estate |  | Gloucestershire |  | GL2 3SH | United Kingdom | 37710 | 21252 | Port Ham 132Kv S Stn |  |  | 132 | Western Power Distribution (West Midlands) Plc | Solar | Photovoltaic |  |  | 0 | 25 | Advanced Fuel (produced via gasification or pyrolysis of biofuel or waste) | Engine (combustion / reciprocating) |  |  |  |  | Advanced Fuel (produced via gasification or pyrolysis of biofuel or waste) | Engine (combustion / reciprocating) | [5 empty] | Accepted to connect | [6 empty] | 25 | 25 | 26.3158 | 0.03 | 0.0316 | 2016-08-15 | 2022-09-15 | [6 empty] | 2022-04-04 01:01
|  | Energion ltd | Pencoed, diesel/biodiesel engine | Felindre Road |  | Pencoed |  | CF35 5HU | United Kingdom | 29715 | 18138 | Upper Boat | Upper Boat Bsp |  | 132 | Western Power Distribution (South Wales) Plc | Biofuel - Landfill gas | Gas turbine (OCGT) |  |  | 0 | 40 | Advanced Fuel (produced via gasification or pyrolysis of biofuel or waste) | Engine (combustion / reciprocating) |  |  |  |  | Advanced Fuel (produced via gasification or pyrolysis of biofuel or waste) | Engine (combustion / reciprocating) | [5 empty] | Accepted to connect | [6 empty] | 40 | 40 | 42.1053 | 0.1 | 0.1053 | 2016-07-13 | 2023-06-15 | [6 empty] | 2022-04-04 01:01
|  | Elgin energy esco ltd | Thurlaston estate | Desford Road | Thurlaston | Leicester |  | LE9 7TD | United Kingdom | 45103 | 30062 | Enderby 132Kv S Stn |  |  | 132 | Western Power Distribution (East Midlands) Plc | Solar | Photovoltaic |  |  | 0 | 49.9 | Advanced Fuel (produced via gasification or pyrolysis of biofuel or waste) | Engine (combustion / reciprocating) |  |  |  |  | Advanced Fuel (produced via gasification or pyrolysis of biofuel or waste) | Engine (combustion / reciprocating) | [5 empty] | Accepted to connect | [6 empty] | 49.9 | 49.9 | 52.5263 | 0.09 | 0.0947 | 2016-10-18 | 2022-09-08 | [6 empty] | 2022-04-04 01:01
|  | Gheb2 b1 ltd | - | Breach Farm At 132 |  | Swadlincote, | Derbyshire | DE12 6RJ | United Kingdom |  |  | Drakelow 132Kv | Gresley 132Kv S Stn |  | 132 | Western Power Distribution (East Midlands) Plc | Stored Energy (all stored energy irrespective of the original energy source) | Storage - Electrochemical (Batteries) |  |  | 0 | 0.001 | Advanced Fuel (produced via gasification or pyrolysis of biofuel or waste) | Engine (combustion / reciprocating) |  |  |  |  | Advanced Fuel (produced via gasification or pyrolysis of biofuel or waste) | Engine (combustion / reciprocating) | [5 empty] | Accepted to connect | [6 empty] | 0.001 | 40 | 42.1053 | 40 | 42.1053 | 2016-08-04 | 2022-10-18 | [6 empty] | 2022-04-04 01:01
|  | Waters wye associates ltd | Simec power 1 | Corporation Road |  | Newport |  | NP19 4XE | United Kingdom | 33347 | 18485 | Uskmouth | Newport South |  | 33 | Western Power Distribution (South Wales) Plc | Fossil - Oil | Engine (combustion / reciprocating) |  |  | 0 | 19.8 | Advanced Fuel (produced via gasification or pyrolysis of biofuel or waste) | Engine (combustion / reciprocating) |  |  |  |  | Advanced Fuel (produced via gasification or pyrolysis of biofuel or waste) | Engine (combustion / reciprocating) | [5 empty] | Accepted to connect | [6 empty] | 19.8 | 19.8 | 20.8421 | 0.12 | 0.1263 | 2016-08-18 | 2026-12-31 | [6 empty] | 2022-04-04 01:01
|  | Hatton solar farm limited | Stourton estate | Top Yard | Baumber | Horncastle |  | LN9 5PB | United Kingdom | 52172 | 37570 | West Burton 132Kv S Stn |  | North Greetwell 132Kv Switching Station | 132 | Western Power Distribution (East Midlands) Plc | Fossil - Gas | Gas turbine (OCGT) |  |  | 0 | 60 | Advanced Fuel (produced via gasification or pyrolysis of biofuel or waste) | Engine (combustion / reciprocating) |  |  |  |  | Advanced Fuel (produced via gasification or pyrolysis of biofuel or waste) | Engine (combustion / reciprocating) | [5 empty] | Accepted to connect | [6 empty] | 60 | 60 | 63.1579 | 1 | 1.0526 | 2017-01-17 | 2023-02-20 | [6 empty] | 2022-04-04 01:01
|  | Wykes engineering ltd | Chelveston energy park-, (wpd switchroom 926237), federal estates ltd | Chelveston |  | Northants |  |  | United Kingdom |  |  | Grendon 132Kv S Stn | Irthlingborough 33Kv S Stn |  | 33 | Western Power Distribution (East Midlands) Plc | Stored Energy (all stored energy irrespective of the original energy source) | Storage - Electrochemical (Batteries) |  |  | 0 | 0 | Advanced Fuel (produced via gasification or pyrolysis of biofuel or waste) | Engine (combustion / reciprocating) |  |  |  |  | Advanced Fuel (produced via gasification or pyrolysis of biofuel or waste) | Engine (combustion / reciprocating) | [5 empty] | Accepted to connect | [6 empty] | 0 | 0 | 0 | 20 | 21.0526 | 2017-02-07 | 2022-11-30 | [6 empty] | 2022-04-04 01:01
|  | Alveston wind park limited | Old green battery |  |  | Bristol |  | BS35 3TD | United Kingdom | 36449 | 18502 | Iron Acton Sgp |  |  | 132 | Western Power Distribution (South West) Plc | Wind | Onshore wind turbines |  |  | 0 | 10 | Advanced Fuel (produced via gasification or pyrolysis of biofuel or waste) | Engine (combustion / reciprocating) |  |  |  |  | Advanced Fuel (produced via gasification or pyrolysis of biofuel or waste) | Engine (combustion / reciprocating) | [5 empty] | Accepted to connect | [6 empty] | 10 | 10 | 10.5263 | 10 | 10.5263 | 2017-02-10 | 2022-11-01 | [6 empty] | 2022-04-04 01:01
|  | El (avonmouth) limited | Severn road (gas) 132kv | Land At: Severn Road |  | Avonmouth |  | BS10 7SE | United Kingdom |  |  | Seabank Sgp | Portishead New Bsp |  | 132 | Western Power Distribution (South West) Plc | Fossil - Gas | Gas turbine (OCGT) |  |  | 0 | 20 | Advanced Fuel (produced via gasification or pyrolysis of biofuel or waste) | Engine (combustion / reciprocating) |  |  |  |  | Advanced Fuel (produced via gasification or pyrolysis of biofuel or waste) | Engine (combustion / reciprocating) | [5 empty] | Accepted to connect | [6 empty] | 20 | 20 | 21.0526 | 0.2 | 0.2105 | 2017-04-03 | 2023-02-17 | [6 empty] | 2022-04-04 01:01
|  | Grendon storage limited | Ess option | Land Ne Of Cogenhoe Road |  | Grendon | Northamptonshire |  | United Kingdom |  |  | Grendon 132Kv S Stn |  |  | 132 | Western Power Distribution (East Midlands) Plc | Stored Energy (all stored energy irrespective of the original energy source) | Storage - Electrochemical (Batteries) |  |  | 0 | 0.001 | Advanced Fuel (produced via gasification or pyrolysis of biofuel or waste) | Engine (combustion / reciprocating) |  |  |  |  | Advanced Fuel (produced via gasification or pyrolysis of biofuel or waste) | Engine (combustion / reciprocating) | [5 empty] | Accepted to connect | [6 empty] | 0.001 | 49.9 | 52.5263 | 49.9 | 52.5263 | 2017-06-28 | 2022-10-28 | [6 empty] | 2022-04-04 01:01
|  | Corby renewable energy limited | Corby biomass power station | Gretton Brook Road |  | Corby |  | NN17 2BA | United Kingdom |  |  | Grendon 132Kv S Stn | Corby No2 33Kv S Stn |  | 33 | Western Power Distribution (East Midlands) Plc | Biomass | Steam turbine (thermal power plant) |  |  | 0 | 9 | Advanced Fuel (produced via gasification or pyrolysis of biofuel or waste) | Engine (combustion / reciprocating) |  |  |  |  | Advanced Fuel (produced via gasification or pyrolysis of biofuel or waste) | Engine (combustion / reciprocating) | [5 empty] | Accepted to connect | [6 empty] | 9 | 9 | 9.4737 | 1.2 | 1.2632 | 2017-11-06 | 2023-03-01 | [6 empty] | 2022-04-04 01:01
|  | Capital on site limited | Cornwall bio park | Hallenbeagle / Scorrier |  | Camborne pool |  | TR16 5BD | United Kingdom | 17254 | 4440 | Indian Queens Sgp | Camborne Bsp |  | 33 | Western Power Distribution (South West) Plc | Fossil - Gas | Engine (combustion / reciprocating) |  |  | 0 | 10 | Advanced Fuel (produced via gasification or pyrolysis of biofuel or waste) | Engine (combustion / reciprocating) |  |  |  |  | Advanced Fuel (produced via gasification or pyrolysis of biofuel or waste) | Engine (combustion / reciprocating) | [5 empty] | Accepted to connect | [6 empty] | 10 | 10 | 10.5263 | 0.3 | 0.3158 | 2017-08-24 | 2022-08-04 | [6 empty] | 2022-04-04 01:01
|  | Gheb2 c6 limited | Whitehouse farm | Rhydd Road |  | Guarlford | Malvern | WR13 6NZ | United Kingdom | 38230 | 24531 | Bishops Wood 132Kv S Stn |  |  | 132 | Western Power Distribution (West Midlands) Plc | Stored Energy (all stored energy irrespective of the original energy source) | Storage - Electrochemical (Batteries) |  |  | 0 | 40 | Advanced Fuel (produced via gasification or pyrolysis of biofuel or waste) | Engine (combustion / reciprocating) |  |  |  |  | Advanced Fuel (produced via gasification or pyrolysis of biofuel or waste) | Engine (combustion / reciprocating) | [5 empty] | Accepted to connect | [6 empty] | 40 | 40 | 42.1053 | 40 | 42.1053 | 2017-05-23 | 2022-09-29 | [6 empty] | 2022-04-04 01:01
|  | El (avonmouth) limited | "severn road 2" | Severn Road |  | Avonmouth |  | BS10 7SE | United Kingdom | 35437 | 18111 | Seabank Sgp | Portishead New Bsp |  | 132 | Western Power Distribution (South West) Plc | Fossil - Gas | Gas turbine (OCGT) |  |  | 0 | 20 | Advanced Fuel (produced via gasification or pyrolysis of biofuel or waste) | Engine (combustion / reciprocating) |  |  |  |  | Advanced Fuel (produced via gasification or pyrolysis of biofuel or waste) | Engine (combustion / reciprocating) | [5 empty] | Accepted to connect | [6 empty] | 20 | 20 | 21.0526 | 0.2 | 0.2105 | 2017-06-08 | 2023-05-18 | [6 empty] | 2022-04-04 01:01
|  | Stepnell ltd | Lawford road | Rugby |  | Warwickshire |  | CV21 2HS | United Kingdom | 44853 | 27535 | Coventry 132Kv S Stn | Rugby 33Kv S Stn | Lawford 33 11Kv S Stn | 11 | Western Power Distribution (East Midlands) Plc | Solar | Photovoltaic |  |  | 0 | 1.155 | Advanced Fuel (produced via gasification or pyrolysis of biofuel or waste) | Engine (combustion / reciprocating) |  |  |  |  | Advanced Fuel (produced via gasification or pyrolysis of biofuel or waste) | Engine (combustion / reciprocating) | [5 empty] | Accepted to connect | [6 empty] | 1.155 | 1.155 | 1.2158 | 0 | 0 | 2017-08-01 | 2022-08-26 | [6 empty] | 2022-04-04 01:01
|  | Stony energy storage limited | Land at potash farm | Nash Road |  | Beachampton |  | MK19 6EA | United Kingdom | 47806 | 23571 | East Claydon 132Kv S Stn |  |  | 132 | Western Power Distribution (East Midlands) Plc | Solar | Photovoltaic |  |  | 0 | 49.99 | Advanced Fuel (produced via gasification or pyrolysis of biofuel or waste) | Engine (combustion / reciprocating) |  |  |  |  | Advanced Fuel (produced via gasification or pyrolysis of biofuel or waste) | Engine (combustion / reciprocating) | [5 empty] | Accepted to connect | [6 empty] | 49.99 | 49.99 | 52.621 | 49.99 | 52.621 | 2017-11-27 | 2022-09-16 | [6 empty] | 2022-04-04 01:01
|  | Eeb27 limited | Ranksborough farm, 1014 | Langham |  | Oakham | Leicestershire | LE15 7EJ | United Kingdom | 48369 | 31101 | Grendon 132Kv S Stn | Oakham 33Kv S Stn |  | 33 | Western Power Distribution (East Midlands) Plc | Solar | Photovoltaic |  |  | 0 | 30 | Advanced Fuel (produced via gasification or pyrolysis of biofuel or waste) | Engine (combustion / reciprocating) |  |  |  |  | Advanced Fuel (produced via gasification or pyrolysis of biofuel or waste) | Engine (combustion / reciprocating) | [5 empty] | Accepted to connect | [6 empty] | 30 | 30 | 31.5789 | 0.03 | 0.0316 | 2017-09-28 | 2022-10-28 | [6 empty] | 2022-04-04 01:01
|  | Berkeley battery storage 2 limited | Berkeley battery storage 2 ltd | Kitts Green Lane |  | Berkeley |  | GL11 6BB | United Kingdom | 37188 | 19769 | Iron Acton 132Kv S Stn |  |  | 132 | Western Power Distribution (West Midlands) Plc | Stored Energy (all stored energy irrespective of the original energy source) | Storage - Electrochemical (Batteries) |  |  | 0 | 49.9 | Advanced Fuel (produced via gasification or pyrolysis of biofuel or waste) | Engine (combustion / reciprocating) |  |  |  |  | Advanced Fuel (produced via gasification or pyrolysis of biofuel or waste) | Engine (combustion / reciprocating) | [5 empty] | Accepted to connect | [6 empty] | 49.9 | 49.9 | 52.5263 | 49.9 | 52.5263 | 2017-09-06 | 2022-09-02 | [6 empty] | 2022-04-04 01:01
|  | Ecotricity group ltd | Science & technology park, generation scheme | Berkeley Green | Berkeley Centre | Berkeley |  | GL13 9PA | United Kingdom | 365997 | 199490 | Iron Acton 132Kv S Stn | Ryeford 132Kv S Stn | Berkeley 33 11Kv S Stn | 11 | Western Power Distribution (West Midlands) Plc | Stored Energy (all stored energy irrespective of the original energy source) | Storage - Electrochemical (Batteries) |  |  | 0 | 1 | Advanced Fuel (produced via gasification or pyrolysis of biofuel or waste) | Engine (combustion / reciprocating) |  |  |  |  | Advanced Fuel (produced via gasification or pyrolysis of biofuel or waste) | Engine (combustion / reciprocating) | [5 empty] | Accepted to connect | [6 empty] | 1 | 1 | 1.0526 | 2 | 2.1053 | 2017-09-19 | 2022-06-01 | [6 empty] | 2022-04-04 01:01
|  | Eeb30 limited | Land at south wheatley pv, 1019 | Sturton Road | South Wheatley | Retford | Nottinghamshire | DN22 9DW | United Kingdom | 47706 | 38523 | West Burton 132Kv S Stn |  |  | 132 | Western Power Distribution (East Midlands) Plc | Solar | Photovoltaic |  |  | 0 | 40.477 | Advanced Fuel (produced via gasification or pyrolysis of biofuel or waste) | Engine (combustion / reciprocating) |  |  |  |  | Advanced Fuel (produced via gasification or pyrolysis of biofuel or waste) | Engine (combustion / reciprocating) | [5 empty] | Accepted to connect | [6 empty] | 40.477 | 40 | 42.1053 | 0.03 | 0.0316 | 2017-09-29 | 2022-11-28 | [6 empty] | 2022-04-04 01:01
|  | G s c 1 limited | Proposed generation | Warne Road |  | Weston super mare |  |  | United Kingdom |  |  | Seabank Sgp | Weston Bsp 132Kv |  | 33 | Western Power Distribution (South West) Plc | Fossil - Gas | Engine (combustion / reciprocating) |  |  | 0 | 20 | Advanced Fuel (produced via gasification or pyrolysis of biofuel or waste) | Engine (combustion / reciprocating) |  |  |  |  | Advanced Fuel (produced via gasification or pyrolysis of biofuel or waste) | Engine (combustion / reciprocating) | [5 empty] | Accepted to connect | [6 empty] | 20 | 20 | 21.0526 | 1 | 1.0526 | 2017-10-09 | 2022-09-30 | [6 empty] | 2022-04-04 01:01
|  | Lightsource renewable development ltd | Dairy crest |  |  | Camelford |  |  | United Kingdom |  |  | Indian Queens Sgp | St Tudy Bsp | Dairy Crest Davidstow | 11 | Western Power Distribution (South West) Plc | Solar | Photovoltaic |  |  | 0 | 4.5 | Advanced Fuel (produced via gasification or pyrolysis of biofuel or waste) | Engine (combustion / reciprocating) |  |  |  |  | Advanced Fuel (produced via gasification or pyrolysis of biofuel or waste) | Engine (combustion / reciprocating) | [5 empty] | Accepted to connect | [6 empty] | 4.5 | 0 | 0 | 0 | 0 | 2017-12-21 | 2022-10-12 | [6 empty] | 2022-04-04 01:01
|  | Wykes engineering ltd | Wykes engineering ltd | Goosey Lodge Estate | Wymington | Northants |  | NN10 9LU | United Kingdom | 49651 | 26368 | Grendon 132Kv S Stn | Irthlingborough 33Kv S Stn |  | 33 | Western Power Distribution (East Midlands) Plc | Waste | Steam-gas turbine (CCGT) |  |  | 0 | 0.001 | Advanced Fuel (produced via gasification or pyrolysis of biofuel or waste) | Engine (combustion / reciprocating) |  |  |  |  | Advanced Fuel (produced via gasification or pyrolysis of biofuel or waste) | Engine (combustion / reciprocating) | [5 empty] | Accepted to connect | [6 empty] | 0.001 | 0.001 | 0.001 | 5 | 5.2632 | 2017-09-04 | 2022-06-30 | [6 empty] | 2022-04-04 01:01
|  | Newtonwood energy storage ltd | Newton wood farm | Newton |  | Alfreton |  | DE55 5SG | United Kingdom | 44529 | 36019 | Chesterfield 132Kv S Stn |  |  | 132 | Western Power Distribution (East Midlands) Plc | Stored Energy (all stored energy irrespective of the original energy source) | Storage - Electrochemical (Batteries) |  |  | 0 | 50 | Advanced Fuel (produced via gasification or pyrolysis of biofuel or waste) | Engine (combustion / reciprocating) |  |  |  |  | Advanced Fuel (produced via gasification or pyrolysis of biofuel or waste) | Engine (combustion / reciprocating) | [5 empty] | Accepted to connect | [6 empty] | 50 | 50 | 52.6316 | 50.8 | 53.4737 | 2018-01-08 | 2023-03-31 | [6 empty] | 2022-04-04 01:01
|  | Wykes engineering ltd | Chelveston energy park | The Old Airfield |  | Chelveston |  |  | United Kingdom |  |  | Grendon 132Kv S Stn | Irthlingborough 33Kv S Stn |  | 33 | Western Power Distribution (East Midlands) Plc | Stored Energy (all stored energy irrespective of the original energy source) | Storage - Electrochemical (Batteries) |  |  | 0 | 0 | Advanced Fuel (produced via gasification or pyrolysis of biofuel or waste) | Engine (combustion / reciprocating) |  |  |  |  | Advanced Fuel (produced via gasification or pyrolysis of biofuel or waste) | Engine (combustion / reciprocating) | [5 empty] | Accepted to connect | [6 empty] | 0 | 0 | 0 | 6 | 6.3158 | 2017-11-20 | 2022-11-30 | [6 empty] | 2022-04-04 01:01
|  | Cenin renewables ltd | Manmoel 33 | Manmoel Common |  | Ebbw vale |  | NP22 4NJ | United Kingdom |  |  | Rassau Gsp | Ebbw Vale |  | 33 | Western Power Distribution (South Wales) Plc | Wind | Onshore wind turbines |  |  | 0 | 10 | Advanced Fuel (produced via gasification or pyrolysis of biofuel or waste) | Engine (combustion / reciprocating) |  |  |  |  | Advanced Fuel (produced via gasification or pyrolysis of biofuel or waste) | Engine (combustion / reciprocating) | [5 empty] | Accepted to connect | [6 empty] | 10 | 10 | 10.5263 | 0.24 | 0.2526 | 2017-12-05 | 2022-07-04 | [6 empty] | 2022-04-04 01:01
|  | Eeb26 limited | 1031- lands at sutton cheney | - | Nuneaton |  |  | CV13 0AG | United Kingdom | 44176 | 30065 | Enderby 132Kv S Stn |  |  | 132 | Western Power Distribution (East Midlands) Plc | Solar | Photovoltaic |  |  | 0 | 40 | Advanced Fuel (produced via gasification or pyrolysis of biofuel or waste) | Engine (combustion / reciprocating) |  |  |  |  | Advanced Fuel (produced via gasification or pyrolysis of biofuel or waste) | Engine (combustion / reciprocating) | [5 empty] | Accepted to connect | [6 empty] | 40 | 40 | 42.1053 | 0.09 | 0.0947 | 2017-11-06 | 2023-04-11 | [6 empty] | 2022-04-04 01:01
|  | Eeb24 limited | Tuckey farm solar pv | Winslow |  | Buckingham |  | MK18 3ND | United Kingdom | 47648 | 22659 | East Claydon 132Kv S Stn |  |  | 33 | Western Power Distribution (East Midlands) Plc | Solar | Photovoltaic |  |  | 0 | 25 | Advanced Fuel (produced via gasification or pyrolysis of biofuel or waste) | Engine (combustion / reciprocating) |  |  |  |  | Advanced Fuel (produced via gasification or pyrolysis of biofuel or waste) | Engine (combustion / reciprocating) | [5 empty] | Accepted to connect | [6 empty] | 25 | 25 | 26.3158 | 0.09 | 0.0947 | 2018-01-12 | 2022-10-28 | [6 empty] | 2022-04-04 01:01
|  | Eeb28 ltd | Boughton estate | Grafton Underwood |  | Kettering |  | NN14 3NB | United Kingdom | 49378 | 28287 | Grendon 132Kv S Stn | Kettering 33Kv S Stn |  | 132 | Western Power Distribution (East Midlands) Plc | Solar | Photovoltaic |  |  | 0 | 40 | Advanced Fuel (produced via gasification or pyrolysis of biofuel or waste) | Engine (combustion / reciprocating) |  |  |  |  | Advanced Fuel (produced via gasification or pyrolysis of biofuel or waste) | Engine (combustion / reciprocating) | [5 empty] | Accepted to connect | [6 empty] | 40 | 40 | 42.1053 | 0.09 | 0.0947 | 2018-02-02 | 2022-10-28 | [6 empty] | 2022-04-04 01:01
|  | Statera energy limited | Grendon lakes | Land Off Station Road | Grendon | Northampton |  | NN7 1JD | United Kingdom |  |  | Grendon 132Kv S Stn |  |  | 132 | Western Power Distribution (East Midlands) Plc | Stored Energy (all stored energy irrespective of the original energy source) | Storage - Electrochemical (Batteries) |  |  | 0 | 49.9 | Advanced Fuel (produced via gasification or pyrolysis of biofuel or waste) | Engine (combustion / reciprocating) |  |  |  |  | Advanced Fuel (produced via gasification or pyrolysis of biofuel or waste) | Engine (combustion / reciprocating) | [5 empty] | Accepted to connect | [6 empty] | 49.9 | 49.9 | 52.5263 | 49.9 | 52.5263 | 2018-05-21 | 2022-10-14 | [6 empty] | 2022-04-04 01:01
|  | Gfpii limited | Fire station lane | Third Way | Avonmouth | Bristol |  | BS11 9HL | United Kingdom | 35205 | 17875 | Seabank Sgp | Avonmouth Bsp |  | 33 | Western Power Distribution (South West) Plc | Fossil - Gas | Engine (combustion / reciprocating) |  |  | 0 | 20 | Advanced Fuel (produced via gasification or pyrolysis of biofuel or waste) | Engine (combustion / reciprocating) |  |  |  |  | Advanced Fuel (produced via gasification or pyrolysis of biofuel or waste) | Engine (combustion / reciprocating) | [5 empty] | Accepted to connect | [6 empty] | 20 | 20 | 21.0526 | 0.598 | 0.6295 | 2018-01-09 | 2023-03-29 | [6 empty] | 2022-04-04 01:01
|  | Awel aman tawe | Mynydd y gwrhyd, solar farm |  | Rhydyfro | Port talbot |  | SA8 4TA | United Kingdom | 27188 | 20907 | Swansea North Grid | Ystradgynlais Grid |  | 33 | Western Power Distribution (South Wales) Plc | Solar | Photovoltaic |  |  | 0 | 4.7 | Advanced Fuel (produced via gasification or pyrolysis of biofuel or waste) | Engine (combustion / reciprocating) |  |  |  |  | Advanced Fuel (produced via gasification or pyrolysis of biofuel or waste) | Engine (combustion / reciprocating) | [5 empty] | Accepted to connect | [6 empty] | 4.7 | 4.7 | 4.9474 | 0.1 | 0.1053 | 2018-02-14 | 2022-12-31 | [6 empty] | 2022-04-04 01:01
|  | Eeb32 ltd | East wood end pv generation |  |  | Milton keynes |  | MK17 0PG | United Kingdom | 47846 | 23132 | East Claydon 132Kv S Stn |  |  | 132 | Western Power Distribution (East Midlands) Plc | Solar | Photovoltaic |  |  | 0 | 40 | Advanced Fuel (produced via gasification or pyrolysis of biofuel or waste) | Engine (combustion / reciprocating) |  |  |  |  | Advanced Fuel (produced via gasification or pyrolysis of biofuel or waste) | Engine (combustion / reciprocating) | [5 empty] | Accepted to connect | [6 empty] | 40 | 40 | 42.1053 | 0.09 | 0.0947 | 2018-04-20 | 2022-07-05 | [6 empty] | 2022-04-04 01:01
|  | Sinclair works energy centre limited | Sinclair works hybrid | Holyhead Road | Ketley | Telford |  | TF1 5AD | United Kingdom | 36731 | 31074 | Kitwell 132Kv S Stn |  |  | 33 | Western Power Distribution (West Midlands) Plc | Stored Energy (all stored energy irrespective of the original energy source) | Storage - Electrochemical (Batteries) |  |  | 0 | 50 | Advanced Fuel (produced via gasification or pyrolysis of biofuel or waste) | Engine (combustion / reciprocating) |  |  |  |  | Advanced Fuel (produced via gasification or pyrolysis of biofuel or waste) | Engine (combustion / reciprocating) | [5 empty] | Accepted to connect | [6 empty] | 50 | 40 | 42.1053 | 10 | 10.5263 | 2018-04-04 | 2023-04-10 | [6 empty] | 2022-04-04 01:01
|  | Island steel uk | Island steel uk |  |  | Newport |  | NP20 2UW | United Kingdom |  |  | Uskmouth | Newport West | Newport West Primary | 11 | Western Power Distribution (South Wales) Plc | Solar | Photovoltaic |  |  | 0 | 0.72 | Advanced Fuel (produced via gasification or pyrolysis of biofuel or waste) | Engine (combustion / reciprocating) |  |  |  |  | Advanced Fuel (produced via gasification or pyrolysis of biofuel or waste) | Engine (combustion / reciprocating) | [5 empty] | Accepted to connect | [6 empty] | 0.72 | 0.72 | 0.7579 | 1.55 | 1.6316 | 2018-02-22 | 2022-07-01 | [6 empty] | 2022-04-04 01:01
|  | Nextpower spv 6 limited | Land north side of | White Cross Lane |  | Burton pedwardine |  | NG34 0BN | United Kingdom | 50987 | 34249 | Bicker Fen 132Kv S Stn | Sleaford 33Kv S Stn |  | 33 | Western Power Distribution (East Midlands) Plc | Solar | Photovoltaic |  |  | 0 | 23 | Advanced Fuel (produced via gasification or pyrolysis of biofuel or waste) | Engine (combustion / reciprocating) |  |  |  |  | Advanced Fuel (produced via gasification or pyrolysis of biofuel or waste) | Engine (combustion / reciprocating) | [5 empty] | Accepted to connect | [6 empty] | 23 | 23 | 24.2105 | 0.05 | 0.0526 | 2018-03-27 | 2023-02-01 | [6 empty] | 2022-04-04 01:01
|  | Alkane energy uk ltd | Rufford hill farm |  | Wellow | Nottinghamshire |  | NG22 9DQ | United Kingdom | 46589 | 36509 | Chesterfield 132Kv S Stn | Clipstone 33Kv S Stn | Ollerton 33 11Kv S Stn | 11 | Western Power Distribution (East Midlands) Plc | Biofuel - Landfill gas | Gas turbine (OCGT) |  |  | 0 | 6.5 | Advanced Fuel (produced via gasification or pyrolysis of biofuel or waste) | Engine (combustion / reciprocating) |  |  |  |  | Advanced Fuel (produced via gasification or pyrolysis of biofuel or waste) | Engine (combustion / reciprocating) | [5 empty] | Accepted to connect | [6 empty] | 6.5 | 6.5 | 6.8421 | 0.2 | 0.2105 | 2018-03-13 | 2022-05-27 | [6 empty] | 2022-04-04 01:01
|  | Johnsons generators ltd |  | Sheepbridge Lane | Sheepbridge | Chesterfield |  | S41 9RX | United Kingdom | 43723 | 37507 | Chesterfield 132Kv S Stn | Goitside 132Kv S Stn |  | 33 | Western Power Distribution (East Midlands) Plc | Fossil - Gas | Engine (combustion / reciprocating) |  |  | 0 | 20 | Advanced Fuel (produced via gasification or pyrolysis of biofuel or waste) | Engine (combustion / reciprocating) |  |  |  |  | Advanced Fuel (produced via gasification or pyrolysis of biofuel or waste) | Engine (combustion / reciprocating) | [5 empty] | Accepted to connect | [6 empty] | 20 | 20 | 21.0526 | 0.4 | 0.421 | 2018-03-29 | 2022-09-29 | [6 empty] | 2022-04-04 01:01
|  | Mercia power response (hatton) limited | Hoon hay farm | Marston Lane | Hatton | Derbyshire |  | DE65 5EA | United Kingdom | 42148 | 32969 | Drakelow 132Kv | Burton 33Kv | Hatton 33 11Kv S Stn | 11 | Western Power Distribution (East Midlands) Plc | Biomass | Steam turbine (thermal power plant) |  |  | 0 | 6.3 | Advanced Fuel (produced via gasification or pyrolysis of biofuel or waste) | Engine (combustion / reciprocating) |  |  |  |  | Advanced Fuel (produced via gasification or pyrolysis of biofuel or waste) | Engine (combustion / reciprocating) | [5 empty] | Accepted to connect | [6 empty] | 6.3 | 6 | 6.3158 | 0.5 | 0.5263 | 2018-07-16 | 2022-07-14 | [6 empty] | 2022-04-04 01:01
|  | Butyric holdings ltd | Airfield fiskerton solar | Reepham Road |  | Fiskerton |  | LN3 4HZ | United Kingdom | 50455 | 37241 | West Burton 132Kv S Stn | Lincoln Main No 1 33Kv S Stn |  | 33 | Western Power Distribution (East Midlands) Plc | Solar | Photovoltaic |  |  | 0 | 20 | Advanced Fuel (produced via gasification or pyrolysis of biofuel or waste) | Engine (combustion / reciprocating) |  |  |  |  | Advanced Fuel (produced via gasification or pyrolysis of biofuel or waste) | Engine (combustion / reciprocating) | [5 empty] | Accepted to connect | [6 empty] | 20 | 20 | 21.0526 | 1.25 | 1.3158 | 2018-06-15 | 2022-09-26 | [6 empty] | 2022-04-04 01:01
|  | Nextpower spv 9 ltd | Mill farm | Cotes |  | Loughborough |  | LE12 5TL | United Kingdom | 45572 | 32064 | Ratcliffe On Soar 132Kv S Stn | Loughborough 33Kv S Stn |  | 33 | Western Power Distribution (East Midlands) Plc | Solar | Photovoltaic |  |  | 0 | 22 | Advanced Fuel (produced via gasification or pyrolysis of biofuel or waste) | Engine (combustion / reciprocating) |  |  |  |  | Advanced Fuel (produced via gasification or pyrolysis of biofuel or waste) | Engine (combustion / reciprocating) | [5 empty] | Accepted to connect | [6 empty] | 22 | 22 | 23.1579 | 0.05 | 0.0526 | 2018-06-20 | 2023-03-09 | [6 empty] | 2022-04-04 01:01
|  | Stony energy storage limited | Land at potash farm | Nash Road |  | Beachampton |  | MK19 6EA | United Kingdom | 47806 | 23571 | East Claydon 132Kv S Stn | Stony Stratford 33Kv S Stn |  | 33 | Western Power Distribution (East Midlands) Plc | Solar | Photovoltaic |  |  | 0 | 30 | Advanced Fuel (produced via gasification or pyrolysis of biofuel or waste) | Engine (combustion / reciprocating) |  |  |  |  | Advanced Fuel (produced via gasification or pyrolysis of biofuel or waste) | Engine (combustion / reciprocating) | [5 empty] | Accepted to connect | [6 empty] | 30 | 30 | 31.5789 | 30 | 31.5789 | 2018-06-22 | 2022-10-03 | [6 empty] | 2022-04-04 01:01
|  | Awel y gwrhyd cic | Mynydd y gwrhyd wind |  |  | Ammanford |  |  | United Kingdom |  |  | Swansea North Grid | Swansea North Bsp |  | 33 | Western Power Distribution (South Wales) Plc | Wind | Onshore wind turbines |  |  | 0 | 13.7 | Advanced Fuel (produced via gasification or pyrolysis of biofuel or waste) | Engine (combustion / reciprocating) |  |  |  |  | Advanced Fuel (produced via gasification or pyrolysis of biofuel or waste) | Engine (combustion / reciprocating) | [5 empty] | Accepted to connect | [6 empty] | 13.7 | 13.7 | 14.421 | 0.18 | 0.1895 | 2018-05-30 | 2023-12-31 | [6 empty] | 2022-04-04 01:01
|  | Shovel ready 11 limited | Wolverhampton power house | Commercial Road |  | Wolverhampton |  | WV1 3QS | United Kingdom | 39233 | 29816 | Willenhall 132 25Kv S Stn | Wolverhampton 132Kv S Stn | Wolverhampton 132/33/11Kv | 11 | Western Power Distribution (West Midlands) Plc | Fossil - Gas | Gas turbine (OCGT) | Yes |  | 0 | 4.5 | Advanced Fuel (produced via gasification or pyrolysis of biofuel or waste) | Engine (combustion / reciprocating) |  |  |  |  | Advanced Fuel (produced via gasification or pyrolysis of biofuel or waste) | Engine (combustion / reciprocating) | [5 empty] | Accepted to connect | [6 empty] | 4.5 | 4.5 | 4.7368 | 0.04 | 0.0421 | 2018-03-29 | 2022-07-10 | [6 empty] | 2022-04-04 01:01
|  | Leicestershire county council | Poole farm |  |  | Loughborough |  | LE12 8EN | United Kingdom |  |  | Ratcliffe On Soar 132Kv S Stn | Loughborough 33Kv S Stn |  | 33 | Western Power Distribution (East Midlands) Plc | Solar | Photovoltaic |  |  | 0 | 10 | Advanced Fuel (produced via gasification or pyrolysis of biofuel or waste) | Engine (combustion / reciprocating) |  |  |  |  | Advanced Fuel (produced via gasification or pyrolysis of biofuel or waste) | Engine (combustion / reciprocating) | [5 empty] | Accepted to connect | [6 empty] | 10 | 10 | 10.5263 | 0.05 | 0.0526 | 2018-06-22 | 2023-02-27 | [6 empty] | 2022-04-04 01:01
|  | Aura power solar uk 1 limited | Trenoweth farm | Praze An Beeble |  | Cambourne |  | TR14 0PL | United Kingdom | 16327 | 3708 | Indian Queens Sgp | Camborne Bsp |  | 33 | Western Power Distribution (South West) Plc | Solar | Photovoltaic |  |  | 0 | 30 | Advanced Fuel (produced via gasification or pyrolysis of biofuel or waste) | Engine (combustion / reciprocating) |  |  |  |  | Advanced Fuel (produced via gasification or pyrolysis of biofuel or waste) | Engine (combustion / reciprocating) | [5 empty] | Accepted to connect | [6 empty] | 30 | 30 | 31.5789 | 0 | 0 | 2018-08-08 | 2022-10-31 | [6 empty] | 2022-04-04 01:01
|  | Aura power solar uk2 limited | Clyst st lawrence energy storage | Clyst Hydon |  | Cullompton | Devon | EX15 2NH | United Kingdom | 30482 | 10033 | Exeter Main Sgp |  |  | 132 | Western Power Distribution (South West) Plc | Solar | Photovoltaic |  |  | 0 | 50 | Advanced Fuel (produced via gasification or pyrolysis of biofuel or waste) | Engine (combustion / reciprocating) |  |  |  |  | Advanced Fuel (produced via gasification or pyrolysis of biofuel or waste) | Engine (combustion / reciprocating) | [5 empty] | Accepted to connect | [6 empty] | 50 | 50 | 52.6316 | 0.3 | 0.3158 | 2018-08-08 | 2022-08-05 | [6 empty] | 2022-04-04 01:01
|  | Asset utilities ltd | - | 4273-01 Williamthorpe Colliery |  | Chesterfield | Derbyshire |  | United Kingdom |  |  | Chesterfield 132Kv S Stn | Chesterfield 33Kv S Stn | Grassmoor 33 11Kv S Stn | 11 | Western Power Distribution (East Midlands) Plc | Solar | Photovoltaic |  |  | 0 | 3.75 | Advanced Fuel (produced via gasification or pyrolysis of biofuel or waste) | Engine (combustion / reciprocating) |  |  |  |  | Advanced Fuel (produced via gasification or pyrolysis of biofuel or waste) | Engine (combustion / reciprocating) | [5 empty] | Accepted to connect | [6 empty] | 3.75 | 3.75 | 3.9474 | 0.05 | 0.0526 | 2018-09-18 | 2022-11-10 | [6 empty] | 2022-04-04 01:01
|  | Rush wall solar park limited | Proposed solar park | Longlands Farm | Redwick | Nr newport | Gwent | NP26 3DX | United Kingdom | 34127 | 18489 | Uskmouth | Magor Grid |  | 132 | Western Power Distribution (South Wales) Plc | Solar | Photovoltaic |  |  | 0 | 49.99 | Advanced Fuel (produced via gasification or pyrolysis of biofuel or waste) | Engine (combustion / reciprocating) |  |  |  |  | Advanced Fuel (produced via gasification or pyrolysis of biofuel or waste) | Engine (combustion / reciprocating) | [5 empty] | Accepted to connect | [6 empty] | 49.99 | 49.99 | 52.621 | 0.5 | 0.5263 | 2018-07-24 | 2022-09-08 | [6 empty] | 2022-04-04 01:01
|  | Enderby storage limited | Desford road ess | Desford Road | Enderby | Leicester |  | LE19 3LR | United Kingdom | 45284 | 30017 | Enderby 132Kv S Stn | Leicester 33Kv S Stn |  | 132 | Western Power Distribution (East Midlands) Plc | Stored Energy (all stored energy irrespective of the original energy source) | Storage - Electrochemical (Batteries) |  |  | 0 | 50 | Advanced Fuel (produced via gasification or pyrolysis of biofuel or waste) | Engine (combustion / reciprocating) |  |  |  |  | Advanced Fuel (produced via gasification or pyrolysis of biofuel or waste) | Engine (combustion / reciprocating) | [5 empty] | Accepted to connect | [6 empty] | 50 | 50 | 52.6316 | 50 | 52.6316 | 2018-11-23 | 2023-03-09 | [6 empty] | 2022-04-04 01:01
|  | Jbm solar projects 2 ltd | Non firm, solar 2 | Tale Lane |  |  |  | EX15 1RF | United Kingdom | 30376 | 10333 | Exeter Main Sgp |  |  | 132 | Western Power Distribution (South West) Plc | Solar | Photovoltaic |  |  | 0 | 35 | Advanced Fuel (produced via gasification or pyrolysis of biofuel or waste) | Engine (combustion / reciprocating) |  |  |  |  | Advanced Fuel (produced via gasification or pyrolysis of biofuel or waste) | Engine (combustion / reciprocating) | [5 empty] | Accepted to connect | [6 empty] | 35 | 35 | 36.8421 | 1 | 1.0526 | 2018-08-08 | 2022-10-31 | [6 empty] | 2022-04-04 01:01
|  | Aller langport solar park ltd | Aller langport solar farm |  | Aller | Langport | Somerset | TA10 0QR | United Kingdom | 33957 | 12887 | Bridgwater Sgp | Bridgwater Grid Bsp | North Street Langport | 33 | Western Power Distribution (South West) Plc | Solar | Photovoltaic |  |  | 0 | 10 | Advanced Fuel (produced via gasification or pyrolysis of biofuel or waste) | Engine (combustion / reciprocating) |  |  |  |  | Advanced Fuel (produced via gasification or pyrolysis of biofuel or waste) | Engine (combustion / reciprocating) | [5 empty] | Accepted to connect | [6 empty] | 10 | 10 | 10.5263 | 0.15 | 0.1579 | 2018-09-17 | 2022-09-30 | [6 empty] | 2022-04-04 01:01
|  | Eeb33 ltd | Sparrow lodge farm | Wicken Park Road | Wicken | Milton keynes |  | MK19 6BZ | United Kingdom | 47467 | 23931 | East Claydon 132Kv S Stn | Stony Stratford 33Kv S Stn |  | 33 | Western Power Distribution (East Midlands) Plc | Solar | Photovoltaic |  |  | 0 | 20 | Advanced Fuel (produced via gasification or pyrolysis of biofuel or waste) | Engine (combustion / reciprocating) |  |  |  |  | Advanced Fuel (produced via gasification or pyrolysis of biofuel or waste) | Engine (combustion / reciprocating) | [5 empty] | Accepted to connect | [6 empty] | 20 | 20 | 21.0526 | 0.05 | 0.0526 | 2018-12-08 | 2021-06-02 | [6 empty] | 2022-04-04 01:01
|  | Feeder grid storage limited | Bristol television & film serv, feeder road battery | Feeder Road |  | Bristol |  | BS2 0TH | United Kingdom | 360712 | 172421 | Iron Acton Sgp | Feeder Road 132Kv |  | 33 | Western Power Distribution (South West) Plc | Stored Energy (all stored energy irrespective of the original energy source) | Storage - Electrochemical (Batteries) |  |  | 0 | 20 | Advanced Fuel (produced via gasification or pyrolysis of biofuel or waste) | Engine (combustion / reciprocating) |  |  |  |  | Advanced Fuel (produced via gasification or pyrolysis of biofuel or waste) | Engine (combustion / reciprocating) | [5 empty] | Accepted to connect | [6 empty] | 20 | 20 | 21.0526 | 20 | 21.0526 | 2018-10-19 | 2022-09-30 | [6 empty] | 2022-04-04 01:01
|  | Nextpower spv 7 ltd |  | Chapel Street |  | Stapleton |  | LE9 8FT | United Kingdom | 44495 | 29850 | Coventry 132Kv S Stn | Hinckley 33Kv S Stn |  | 33 | Western Power Distribution (East Midlands) Plc | Solar | Photovoltaic |  |  | 0 | 15 | Advanced Fuel (produced via gasification or pyrolysis of biofuel or waste) | Engine (combustion / reciprocating) |  |  |  |  | Advanced Fuel (produced via gasification or pyrolysis of biofuel or waste) | Engine (combustion / reciprocating) | [5 empty] | Accepted to connect | [6 empty] | 15 | 15 | 15.7895 | 0.05 | 0.0526 | 2018-11-22 | 2023-03-02 | [6 empty] | 2022-04-04 01:01
|  | Swinford wind farm limited | - | Swinford Wind Farm | Swinford Wind Farm | Lutterworth |  | LE17 6BQ | United Kingdom | 45712 | 27960 | Coventry 132Kv S Stn | Pailton 33Kv S Stn |  | 33 | Western Power Distribution (East Midlands) Plc | Wind | Onshore wind turbines |  |  | 0 | 15 | Advanced Fuel (produced via gasification or pyrolysis of biofuel or waste) | Engine (combustion / reciprocating) |  |  |  |  | Advanced Fuel (produced via gasification or pyrolysis of biofuel or waste) | Engine (combustion / reciprocating) | [5 empty] | Accepted to connect | [6 empty] | 15 | 10 | 10.5263 | 0 | 0 | 2018-10-30 | 2022-10-03 | [6 empty] | 2022-04-04 01:01
|  | Mynydd fforch dwm wind energy ltd | Mynydd forch dwm generation | Forch Dwm Road |  | Port talbot |  | SA13 3LG | United Kingdom | 28444 | 19741 | Swansea North Grid | Briton Ferry Grid |  | 33 | Western Power Distribution (South Wales) Plc | Wind | Onshore wind turbines |  |  | 0 | 19.8 | Solar | Photovoltaic |  |  | 0 | 7.2 | Advanced Fuel (produced via gasification or pyrolysis of biofuel or waste) | Engine (combustion / reciprocating) | [5 empty] | Accepted to connect | [6 empty] | 27 | 27.368 | 28.8084 | 0.25 | 0.2632 | 2018-10-01 | 2023-07-21 | [6 empty] | 2022-04-04 01:01
|  | Coldharbour farm solar park limited | Coldharbour farm | Ashreigney |  | Chulmleigh | Devon | EX18 7NQ | United Kingdom | 260573 | 112715 | Alverdiscott Sgp |  |  | 132 | Western Power Distribution (South West) Plc | Solar | Photovoltaic |  |  | 0 | 49.99 | Advanced Fuel (produced via gasification or pyrolysis of biofuel or waste) | Engine (combustion / reciprocating) |  |  |  |  | Advanced Fuel (produced via gasification or pyrolysis of biofuel or waste) | Engine (combustion / reciprocating) | [5 empty] | Accepted to connect | [6 empty] | 49.99 | 49.99 | 52.621 | 0.5 | 0.5263 | 2018-11-30 | 2022-08-09 | [6 empty] | 2022-04-04 01:01
|  | Balance power projects limited | 76mw gen | Land Off Mount Road | Castle Gresley | Swadlincote |  | DE11 9ES | United Kingdom | 42797 | 31807 | Drakelow 132Kv | Gresley 33Kv S Stn | Gresley 11Kv S Stn | 11 | Western Power Distribution (East Midlands) Plc | Fossil - Gas | Gas turbine (OCGT) |  |  | 0 | 7.6 | Advanced Fuel (produced via gasification or pyrolysis of biofuel or waste) | Engine (combustion / reciprocating) |  |  |  |  | Advanced Fuel (produced via gasification or pyrolysis of biofuel or waste) | Engine (combustion / reciprocating) | [5 empty] | Accepted to connect | [6 empty] | 7.6 | 7.22 | 7.6 | 0.25 | 0.2632 | 2019-01-18 | 2022-09-01 | [6 empty] | 2022-04-04 01:01
|  | Biogas technology limited |  | Old Milss | Radstock | Somerset |  | BS39 7SS | United Kingdom | 36475 | 15492 | Seabank Sgp | Radstock Bsp 132Kv | Midsomer Norton | 11 | Western Power Distribution (South West) Plc | Biofuel - Landfill gas | Gas turbine (OCGT) |  |  | 0 | 6 | Advanced Fuel (produced via gasification or pyrolysis of biofuel or waste) | Engine (combustion / reciprocating) |  |  |  |  | Advanced Fuel (produced via gasification or pyrolysis of biofuel or waste) | Engine (combustion / reciprocating) | [5 empty] | Accepted to connect | [6 empty] | 6 | 6 | 6.3158 | 0.315 | 0.3316 | 2019-01-02 | 2022-06-14 | [6 empty] | 2022-04-04 01:01
|  | Balance power projects limited |  | Woodhouse Lane | Bolsover | Chesterfield |  | S44 6BJ | United Kingdom | 44641 | 37090 | Chesterfield 132Kv S Stn | Chesterfield 33Kv S Stn | Bolsover 11Kv S Stn | 11 | Western Power Distribution (East Midlands) Plc | Fossil - Gas | Engine (combustion / reciprocating) |  |  | 0 | 5 | Advanced Fuel (produced via gasification or pyrolysis of biofuel or waste) | Engine (combustion / reciprocating) |  |  |  |  | Advanced Fuel (produced via gasification or pyrolysis of biofuel or waste) | Engine (combustion / reciprocating) | [5 empty] | Accepted to connect | [6 empty] | 5 | 5 | 5.2632 | 0.25 | 0.2632 | 2018-11-30 | 2022-08-10 | [6 empty] | 2022-04-04 01:01
|  | Evans energy ltd | Rose park farm, otterham wind farm | Otterham Station |  | Camelford |  | PL32 9SW | United Kingdom | 216027 | 89928 | Indian Queens Sgp | St Tudy Bsp |  | 132 | Western Power Distribution (South West) Plc | Wind | Onshore wind turbines |  |  | 0 | 1 | Advanced Fuel (produced via gasification or pyrolysis of biofuel or waste) | Engine (combustion / reciprocating) |  |  |  |  | Advanced Fuel (produced via gasification or pyrolysis of biofuel or waste) | Engine (combustion / reciprocating) | [5 empty] | Accepted to connect | [6 empty] | 1 | 1 | 1.0526 | 0.02 | 0.021 | 2019-02-28 | 2023-06-06 | [6 empty] | 2022-04-04 01:01
|  | Tiln connections limited |  | Tiln Farm | Retford |  |  | DN22 9JH | United Kingdom |  |  | West Burton 132Kv S Stn |  |  | 33 | Western Power Distribution (East Midlands) Plc | Solar | Photovoltaic |  |  | 0 | 49.9 | Advanced Fuel (produced via gasification or pyrolysis of biofuel or waste) | Engine (combustion / reciprocating) |  |  |  |  | Advanced Fuel (produced via gasification or pyrolysis of biofuel or waste) | Engine (combustion / reciprocating) | [5 empty] | Accepted to connect | [6 empty] | 49.9 | 49.9 | 52.5263 | 25 | 26.3158 | 2019-01-02 | 2022-08-08 | [6 empty] | 2022-04-04 01:01
|  | Biogas technology limited | Axbridge 2 | Prowses Lane |  | Axbridge |  | BS26 2HP | United Kingdom | 34257 | 15456 | Bridgwater Sgp | Churchill Bsp 132Kv | Axbridge | 11 | Western Power Distribution (South West) Plc | Fossil - Gas | Engine (combustion / reciprocating) |  |  | 0 | 7 | Advanced Fuel (produced via gasification or pyrolysis of biofuel or waste) | Engine (combustion / reciprocating) |  |  |  |  | Advanced Fuel (produced via gasification or pyrolysis of biofuel or waste) | Engine (combustion / reciprocating) | [5 empty] | Accepted to connect | [6 empty] | 7 | 7 | 7.3684 | 0.315 | 0.3316 | 2019-01-04 | 2022-04-22 | [6 empty] | 2022-04-04 01:01
|  | Jbm solar projects 5 limited |  | Fraddon Solar Farm 50A |  | Fraddon |  | TR8 4LX | United Kingdom | 19037 | 6026 | Indian Queens Sgp |  |  | 132 | Western Power Distribution (South West) Plc | Solar | Photovoltaic |  |  | 0 | 49.9 | Advanced Fuel (produced via gasification or pyrolysis of biofuel or waste) | Engine (combustion / reciprocating) |  |  |  |  | Advanced Fuel (produced via gasification or pyrolysis of biofuel or waste) | Engine (combustion / reciprocating) | [5 empty] | Accepted to connect | [6 empty] | 49.9 | 49.9 | 52.5263 | 0.025 | 0.0263 | 2018-11-28 | 2023-04-05 | [6 empty] | 2022-04-04 01:01
|  | Jdm solar projects 6 limited | Hallughton solar farm 50a |  | Southwell | Nottinghamshire |  | NG25 0QR | United Kingdom | 46760 | 35124 | Staythorpe C 132Kv S Stn |  |  | 132 | Western Power Distribution (East Midlands) Plc | Solar | Photovoltaic |  |  | 0 | 59.92 | Advanced Fuel (produced via gasification or pyrolysis of biofuel or waste) | Engine (combustion / reciprocating) |  |  |  |  | Advanced Fuel (produced via gasification or pyrolysis of biofuel or waste) | Engine (combustion / reciprocating) | [5 empty] | Accepted to connect | [6 empty] | 59.92 | 49.9 | 52.5263 | 0.25 | 0.2632 | 2019-02-15 | 2023-03-15 | [6 empty] | 2022-04-04 01:01
|  | Eeb41 limited | Land at ploddy house farm, moat farm |  | Little Cugley | Newent |  | GL18 1JX | United Kingdom | 37238 | 22298 | Port Ham 132Kv S Stn |  |  | 132 | Western Power Distribution (West Midlands) Plc | Solar | Photovoltaic |  |  | 0 | 40 | Advanced Fuel (produced via gasification or pyrolysis of biofuel or waste) | Engine (combustion / reciprocating) |  |  |  |  | Advanced Fuel (produced via gasification or pyrolysis of biofuel or waste) | Engine (combustion / reciprocating) | [5 empty] | Accepted to connect | [6 empty] | 40 | 40 | 42.1053 | 0.099 | 0.1042 | 2019-02-04 | 2022-09-22 | [6 empty] | 2022-04-04 01:01
|  | Lightsource spv 152 limited | - | Inkersall Grange Farm | Bilsthorpe | Newark |  | NG22 8TN | United Kingdom | 46198 | 35987 | Chesterfield 132Kv S Stn |  |  | 132 | Western Power Distribution (East Midlands) Plc | Solar | Photovoltaic |  |  | 0 | 49.9 | Advanced Fuel (produced via gasification or pyrolysis of biofuel or waste) | Engine (combustion / reciprocating) |  |  |  |  | Advanced Fuel (produced via gasification or pyrolysis of biofuel or waste) | Engine (combustion / reciprocating) | [5 empty] | Accepted to connect | [6 empty] | 49.9 | 49.9 | 52.5263 | 1 | 1.0526 | 2019-01-08 | 2023-01-05 | [6 empty] | 2022-04-04 01:01
|  | E e b38 limited | Pentre bach solar v |  | Pentre Bah | Cwmbran |  | NP44 7AR | United Kingdom | 32930 | 19221 | Uskmouth | Llantarnam |  | 66 | Western Power Distribution (South Wales) Plc | Solar | Photovoltaic |  |  | 0 | 20 | Advanced Fuel (produced via gasification or pyrolysis of biofuel or waste) | Engine (combustion / reciprocating) |  |  |  |  | Advanced Fuel (produced via gasification or pyrolysis of biofuel or waste) | Engine (combustion / reciprocating) | [5 empty] | Accepted to connect | [6 empty] | 20 | 20 | 21.0526 | 0.9 | 0.9474 | 2019-03-01 | 2022-09-22 | [6 empty] | 2022-04-04 01:01
|  | Absolute solar & wind | Wwtw |  | Bynea | Llanelli |  | SA14 9SA | United Kingdom | 25417 | 19814 | Swansea North Grid | Trostre Grid | Maesarddafen | 11 | Western Power Distribution (South Wales) Plc | Solar | Photovoltaic |  |  | 0 | 1.299 | Advanced Fuel (produced via gasification or pyrolysis of biofuel or waste) | Engine (combustion / reciprocating) |  |  |  |  | Advanced Fuel (produced via gasification or pyrolysis of biofuel or waste) | Engine (combustion / reciprocating) | [5 empty] | Accepted to connect | [6 empty] | 1.299 | 0.099 | 0.1042 | 1.246 | 1.3116 | 2018-11-19 | 2022-08-10 | [6 empty] | 2022-04-04 01:01
|  | Evans energy ltd | Proposed wind farm | Cold Northcott | St Clether | Launceston |  |  | United Kingdom |  |  | Indian Queens Sgp | St Tudy Bsp |  | 132 | Western Power Distribution (South West) Plc | Wind | Offshore wind turbines |  |  | 0 | 20 | Advanced Fuel (produced via gasification or pyrolysis of biofuel or waste) | Engine (combustion / reciprocating) |  |  |  |  | Advanced Fuel (produced via gasification or pyrolysis of biofuel or waste) | Engine (combustion / reciprocating) | [5 empty] | Accepted to connect | [6 empty] | 20 | 20 | 21.0526 | 0.25 | 0.2632 | 2019-04-11 | 2022-10-03 | [6 empty] | 2022-04-04 01:01
|  | Nd solar enterprises limited | Lower litchardon solar farm | Land Near Lower Litchardon Farm | Newton Tracey | Barnstaple |  | EX31 3QE | United Kingdom | 25230 | 12961 | Alverdiscott Sgp | East Yelland Bsp |  | 132 | Western Power Distribution (South West) Plc | Solar | Photovoltaic |  |  | 0 | 49.9 | Advanced Fuel (produced via gasification or pyrolysis of biofuel or waste) | Engine (combustion / reciprocating) |  |  |  |  | Advanced Fuel (produced via gasification or pyrolysis of biofuel or waste) | Engine (combustion / reciprocating) | [5 empty] | Accepted to connect | [6 empty] | 49.9 | 49.9 | 52.5263 | 0.5 | 0.5263 | 2019-01-21 | 2022-09-02 | [6 empty] | 2022-04-04 01:01
|  | Jbm solar projects 3 limited |  | Doverdale Solar B | Droitwich | Worcestershire |  | WR9 0QB | United Kingdom | 38593 | 26625 | Bishops Wood 132Kv S Stn |  |  | 132 | Western Power Distribution (West Midlands) Plc | Solar | Photovoltaic |  |  | 0 | 49.9 | Advanced Fuel (produced via gasification or pyrolysis of biofuel or waste) | Engine (combustion / reciprocating) |  |  |  |  | Advanced Fuel (produced via gasification or pyrolysis of biofuel or waste) | Engine (combustion / reciprocating) | [5 empty] | Accepted to connect | [6 empty] | 49.9 | 49.9 | 52.5263 | 0.25 | 0.2632 | 2019-02-06 | 2022-10-07 | [6 empty] | 2022-04-04 01:01
|  | Minehead solar electric forecourt ltd | Electric vehicle charging, proposed generation, battery storage & | Land East Side Of Seaward Way |  | Minehead |  |  | United Kingdom |  |  | Taunton Sgp | Bowhays Cross Bsp | Alcombe | 11 | Western Power Distribution (South West) Plc | Stored Energy (all stored energy irrespective of the original energy source) | Storage - Electrochemical (Batteries) |  |  | 0 | 3 | Stored Energy (all stored energy irrespective of the original energy source) | Storage - Electrochemical (Batteries) |  |  |  |  | Advanced Fuel (produced via gasification or pyrolysis of biofuel or waste) | Engine (combustion / reciprocating) | [5 empty] | Accepted to connect | [6 empty] | 3 | 3 | 3.1579 | 0.045 | 0.0474 | 2019-03-07 | 2022-05-01 | [6 empty] | 2022-04-04 01:01
|  | Nextpower spv 5 ltd | Land at crifton lodge farm | Forest Lane | Bilsthorpe | Newark |  | NG22 8TR | United Kingdom | 46413 | 35925 | Chesterfield 132Kv S Stn |  |  | 132 | Western Power Distribution (East Midlands) Plc | Solar | Photovoltaic |  |  | 0 | 40 | Advanced Fuel (produced via gasification or pyrolysis of biofuel or waste) | Engine (combustion / reciprocating) |  |  |  |  | Advanced Fuel (produced via gasification or pyrolysis of biofuel or waste) | Engine (combustion / reciprocating) | [5 empty] | Accepted to connect | [6 empty] | 40 | 40 | 42.1053 | 0.2 | 0.2105 | 2019-05-07 | 2022-10-03 | [6 empty] | 2022-04-04 01:01
|  | Eeb 36 limited | Ref 321018, pedwell hill pv | Land Around Nythe Road | Pedwell | Ashcott |  | TA7 9BQ | United Kingdom | 34248 | 13648 | Bridgwater Sgp | Bridgwater Grid Bsp |  | 132 | Western Power Distribution (South West) Plc | Solar | Photovoltaic |  |  | 0 | 40 | Advanced Fuel (produced via gasification or pyrolysis of biofuel or waste) | Engine (combustion / reciprocating) |  |  |  |  | Advanced Fuel (produced via gasification or pyrolysis of biofuel or waste) | Engine (combustion / reciprocating) | [5 empty] | Accepted to connect | [6 empty] | 40 | 40 | 42.1053 | 0.09 | 0.0947 | 2019-04-02 | 2022-08-04 | [6 empty] | 2022-04-04 01:01
|  | Power generation (midlands)ltd | The forge, lye forge | Stourport Road |  | Kidderminster |  | DY11 7QE | United Kingdom | 38209 | 27370 | Bishops Wood 132Kv S Stn | Stourport 132 66 33Kv S Stn | Stourport 132/66/33/11Kv | 11 | Western Power Distribution (West Midlands) Plc | Fossil - Gas | Engine (combustion / reciprocating) | Yes |  | 0 | 5.5 | Advanced Fuel (produced via gasification or pyrolysis of biofuel or waste) | Engine (combustion / reciprocating) |  |  |  |  | Advanced Fuel (produced via gasification or pyrolysis of biofuel or waste) | Engine (combustion / reciprocating) | [5 empty] | Accepted to connect | [6 empty] | 5.5 | 5.5 | 5.7895 | 0.5 | 0.5263 | 2019-02-21 | 2022-09-30 | [6 empty] | 2022-04-04 01:01
|  | Cenin renewables ltd | Generation scheme | Mynydd Maen | Hafodyrynys | Crumlin |  | NP11 5AY | United Kingdom | 32280 | 19830 | Rassau Gsp | Crumlin |  | 132 | Western Power Distribution (South Wales) Plc | Wind | Onshore wind turbines |  |  | 0 | 39 | Fossil - Gas | Gas turbine (OCGT) |  |  | 0 | 15 | Solar | Photovoltaic |  |  | 0 | 10 |  | Accepted to connect | [6 empty] | 74 | 77.895 | 81.9947 | 10 | 10.5263 | 2019-06-11 | 2024-06-30 | [6 empty] | 2022-04-04 01:01
|  | Gridserve emea depc ltd | Bw003 - markham vale | Enterprise Way |  | Chesterfield |  | S44 5HB | United Kingdom | 44405 | 37248 | Chesterfield 132Kv S Stn | Staveley 33Kv S Stn |  | 33 | Western Power Distribution (East Midlands) Plc | Stored Energy (all stored energy irrespective of the original energy source) | Storage - Electrochemical (Batteries) |  |  | 0 | 6 | Advanced Fuel (produced via gasification or pyrolysis of biofuel or waste) | Engine (combustion / reciprocating) |  |  |  |  | Advanced Fuel (produced via gasification or pyrolysis of biofuel or waste) | Engine (combustion / reciprocating) | [5 empty] | Accepted to connect | [6 empty] | 6 | 6 | 6.3158 | 6 | 6.3158 | 2019-04-02 | 2022-05-17 | [6 empty] | 2022-04-04 01:01
|  | Bryn henllys sf limited | 1, bryn henllys | Ystradowen | Cwmtwrch | Upper cwmtwrch |  | SA9 2XX | United Kingdom | 27587 | 21263 | Swansea North Grid | Ystradgynlais Grid |  | 33 | Western Power Distribution (South Wales) Plc | Solar | Photovoltaic |  |  | 0 | 25 | Advanced Fuel (produced via gasification or pyrolysis of biofuel or waste) | Engine (combustion / reciprocating) |  |  |  |  | Advanced Fuel (produced via gasification or pyrolysis of biofuel or waste) | Engine (combustion / reciprocating) | [5 empty] | Accepted to connect | [6 empty] | 25 | 25 | 26.3158 | 0.1 | 0.1053 | 2019-04-10 | 2023-07-31 | [6 empty] | 2022-04-04 01:01
|  | Croome airfield solar limited | Croome airfield solar farm | Crome |  | Worcester |  | WR8 9AT | United Kingdom | 39098 | 24478 | Feckenham 66 11Kv S Stn | Feckenham 66/11Kv | Strensham 66 11Kv S Stn | 66 | Western Power Distribution (West Midlands) Plc | Solar | Photovoltaic |  |  | 0 | 49 | Advanced Fuel (produced via gasification or pyrolysis of biofuel or waste) | Engine (combustion / reciprocating) |  |  |  |  | Advanced Fuel (produced via gasification or pyrolysis of biofuel or waste) | Engine (combustion / reciprocating) | [5 empty] | Accepted to connect | [6 empty] | 49 | 49 | 51.5789 | 0.3 | 0.3158 | 2019-01-07 | 2022-09-21 | [6 empty] | 2022-04-04 01:01
|  | Gridserve emea depc ltd | Tachbrook hill farm, gs303-warwick 2 | Banbury Road | Bishops Tachbrook | Leamington spa |  | CV33 9QG | United Kingdom | 43060 | 26082 | Berkswell 132Kv S Stn | Warwick 33Kv S Stn |  | 33 | Western Power Distribution (East Midlands) Plc | Stored Energy (all stored energy irrespective of the original energy source) | Storage - Electrochemical (Batteries) |  |  | 0 | 12.73 | Advanced Fuel (produced via gasification or pyrolysis of biofuel or waste) | Engine (combustion / reciprocating) |  |  |  |  | Advanced Fuel (produced via gasification or pyrolysis of biofuel or waste) | Engine (combustion / reciprocating) | [5 empty] | Accepted to connect | [6 empty] | 12.73 | 6 | 6.3158 | 6 | 6.3158 | 2019-06-27 | 2022-09-30 | [6 empty] | 2022-04-04 01:01
|  | Spring dev 02 limited | Hopkins solar farm | Pontardulais Road | Tycroes | Ammanford |  | SA18 3RE | United Kingdom |  |  | Swansea North Grid | Ammanford Grid |  | 33 | Western Power Distribution (South Wales) Plc | Solar | Photovoltaic |  |  | 0 | 30 | Advanced Fuel (produced via gasification or pyrolysis of biofuel or waste) | Engine (combustion / reciprocating) |  |  |  |  | Advanced Fuel (produced via gasification or pyrolysis of biofuel or waste) | Engine (combustion / reciprocating) | [5 empty] | Accepted to connect | [6 empty] | 30 | 30 | 31.5789 | 0.05 | 0.0526 | 2019-03-15 | 2023-07-21 | [6 empty] | 2022-04-04 01:01
|  | Eeb34 limited | Tythegston solar pv | Tythegston Estate | Tythegston | Bridgend |  | CF32 0NW | United Kingdom | 28363 | 17936 | Pyle Grid | Pyle Bsp |  | 132 | Western Power Distribution (South Wales) Plc | Solar | Photovoltaic |  |  | 0 | 75 | Advanced Fuel (produced via gasification or pyrolysis of biofuel or waste) | Engine (combustion / reciprocating) |  |  |  |  | Advanced Fuel (produced via gasification or pyrolysis of biofuel or waste) | Engine (combustion / reciprocating) | [5 empty] | Accepted to connect | [6 empty] | 75 | 75 | 78.9474 | 0.3 | 0.3158 | 2019-05-20 | 2023-08-03 | [6 empty] | 2022-04-04 01:01
|  | Spring dev 01 ltd | Niro solar farm | Land South Of Rockbeare Hill | Rockbeare | Exeter |  | EX5 2EZ | United Kingdom | 30572 | 9412 | Exeter Main Sgp | Exeter Main Bsp |  | 33 | Western Power Distribution (South West) Plc | Solar | Photovoltaic |  |  | 0 | 10 | Advanced Fuel (produced via gasification or pyrolysis of biofuel or waste) | Engine (combustion / reciprocating) |  |  |  |  | Advanced Fuel (produced via gasification or pyrolysis of biofuel or waste) | Engine (combustion / reciprocating) | [5 empty] | Accepted to connect | [6 empty] | 10 | 10 | 10.5263 | 0.23 | 0.2421 | 2019-05-09 | 2022-09-29 | [6 empty] | 2022-04-04 01:01
|  | Scottishpower renewables (uk) ltd | Oakley bushes solar farm | Oakley Bushes | Little Oakley | Corby |  |  | United Kingdom |  |  | Grendon 132Kv S Stn |  |  | 132 | Western Power Distribution (East Midlands) Plc | Solar | Photovoltaic |  |  | 0 | 40 | Advanced Fuel (produced via gasification or pyrolysis of biofuel or waste) | Engine (combustion / reciprocating) |  |  |  |  | Advanced Fuel (produced via gasification or pyrolysis of biofuel or waste) | Engine (combustion / reciprocating) | [5 empty] | Accepted to connect | [6 empty] | 40 | 40 | 42.1053 | 0.4 | 0.421 | 2019-10-03 | 2023-04-01 | [6 empty] | 2022-04-04 01:01
|  | Tge management company limited | Blackbridge farm | Cranford Road |  | Burton latimer |  | NN15 5TB | United Kingdom | 49104 | 27605 | Grendon 132Kv S Stn | Kettering 33Kv S Stn |  | 33 | Western Power Distribution (East Midlands) Plc | Fossil - Gas | Gas turbine (OCGT) |  |  | 0 | 10 | Advanced Fuel (produced via gasification or pyrolysis of biofuel or waste) | Engine (combustion / reciprocating) |  |  |  |  | Advanced Fuel (produced via gasification or pyrolysis of biofuel or waste) | Engine (combustion / reciprocating) | [5 empty] | Accepted to connect | [6 empty] | 10 | 10 | 10.5263 | 0.15 | 0.1579 | 2018-08-29 | 2022-10-28 | [6 empty] | 2022-04-04 01:01
|  | Liverton 2014 ltd | Export mpan | Liverton Business Park |  | Exmouth | Devon | EX8 2NU | United Kingdom | 30295 | 8237 | Exeter Main Sgp | Exmouth Bsp |  | 33 | Western Power Distribution (South West) Plc | Solar | Photovoltaic |  |  | 0 | 6 | Advanced Fuel (produced via gasification or pyrolysis of biofuel or waste) | Engine (combustion / reciprocating) |  |  |  |  | Advanced Fuel (produced via gasification or pyrolysis of biofuel or waste) | Engine (combustion / reciprocating) | [5 empty] | Accepted to connect | [6 empty] | 6 | 6 | 6.3158 | 0.072 | 0.0758 | 2019-03-26 | 2022-12-30 | [6 empty] | 2022-04-04 01:01
|  | Wykes engineering ltd | Energy park, chelveston renewable | The Old Airfield | Chelveston | Northants |  |  | United Kingdom |  |  | Grendon 132Kv S Stn | Irthlingborough 33Kv S Stn |  | 33 | Western Power Distribution (East Midlands) Plc | Stored Energy (all stored energy irrespective of the original energy source) | Storage - Electrochemical (Batteries) |  |  | 0 | 4 | Advanced Fuel (produced via gasification or pyrolysis of biofuel or waste) | Engine (combustion / reciprocating) |  |  |  |  | Advanced Fuel (produced via gasification or pyrolysis of biofuel or waste) | Engine (combustion / reciprocating) | [5 empty] | Accepted to connect | [6 empty] | 4 | 4 | 4.2105 | 0 | 0 | 2019-05-13 | 2022-08-03 | [6 empty] | 2022-04-04 01:01
|  | Eclipse power networks | Ryall y409 | Whitminster |  | Gloucester |  | GL2 7PN | United Kingdom | 37619 | 20894 | Port Ham 132Kv S Stn |  |  | 132 | Western Power Distribution (West Midlands) Plc | Solar | Photovoltaic |  |  | 0 | 49.9 | Advanced Fuel (produced via gasification or pyrolysis of biofuel or waste) | Engine (combustion / reciprocating) |  |  |  |  | Advanced Fuel (produced via gasification or pyrolysis of biofuel or waste) | Engine (combustion / reciprocating) | [5 empty] | Accepted to connect | [6 empty] | 49.9 | 49.9 | 52.5263 | 0.4 | 0.421 | 2019-06-24 | 2022-10-24 | [6 empty] | 2022-04-04 01:01
|  | Cs uk holdings iii limited | Home farm | Strensham |  | Worcester |  | WR8 9JZ | United Kingdom | 39048 | 23872 | Feckenham 66 11Kv S Stn | Feckenham 66/11Kv | Strensham 66 11Kv S Stn | 66 | Western Power Distribution (West Midlands) Plc | Solar | Photovoltaic |  |  | 0 | 32 | Advanced Fuel (produced via gasification or pyrolysis of biofuel or waste) | Engine (combustion / reciprocating) |  |  |  |  | Advanced Fuel (produced via gasification or pyrolysis of biofuel or waste) | Engine (combustion / reciprocating) | [5 empty] | Accepted to connect | [6 empty] | 32 | 32 | 33.6842 | 0.32 | 0.3368 | 2019-06-27 | 2022-09-22 | [6 empty] | 2022-04-04 01:01
|  | Mwat ltd | Property at leland way | Marsh Lane Ind Estate | Boston | Lincolnshire |  | PE21 7SW | United Kingdom | 53368 | 34277 | Walpole 132Kv S Stn | Boston 33Kv S Stn | Marsh Lane 33 11Kv S Stn | 11 | Western Power Distribution (East Midlands) Plc | Stored Energy (all stored energy irrespective of the original energy source) | Storage - Mechanical - Pumped Hydro |  |  | 0 | 6 | Advanced Fuel (produced via gasification or pyrolysis of biofuel or waste) | Engine (combustion / reciprocating) |  |  |  |  | Advanced Fuel (produced via gasification or pyrolysis of biofuel or waste) | Engine (combustion / reciprocating) | [5 empty] | Accepted to connect | [6 empty] | 6 | 6 | 6.3158 | 0.1 | 0.1053 | 2019-02-21 | 2022-06-21 | [6 empty] | 2022-04-04 01:01
|  | Aura power solar uk 6 ltd | Bishampton solar pv | Broad Lane | Bishampton | Pershore | Worcestershire | WR10 2LY | United Kingdom | 39904 | 25132 | Feckenham 66 11Kv S Stn | Feckenham 66/11Kv |  | 66 | Western Power Distribution (West Midlands) Plc | Solar | Photovoltaic |  |  | 0 | 30 | Advanced Fuel (produced via gasification or pyrolysis of biofuel or waste) | Engine (combustion / reciprocating) |  |  |  |  | Advanced Fuel (produced via gasification or pyrolysis of biofuel or waste) | Engine (combustion / reciprocating) | [5 empty] | Accepted to connect | [6 empty] | 30 | 30 | 31.5789 | 0.5 | 0.5263 | 2019-06-20 | 2022-09-29 | [6 empty] | 2022-04-04 01:01
|  | Res | Churchtown solar park ltd, , import mpan | Nanterrow Lane |  | Connor downs | Cornwall | TR27 5BX | United Kingdom | 159831 | 40475 | Indian Queens Sgp | Camborne Bsp |  | 33 | Western Power Distribution (South West) Plc | Solar | Photovoltaic |  |  | 0 | 9 | Advanced Fuel (produced via gasification or pyrolysis of biofuel or waste) | Engine (combustion / reciprocating) |  |  |  |  | Advanced Fuel (produced via gasification or pyrolysis of biofuel or waste) | Engine (combustion / reciprocating) | [5 empty] | Accepted to connect | [6 empty] | 9 | 9 | 9.4737 | 9 | 9.4737 | 2019-08-08 | 2022-09-02 | [6 empty] | 2022-04-04 01:01
|  | Low carbon uk solar investment company | Brackley solar farm - 20 mw | Blackpits Recycling Centre |  | Brackley |  | NN13 5QG | United Kingdom | 45883 | 24243 | East Claydon 132Kv S Stn | Brackley 132Kv S Stn |  | 33 | Western Power Distribution (East Midlands) Plc | Solar | Photovoltaic |  |  | 0 | 20 | Advanced Fuel (produced via gasification or pyrolysis of biofuel or waste) | Engine (combustion / reciprocating) |  |  |  |  | Advanced Fuel (produced via gasification or pyrolysis of biofuel or waste) | Engine (combustion / reciprocating) | [5 empty] | Accepted to connect | [6 empty] | 20 | 20 | 21.0526 | 0.05 | 0.0526 | 2019-06-11 | 2023-06-01 | [6 empty] | 2022-04-04 01:01
|  | Eeb35 limited | Proposed solar project 14219 | Land At Escott Estate |  | Ottery st mary |  | EX11 1LU | United Kingdom | 30948 | 9853 | Exeter Main Sgp | Exeter Main Bsp |  | 33 | Western Power Distribution (South West) Plc | Solar | Photovoltaic |  |  | 0 | 35 | Advanced Fuel (produced via gasification or pyrolysis of biofuel or waste) | Engine (combustion / reciprocating) |  |  |  |  | Advanced Fuel (produced via gasification or pyrolysis of biofuel or waste) | Engine (combustion / reciprocating) | [5 empty] | Accepted to connect | [6 empty] | 35 | 35 | 36.8421 | 0.3 | 0.3158 | 2019-07-16 | 2022-10-31 | [6 empty] | 2022-04-04 01:01
|  | Balanced grid solutions ltd | Pebble hall farm, import mpan 2 | Theddingworth Road |  | Marston trussell | Leicestershire | LE17 2NJ | United Kingdom | 46615 | 28448 | Grendon 132Kv S Stn | Kibworth 33Kv S Stn |  | 33 | Western Power Distribution (East Midlands) Plc | Stored Energy (all stored energy irrespective of the original energy source) | Storage - Electrochemical (Batteries) |  |  | 0 | 0 | Advanced Fuel (produced via gasification or pyrolysis of biofuel or waste) | Engine (combustion / reciprocating) |  |  |  |  | Advanced Fuel (produced via gasification or pyrolysis of biofuel or waste) | Engine (combustion / reciprocating) | [5 empty] | Accepted to connect | [6 empty] | 0 | 0 | 0 | 7.4 | 7.7895 | 2019-08-08 | 2022-06-30 | [6 empty] | 2022-04-04 01:01
|  | Tata steel uk ltd | Port talbot steel works | Po Box 42 |  | Port talbot |  | SA13 2NG | United Kingdom | 27949 | 18341 | Pyle Grid | Margam Grid |  | 66 | Western Power Distribution (South Wales) Plc | Waste | Steam turbine (thermal power plant) |  |  | 0 | 19 | Advanced Fuel (produced via gasification or pyrolysis of biofuel or waste) | Engine (combustion / reciprocating) |  |  |  |  | Advanced Fuel (produced via gasification or pyrolysis of biofuel or waste) | Engine (combustion / reciprocating) | [5 empty] | Accepted to connect | [6 empty] | 19 | 19 | 20 | 124 | 130.5263 | 2019-12-16 | 2022-07-01 | [6 empty] | 2022-04-04 01:01
|  | Yelvertoft solar farm limited |  | Crick Road | Daventry | Northamptonshire |  | NN6 6NA | United Kingdom | 45989 | 27558 | Coventry 132Kv S Stn |  |  | 132 | Western Power Distribution (East Midlands) Plc | Solar | Photovoltaic |  |  | 0 | 49.99 | Advanced Fuel (produced via gasification or pyrolysis of biofuel or waste) | Engine (combustion / reciprocating) |  |  |  |  | Advanced Fuel (produced via gasification or pyrolysis of biofuel or waste) | Engine (combustion / reciprocating) | [5 empty] | Accepted to connect | [6 empty] | 49.99 | 49.99 | 52.621 | 0.5 | 0.5263 | 2019-09-13 | 2022-11-18 | [6 empty] | 2022-04-04 01:01
|  | Ecotricity next generation limited | Dalby solar park | Old Dalby Lodge Farm | Old Dalby | Melton mowbray |  | LE14 3LY | United Kingdom | 46544 | 32222 | Ratcliffe On Soar 132Kv S Stn | Willoughby 33Kv S Stn |  | 33 | Western Power Distribution (East Midlands) Plc | Solar | Photovoltaic |  |  | 0 | 12.65 | Advanced Fuel (produced via gasification or pyrolysis of biofuel or waste) | Engine (combustion / reciprocating) |  |  |  |  | Advanced Fuel (produced via gasification or pyrolysis of biofuel or waste) | Engine (combustion / reciprocating) | [5 empty] | Accepted to connect | [6 empty] | 12.65 | 7.65 | 8.0526 | 0.5 | 0.5263 | 2019-04-18 | 2023-06-12 | [6 empty] | 2022-04-04 01:01
|  | Ecotricity | Galsworthy farm, , import mpan | Buckland Brewer |  | Bideford | Devon | EX39 5NR | United Kingdom |  |  | Alverdiscott Sgp |  |  | 132 | Western Power Distribution (South West) Plc | Solar | Photovoltaic |  |  | 0 | 5 | Advanced Fuel (produced via gasification or pyrolysis of biofuel or waste) | Engine (combustion / reciprocating) |  |  |  |  | Advanced Fuel (produced via gasification or pyrolysis of biofuel or waste) | Engine (combustion / reciprocating) | [5 empty] | Accepted to connect | [6 empty] | 5 | 5 | 5.2632 | 0 | 0 | 2019-09-26 | 2022-09-01 | [6 empty] | 2022-04-04 01:01
|  | Spring dev 07 limited | Meadow solar farm | Bilthbury Road |  | Rugeley |  | WS15 3HQ | United Kingdom | 40497 | 31910 | Rugeley 132Kv S Stn |  |  | 132 | Western Power Distribution (West Midlands) Plc | Solar | Photovoltaic |  |  | 0 | 35 | Advanced Fuel (produced via gasification or pyrolysis of biofuel or waste) | Engine (combustion / reciprocating) |  |  |  |  | Advanced Fuel (produced via gasification or pyrolysis of biofuel or waste) | Engine (combustion / reciprocating) | [5 empty] | Accepted to connect | [6 empty] | 35 | 35 | 36.8421 | 0.001 | 0.001 | 2019-07-23 | 2023-04-03 | [6 empty] | 2022-04-04 01:01
|  | Brynrhyd solar farm limited | Bryn y rhyd |  | Pontarddulais | Hendy |  | SA4 0FD | United Kingdom | 25909 | 20806 | Swansea North Grid | Ammanford Grid |  | 33 | Western Power Distribution (South Wales) Plc | Solar | Photovoltaic |  |  | 0 | 31 | Advanced Fuel (produced via gasification or pyrolysis of biofuel or waste) | Engine (combustion / reciprocating) |  |  |  |  | Advanced Fuel (produced via gasification or pyrolysis of biofuel or waste) | Engine (combustion / reciprocating) | [5 empty] | Accepted to connect | [6 empty] | 31 | 30 | 31.5789 | 0.2 | 0.2105 | 2019-11-14 | 2024-09-30 | [6 empty] | 2022-04-04 01:01
|  | Centrica | Carland cross windfarm |  | Carland Cross | Mitchell |  |  | United Kingdom |  |  | Indian Queens Sgp | Fraddon Bsp |  | 33 | Western Power Distribution (South West) Plc | Wind | Onshore wind turbines |  |  | 0 | 20 | Stored Energy (all stored energy irrespective of the original energy source) | Storage - Electrochemical (Batteries) |  |  | 0 | 1 | Advanced Fuel (produced via gasification or pyrolysis of biofuel or waste) | Engine (combustion / reciprocating) | [5 empty] | Accepted to connect | [6 empty] | 21 | 0 | 0 | 1 | 1.0526 | 2019-05-31 | 2022-04-22 | [6 empty] | 2022-04-04 01:01
|  | Lightsource renewable uk development lt | Winkburn solar farm | The Winkburn Estate | Winkburn Lane | Winkburn |  | NG22 8PF | United Kingdom |  |  | Staythorpe C 132Kv S Stn |  |  | 132 | Western Power Distribution (East Midlands) Plc | Solar | Photovoltaic |  |  | 0 | 33.7 | Advanced Fuel (produced via gasification or pyrolysis of biofuel or waste) | Engine (combustion / reciprocating) |  |  |  |  | Advanced Fuel (produced via gasification or pyrolysis of biofuel or waste) | Engine (combustion / reciprocating) | [5 empty] | Accepted to connect | [6 empty] | 33.7 | 32 | 33.6842 | 0.32 | 0.3368 | 2019-09-11 | 2022-10-31 | [6 empty] | 2022-04-04 01:01
|  | Londorf capital limited | Penllergaer estate pv solar park | Bryn Bach Road |  | Pontlliw |  | SA4 9ED | United Kingdom | 261143 | 201581 | Swansea North Grid | Swansea North Bsp |  | 33 | Western Power Distribution (South Wales) Plc | Solar | Photovoltaic |  |  | 0 | 30 | Advanced Fuel (produced via gasification or pyrolysis of biofuel or waste) | Engine (combustion / reciprocating) |  |  |  |  | Advanced Fuel (produced via gasification or pyrolysis of biofuel or waste) | Engine (combustion / reciprocating) | [5 empty] | Accepted to connect | [6 empty] | 30 | 30 | 31.5789 | 0.3 | 0.3158 | 2019-09-06 | 2023-06-09 | [6 empty] | 2022-04-04 01:01
|  | Warwickshire solar 1 ltd | Harborough fields solar farm | Near Churchover |  | Rugby |  | CV23 0ER | United Kingdom | 45142 | 27978 | Coventry 132Kv S Stn | Rugby 33Kv S Stn |  | 33 | Western Power Distribution (East Midlands) Plc | Solar | Photovoltaic |  |  | 0 | 21.8 | Advanced Fuel (produced via gasification or pyrolysis of biofuel or waste) | Engine (combustion / reciprocating) |  |  |  |  | Advanced Fuel (produced via gasification or pyrolysis of biofuel or waste) | Engine (combustion / reciprocating) | [5 empty] | Accepted to connect | [6 empty] | 21.8 | 21.8 | 22.9474 | 0.26 | 0.2737 | 2019-08-19 | 2023-01-03 | [6 empty] | 2022-04-04 01:01
|  | Gazeley uk ltd | Dhl | Mere Lane | Magna Park | Lutterworth |  | LE17 4JH | United Kingdom |  |  | Coventry 132Kv S Stn | Pailton 33Kv S Stn | Magna Park 33 11Kv S Stn | 11 | Western Power Distribution (East Midlands) Plc | Solar | Photovoltaic |  |  | 0 | 0.75 | Advanced Fuel (produced via gasification or pyrolysis of biofuel or waste) | Engine (combustion / reciprocating) |  |  |  |  | Advanced Fuel (produced via gasification or pyrolysis of biofuel or waste) | Engine (combustion / reciprocating) | [5 empty] | Accepted to connect | [6 empty] | 0.75 | 0.75 | 0.7895 | 3 | 3.1579 | 2019-07-30 | 2022-04-27 | [6 empty] | 2022-04-04 01:01
|  | Low carbon uk solar investment company | Inkersall farm | Staveley | Inkersall | Chesterfield |  | S43 3YH | United Kingdom | 44293 | 37276 | Chesterfield 132Kv S Stn | Staveley 33Kv S Stn |  | 33 | Western Power Distribution (East Midlands) Plc | Solar | Photovoltaic |  |  | 0 | 20 | Advanced Fuel (produced via gasification or pyrolysis of biofuel or waste) | Engine (combustion / reciprocating) |  |  |  |  | Advanced Fuel (produced via gasification or pyrolysis of biofuel or waste) | Engine (combustion / reciprocating) | [5 empty] | Accepted to connect | [6 empty] | 20 | 20 | 21.0526 | 0.05 | 0.0526 | 2019-05-24 | 2023-02-01 | [6 empty] | 2022-04-04 01:01
|  | Re projects development ltd | Hamilton farm | Cauldwell Road |  | Sutton-in-ashfield |  | NG17 5LB | United Kingdom |  |  | Chesterfield 132Kv S Stn | Annesley 33Kv S Stn | Sutton Junction 33 11Kv S Stn | 11 | Western Power Distribution (East Midlands) Plc | Solar | Photovoltaic |  |  | 0 | 7 | Advanced Fuel (produced via gasification or pyrolysis of biofuel or waste) | Engine (combustion / reciprocating) |  |  |  |  | Advanced Fuel (produced via gasification or pyrolysis of biofuel or waste) | Engine (combustion / reciprocating) | [5 empty] | Accepted to connect | [6 empty] | 7 | 7 | 7.3684 | 0.05 | 0.0526 | 2019-09-25 | 2022-04-29 | [6 empty] | 2022-04-04 01:01
|  | Ave 003 limited | - | Devon Street |  | Birmingham |  | B7 4TH | United Kingdom | 40897 | 28805 | Nechells East 132Kv S Stn | Nechells West 132 25Kv S Stn | Nechells West 132/25/11Kv | 11 | Western Power Distribution (West Midlands) Plc | Fossil - Gas | Engine (combustion / reciprocating) | Yes |  | 0 | 7 | Advanced Fuel (produced via gasification or pyrolysis of biofuel or waste) | Engine (combustion / reciprocating) |  |  |  |  | Advanced Fuel (produced via gasification or pyrolysis of biofuel or waste) | Engine (combustion / reciprocating) | [5 empty] | Accepted to connect | [6 empty] | 7 | 7 | 7.3684 | 0.15 | 0.1579 | 2019-07-09 | 2022-09-17 | [6 empty] | 2022-04-04 01:01
|  | Regener8 spv 1 limited | Crimscote fields farm | Crimscote |  | Stratford-upon-avon |  | CV37 8UF | United Kingdom | 42282 | 24682 | Feckenham 66 11Kv S Stn | Feckenham 66/11Kv | Stratford 66 11Kv S Stn | 66 | Western Power Distribution (West Midlands) Plc | Solar | Photovoltaic |  |  | 0 | 40 | Advanced Fuel (produced via gasification or pyrolysis of biofuel or waste) | Engine (combustion / reciprocating) |  |  |  |  | Advanced Fuel (produced via gasification or pyrolysis of biofuel or waste) | Engine (combustion / reciprocating) | [5 empty] | Accepted to connect | [6 empty] | 40 | 40 | 42.1053 | 3 | 3.1579 | 2019-10-28 | 2022-09-01 | [6 empty] | 2022-04-04 01:01
|  | Suncore uk ltd | Peplow pv farm | The Old Airfield | Nr Market Drayton | Shropshire |  | TF9 2BX | United Kingdom | 36548 | 32313 | Ironbridge 132Kv S Stn |  |  | 132 | Western Power Distribution (West Midlands) Plc | Solar | Photovoltaic |  |  | 0 | 100 | Advanced Fuel (produced via gasification or pyrolysis of biofuel or waste) | Engine (combustion / reciprocating) |  |  |  |  | Advanced Fuel (produced via gasification or pyrolysis of biofuel or waste) | Engine (combustion / reciprocating) | [5 empty] | Accepted to connect | [6 empty] | 100 | 100 | 105.2632 | 0.99 | 1.0421 | 2019-09-04 | 2023-04-05 | [6 empty] | 2022-04-04 01:01
|  | Jbm solar projects 10 limited | Belvoir solar pv | Easthorpe Lane | Muston | Nottingham |  | NG13 0FD | United Kingdom | 48291 | 33813 | Staythorpe C 132Kv S Stn |  |  | 132 | Western Power Distribution (East Midlands) Plc | Solar | Photovoltaic |  |  | 0 | 38 | Advanced Fuel (produced via gasification or pyrolysis of biofuel or waste) | Engine (combustion / reciprocating) |  |  |  |  | Advanced Fuel (produced via gasification or pyrolysis of biofuel or waste) | Engine (combustion / reciprocating) | [5 empty] | Accepted to connect | [6 empty] | 38 | 38 | 40 | 0.35 | 0.3684 | 2019-10-08 | 2023-02-14 | [6 empty] | 2022-04-04 01:01
|  | Cenin renewables ltd | Llwyncelyn porth wind, llwyn33 |  | Llwyncelyn | Porth |  |  | United Kingdom |  |  | Upper Boat | Upper Boat Bsp |  | 33 | Western Power Distribution (South Wales) Plc | Wind | Onshore wind turbines |  |  | 0 | 29.4 | Advanced Fuel (produced via gasification or pyrolysis of biofuel or waste) | Engine (combustion / reciprocating) |  |  |  |  | Advanced Fuel (produced via gasification or pyrolysis of biofuel or waste) | Engine (combustion / reciprocating) | [5 empty] | Accepted to connect | [6 empty] | 29.4 | 29.4 | 30.9474 | 0.7 | 0.7368 | 2019-09-23 | 2023-07-06 | [6 empty] | 2022-04-04 01:01
|  | Conrad energy |  | Maybrook Road | Minworth | Sutton coldfield |  | B76 1BE | United Kingdom | 41447 | 29236 | Nechells East 132Kv S Stn |  |  | 11 | Western Power Distribution (West Midlands) Plc | Fossil - Gas | Engine (combustion / reciprocating) |  |  | 0 | 12.7 | Advanced Fuel (produced via gasification or pyrolysis of biofuel or waste) | Engine (combustion / reciprocating) |  |  |  |  | Advanced Fuel (produced via gasification or pyrolysis of biofuel or waste) | Engine (combustion / reciprocating) | [5 empty] | Accepted to connect | [6 empty] | 12.7 | 12.7 | 13.3684 | 0.3 | 0.3158 | 2019-10-24 | 2022-12-13 | [6 empty] | 2022-04-04 01:01
|  | Collingwood street solar limited |  | Duffryn Uchaf |  | Port talbot |  | SA13 2YA | United Kingdom | 27846 | 18957 | Pyle Grid |  |  | 132 | Western Power Distribution (South Wales) Plc | Solar | Photovoltaic |  |  | 0 | 49.9 | Advanced Fuel (produced via gasification or pyrolysis of biofuel or waste) | Engine (combustion / reciprocating) |  |  |  |  | Advanced Fuel (produced via gasification or pyrolysis of biofuel or waste) | Engine (combustion / reciprocating) | [5 empty] | Accepted to connect | [6 empty] | 49.9 | 49.9 | 52.5263 | 0.1 | 0.1053 | 2019-09-19 | 2023-07-07 | [6 empty] | 2022-04-04 01:01
|  | The wave flux capacitor limited | The wave | Over Lane | Almondsbury | Bristol |  | BS32 4DF | United Kingdom | 35876 | 18264 | Iron Acton Sgp | Bradley Stoke Bsp | Almondsbury | 11 | Western Power Distribution (South West) Plc | Solar | Photovoltaic |  |  | 0 | 3 | Advanced Fuel (produced via gasification or pyrolysis of biofuel or waste) | Engine (combustion / reciprocating) |  |  |  |  | Advanced Fuel (produced via gasification or pyrolysis of biofuel or waste) | Engine (combustion / reciprocating) | [5 empty] | Accepted to connect | [6 empty] | 3 | 3 | 3.1579 | 0 | 0 | 2019-12-04 | 2022-05-01 | [6 empty] | 2022-04-04 01:01
|  | Sirius dev (oaklands) limited | Oaklands farm, solar farm |  |  | Bonvillston |  | CF5 6TQ | United Kingdom | 30623 | 17398 | Upper Boat | Upper Boat Bsp |  | 132 | Western Power Distribution (South Wales) Plc | Solar | Photovoltaic |  |  | 0 | 50 | Advanced Fuel (produced via gasification or pyrolysis of biofuel or waste) | Engine (combustion / reciprocating) |  |  |  |  | Advanced Fuel (produced via gasification or pyrolysis of biofuel or waste) | Engine (combustion / reciprocating) | [5 empty] | Accepted to connect | [6 empty] | 50 | 50 | 52.6316 | 0.1 | 0.1053 | 2019-10-09 | 2022-12-13 | [6 empty] | 2022-04-04 01:01
|  | Mark lawrence | Lca972 | Bowbridge Lane | Fernwood Cp | Newark and sherwood | Nottinghamshire | NG24 3BY | United Kingdom | 47993 | 35092 | Staythorpe C 132Kv S Stn | Hawton 33Kv S Stn | Hawton 11Kv S Stn | 11 | Western Power Distribution (East Midlands) Plc | Stored Energy (all stored energy irrespective of the original energy source) | Storage - Mechanical - Pumped Hydro |  |  | 0 | 7 | Advanced Fuel (produced via gasification or pyrolysis of biofuel or waste) | Engine (combustion / reciprocating) |  |  |  |  | Advanced Fuel (produced via gasification or pyrolysis of biofuel or waste) | Engine (combustion / reciprocating) | [5 empty] | Accepted to connect | [6 empty] | 7 | 7 | 7.3684 | 0.1 | 0.1053 | 2019-10-08 | 2022-06-17 | [6 empty] | 2022-04-04 01:01
|  | El (avonmouth) limited | "severn road 2" | Severn Road |  | Avonmouth |  | BS10 7SE | United Kingdom | 35437 | 18111 | Seabank Sgp | Portishead New Bsp |  | 132 | Western Power Distribution (South West) Plc | Fossil - Gas | Gas turbine (OCGT) |  |  | 0 | 9.9 | Advanced Fuel (produced via gasification or pyrolysis of biofuel or waste) | Engine (combustion / reciprocating) |  |  |  |  | Advanced Fuel (produced via gasification or pyrolysis of biofuel or waste) | Engine (combustion / reciprocating) | [5 empty] | Accepted to connect | [6 empty] | 9.9 | 9.9 | 10.421 | 4.6 | 4.8421 | 2019-07-19 | 2023-01-31 | [6 empty] | 2022-04-04 01:01
|  | Midlands power networks limited | Pandrol uk limited | Bonemill Lane |  | Worksop | Nottinghamshire | S81 7AX | United Kingdom | 457662 | 380330 | West Burton 132Kv S Stn | Worksop 33Kv S Stn | Worksop West 33 11Kv S Stn | 11 | Western Power Distribution (East Midlands) Plc | Fossil - Oil | Engine (combustion / reciprocating) |  |  | 0 | 3.2 | Advanced Fuel (produced via gasification or pyrolysis of biofuel or waste) | Engine (combustion / reciprocating) |  |  |  |  | Advanced Fuel (produced via gasification or pyrolysis of biofuel or waste) | Engine (combustion / reciprocating) | [5 empty] | Accepted to connect | [6 empty] | 3.2 | 0 | 0 | 3.2 | 3.3684 | 2019-12-04 | 2022-04-28 | [6 empty] | 2022-04-04 01:01
|  | Amberside energy ltd | Balladoole solar a, roundhill | Near Salt Way | Redditch | Worcestershire |  | B96 6JR | United Kingdom | 40201 | 26103 | Feckenham 66 11Kv S Stn |  |  | 66 | Western Power Distribution (West Midlands) Plc | Solar | Photovoltaic |  |  | 0 | 49.9 | Advanced Fuel (produced via gasification or pyrolysis of biofuel or waste) | Engine (combustion / reciprocating) |  |  |  |  | Advanced Fuel (produced via gasification or pyrolysis of biofuel or waste) | Engine (combustion / reciprocating) | [5 empty] | Accepted to connect | [6 empty] | 49.9 | 49.9 | 52.5263 | 0.001 | 0.001 | 2019-11-20 | 2022-09-29 | [6 empty] | 2022-04-04 01:01
|  | Wentlooge solar project limited | Wentlooge solar project | St Brides | Wentlooge | Newport | Np10 8Sr |  | United Kingdom |  |  | Uskmouth | Newport East |  | 132 | Western Power Distribution (South Wales) Plc | Solar | Photovoltaic |  |  | 0 | 36 | Advanced Fuel (produced via gasification or pyrolysis of biofuel or waste) | Engine (combustion / reciprocating) |  |  |  |  | Advanced Fuel (produced via gasification or pyrolysis of biofuel or waste) | Engine (combustion / reciprocating) | [5 empty] | Accepted to connect | [6 empty] | 36 | 36 | 37.8947 | 0.1 | 0.1053 | 2019-09-04 | 2023-02-02 | [6 empty] | 2022-04-04 01:01
|  | Lightsource spv 187 limited | Gonerby moor | Cliff Lane |  | Marston |  | NG32 2HU | United Kingdom | 48983 | 34120 | Staythorpe C 132Kv S Stn |  |  | 132 | Western Power Distribution (East Midlands) Plc | Solar | Photovoltaic |  |  | 0 | 49.99 | Advanced Fuel (produced via gasification or pyrolysis of biofuel or waste) | Engine (combustion / reciprocating) |  |  |  |  | Advanced Fuel (produced via gasification or pyrolysis of biofuel or waste) | Engine (combustion / reciprocating) | [5 empty] | Accepted to connect | [6 empty] | 49.99 | 49.99 | 52.621 | 0.001 | 0.001 | 2019-11-27 | 2023-05-02 | [6 empty] | 2022-04-04 01:01
|  | Panacea resource solutions ltd |  | Cheltenham Road East |  | Gloucester | Gloucestershire | GL2 9QH | United Kingdom | 388136 | 222119 | Port Ham 132Kv S Stn | Castle Meads 33Kv S Stn | Rotol 33 11Kv S Stn | 11 | Western Power Distribution (West Midlands) Plc | Stored Energy (all stored energy irrespective of the original energy source) | Storage - Electrochemical (Batteries) |  |  | 0 | 5 | Advanced Fuel (produced via gasification or pyrolysis of biofuel or waste) | Engine (combustion / reciprocating) |  |  |  |  | Advanced Fuel (produced via gasification or pyrolysis of biofuel or waste) | Engine (combustion / reciprocating) | [5 empty] | Accepted to connect | [6 empty] | 5 | 5 | 5.2632 | 5 | 5.2632 | 2019-07-19 | 2022-10-01 | [6 empty] | 2022-04-04 01:01
|  | Eeb23 limited | Lands south of | Gorse Lane Extension |  | Sleaford |  | NG34 8SF | United Kingdom | 50702 | 34124 | Bicker Fen 132Kv S Stn | Sleaford 33Kv S Stn |  | 33 | Western Power Distribution (East Midlands) Plc | Solar | Photovoltaic |  |  | 0 | 20 | Advanced Fuel (produced via gasification or pyrolysis of biofuel or waste) | Engine (combustion / reciprocating) |  |  |  |  | Advanced Fuel (produced via gasification or pyrolysis of biofuel or waste) | Engine (combustion / reciprocating) | [5 empty] | Accepted to connect | [6 empty] | 20 | 20 | 21.0526 | 0.03 | 0.0316 | 2019-12-17 | 2022-07-07 | [6 empty] | 2022-04-04 01:01
|  | Elgin energy esco ltd | Thurlaston estate a | Desford Road | Thurlaston | Leicestershire |  | LE9 7TD | United Kingdom | 45103 | 30062 | Enderby 132Kv S Stn |  |  | 132 | Western Power Distribution (East Midlands) Plc | Solar | Photovoltaic |  |  | 0 | 40 | Advanced Fuel (produced via gasification or pyrolysis of biofuel or waste) | Engine (combustion / reciprocating) |  |  |  |  | Advanced Fuel (produced via gasification or pyrolysis of biofuel or waste) | Engine (combustion / reciprocating) | [5 empty] | Accepted to connect | [6 empty] | 40 | 40 | 42.1053 | 0.09 | 0.0947 | 2019-11-19 | 2022-11-23 | [6 empty] | 2022-04-04 01:01
|  | Db symmetry | Hinckley strategic rail freight i/change |  |  | Leicestershire |  | LE9 7SE | United Kingdom |  |  | Coventry 132Kv S Stn | Hinckley 33Kv S Stn |  | 33 | Western Power Distribution (East Midlands) Plc | Fossil - Gas | Engine (combustion / reciprocating) |  |  | 0 | 0 | Advanced Fuel (produced via gasification or pyrolysis of biofuel or waste) | Engine (combustion / reciprocating) |  |  |  |  | Advanced Fuel (produced via gasification or pyrolysis of biofuel or waste) | Engine (combustion / reciprocating) | [5 empty] | Accepted to connect | [6 empty] | 0 | 0 | 0 | 18 | 18.9474 | 2019-12-23 | 2023-02-27 | [6 empty] | 2022-04-04 01:01
|  | Biogas technology limited |  | Chicks Lane | Mendip |  |  | BA3 4BY | United Kingdom | 36202 | 15347 | Seabank Sgp | Radstock Bsp 132Kv | Chewton Mendip | 11 | Western Power Distribution (South West) Plc | Biofuel - Landfill gas | Gas turbine (OCGT) |  |  | 0 | 5 | Advanced Fuel (produced via gasification or pyrolysis of biofuel or waste) | Engine (combustion / reciprocating) |  |  |  |  | Advanced Fuel (produced via gasification or pyrolysis of biofuel or waste) | Engine (combustion / reciprocating) | [5 empty] | Accepted to connect | [6 empty] | 5 | 5 | 5.2632 | 0.15 | 0.1579 | 2019-09-17 | 2022-07-20 | [6 empty] | 2022-04-04 01:01
|  | Low carbon uk solar investment co ltd | Bishops itchington solar farm | Lower Farm |  | Bishops itchington |  | CV47 2SL | United Kingdom | 43885 | 25670 | Berkswell 132Kv S Stn | Harbury 33Kv S Stn |  | 33 | Western Power Distribution (East Midlands) Plc | Solar | Photovoltaic |  |  | 0 | 40 | Advanced Fuel (produced via gasification or pyrolysis of biofuel or waste) | Engine (combustion / reciprocating) |  |  |  |  | Advanced Fuel (produced via gasification or pyrolysis of biofuel or waste) | Engine (combustion / reciprocating) | [5 empty] | Accepted to connect | [6 empty] | 40 | 40 | 42.1053 | 0.05 | 0.0526 | 2019-10-02 | 2023-04-20 | [6 empty] | 2022-04-04 01:01
|  | Bh energy gap (walsall limited) | Land near | Fryers Road | Leamore | Walsall |  | WS3 2XQ | United Kingdom | 39951 | 30127 | Bustleholm 132Kv S Stn | Walsall 132Kv/33Kv |  | 132 | Western Power Distribution (West Midlands) Plc | Waste | Steam turbine (thermal power plant) |  |  | 0 | 50 | Advanced Fuel (produced via gasification or pyrolysis of biofuel or waste) | Engine (combustion / reciprocating) |  |  |  |  | Advanced Fuel (produced via gasification or pyrolysis of biofuel or waste) | Engine (combustion / reciprocating) | [5 empty] | Accepted to connect | [6 empty] | 50 | 50 | 52.6316 | 7 | 7.3684 | 2019-11-13 | 2024-08-21 | [6 empty] | 2022-04-04 01:01
|  | Jbm solar projects 16 limited | Boraston, corn brook solar | Boraston Bank | Spurtree | Shropshire |  | WR15 8LG | United Kingdom | 36041 | 26939 | Bishops Wood 132Kv S Stn |  |  | 132 | Western Power Distribution (West Midlands) Plc | Solar | Photovoltaic |  |  | 0 | 49.9 | Advanced Fuel (produced via gasification or pyrolysis of biofuel or waste) | Engine (combustion / reciprocating) |  |  |  |  | Advanced Fuel (produced via gasification or pyrolysis of biofuel or waste) | Engine (combustion / reciprocating) | [5 empty] | Accepted to connect | [6 empty] | 49.9 | 49.9 | 52.5263 | 0.25 | 0.2632 | 2019-12-11 | 2022-08-12 | [6 empty] | 2022-04-04 01:01
|  | Bsr applications limited | Worlds end farm, | Clapton |  | Berkeley |  | GL13 9QX | United Kingdom | 36622 | 19726 | Iron Acton 132Kv S Stn |  |  | 132 | Western Power Distribution (West Midlands) Plc | Solar | Photovoltaic |  |  | 0 | 49.99 | Advanced Fuel (produced via gasification or pyrolysis of biofuel or waste) | Engine (combustion / reciprocating) |  |  |  |  | Advanced Fuel (produced via gasification or pyrolysis of biofuel or waste) | Engine (combustion / reciprocating) | [5 empty] | Accepted to connect | [6 empty] | 49.99 | 49.99 | 52.621 | 0.5 | 0.5263 | 2019-10-22 | 2023-02-16 | [6 empty] | 2022-04-04 01:01
|  | Syzygy renewables ltd | Bristol mail centre, , royal mail | Gloucester Road North | Filton | Bristol | Avon | BS34 7ST | United Kingdom | 360371 | 180542 | Iron Acton Sgp | Lockleaze Bsp 132Kv | Filton Dc | 11 | Western Power Distribution (South West) Plc | Solar | Photovoltaic |  |  | 0 | 1 | Advanced Fuel (produced via gasification or pyrolysis of biofuel or waste) | Engine (combustion / reciprocating) |  |  |  |  | Advanced Fuel (produced via gasification or pyrolysis of biofuel or waste) | Engine (combustion / reciprocating) | [5 empty] | Accepted to connect | [6 empty] | 1 | 0.499 | 0.5253 | 0 | 0 | 2019-10-22 | 2022-06-28 | [6 empty] | 2022-04-04 01:01
|  | Scottishpower renewables (uk) limited | Site at | Brigstock | East Northamptonshire | Northamptonshire |  |  | United Kingdom |  |  | Grendon 132Kv S Stn |  |  | 132 | Western Power Distribution (East Midlands) Plc | Solar | Photovoltaic |  |  | 0 | 60 | Advanced Fuel (produced via gasification or pyrolysis of biofuel or waste) | Engine (combustion / reciprocating) |  |  |  |  | Advanced Fuel (produced via gasification or pyrolysis of biofuel or waste) | Engine (combustion / reciprocating) | [5 empty] | Accepted to connect | [6 empty] | 60 | 60 | 63.1579 | 0.352 | 0.3705 | 2020-01-22 | 2023-06-30 | [6 empty] | 2022-04-04 01:01
|  | Ambition community energy cic | Ambition community energy cic | Land At Severn Road | Avonmouth | Bristol |  |  | United Kingdom |  |  | Seabank Sgp | Avonmouth Bsp | Kingsweston | 11 | Western Power Distribution (South West) Plc | Wind | Onshore wind turbines |  |  | 0 | 4.2 | Advanced Fuel (produced via gasification or pyrolysis of biofuel or waste) | Engine (combustion / reciprocating) |  |  |  |  | Advanced Fuel (produced via gasification or pyrolysis of biofuel or waste) | Engine (combustion / reciprocating) | [5 empty] | Accepted to connect | [6 empty] | 4.2 | 4.2 | 4.4211 | 0.06 | 0.0632 | 2019-11-05 | 2022-04-06 | [6 empty] | 2022-04-04 01:01
|  | Viridor waste management ltd' ' | Viridor energy to waste, , import mpan | Severn Road | Chittening | Bristol | North Somerset | BS11 0YU | United Kingdom | 35350 | 18215 | Iron Acton Sgp | Seabank Bsp |  | 33 | Western Power Distribution (South West) Plc | Waste | Steam turbine (thermal power plant) |  |  | 0 | 0 | Advanced Fuel (produced via gasification or pyrolysis of biofuel or waste) | Engine (combustion / reciprocating) |  |  |  |  | Advanced Fuel (produced via gasification or pyrolysis of biofuel or waste) | Engine (combustion / reciprocating) | [5 empty] | Accepted to connect | [6 empty] | 0 | 0 | 0 | 17.6 | 18.5263 | 2019-11-15 | 2022-07-04 | [6 empty] | 2022-04-04 01:01
|  | Mercia power response ltd |  | Land Off Sookholme Rd | Shirebrook | Mansfield |  | NG20 8SG | United Kingdom | 45317 | 36739 | Chesterfield 132Kv S Stn | Whitwell 33Kv S Stn | Shirebrook 33 11Kv S Stn | 11 | Western Power Distribution (East Midlands) Plc | Fossil - Gas | Engine (combustion / reciprocating) |  |  | 0 | 6 | Advanced Fuel (produced via gasification or pyrolysis of biofuel or waste) | Engine (combustion / reciprocating) |  |  |  |  | Advanced Fuel (produced via gasification or pyrolysis of biofuel or waste) | Engine (combustion / reciprocating) | [5 empty] | Accepted to connect | [6 empty] | 6 | 6 | 6.3158 | 0.15 | 0.1579 | 2019-11-05 | 2022-04-29 | [6 empty] | 2022-04-04 01:01
|  | Lightsource spv 112 limited | Northfield house farm | Rugby Road |  | Cotesbach | Leicestershire | LE17 4HS | United Kingdom | 45293 | 28116 | Coventry 132Kv S Stn | Pailton 33Kv S Stn |  | 33 | Western Power Distribution (East Midlands) Plc | Solar | Photovoltaic |  |  | 0 | 38 | Advanced Fuel (produced via gasification or pyrolysis of biofuel or waste) | Engine (combustion / reciprocating) |  |  |  |  | Advanced Fuel (produced via gasification or pyrolysis of biofuel or waste) | Engine (combustion / reciprocating) | [5 empty] | Accepted to connect | [6 empty] | 38 | 38 | 40 | 0.4 | 0.421 | 2019-11-12 | 2022-06-21 | [6 empty] | 2022-04-04 01:01
|  | Dno consulting ltd | Butterhill farm solar pv | Butterhill | Coppenhall | Stafford |  | ST18 9BU | United Kingdom | 38997 | 31907 | Bushbury D 132Kv |  |  | 132 | Western Power Distribution (West Midlands) Plc | Solar | Photovoltaic |  |  | 0 | 40 | Advanced Fuel (produced via gasification or pyrolysis of biofuel or waste) | Engine (combustion / reciprocating) |  |  |  |  | Advanced Fuel (produced via gasification or pyrolysis of biofuel or waste) | Engine (combustion / reciprocating) | [5 empty] | Accepted to connect | [6 empty] | 40 | 40 | 42.1053 | 0.3 | 0.3158 | 2020-01-16 | 2022-10-03 | [6 empty] | 2022-04-04 01:01
|  | Great house energy centre | Great house farm | Penpergwm |  | Abergavenny |  | NP7 4UY | United Kingdom |  |  | Rassau Gsp | Rassau Bsp |  | 132 | Western Power Distribution (South Wales) Plc | Solar | Photovoltaic |  |  | 0 | 49.99 | Advanced Fuel (produced via gasification or pyrolysis of biofuel or waste) | Engine (combustion / reciprocating) |  |  |  |  | Advanced Fuel (produced via gasification or pyrolysis of biofuel or waste) | Engine (combustion / reciprocating) | [5 empty] | Accepted to connect | [6 empty] | 49.99 | 49.99 | 52.621 | 0.499 | 0.5253 | 2020-01-15 | 2022-08-31 | [6 empty] | 2022-04-04 01:01
|  | Low carbon | Fonman solar farm |  | Rhoose | Barry |  | CF62 3BJ | United Kingdom | 30487 | 16753 | Aberthaw Power Station | East Aberthaw |  | 33 | Western Power Distribution (South Wales) Plc | Solar | Photovoltaic |  |  | 0 | 20 | Advanced Fuel (produced via gasification or pyrolysis of biofuel or waste) | Engine (combustion / reciprocating) |  |  |  |  | Advanced Fuel (produced via gasification or pyrolysis of biofuel or waste) | Engine (combustion / reciprocating) | [5 empty] | Accepted to connect | [6 empty] | 20 | 20 | 21.0526 | 0.05 | 0.0526 | 2019-12-18 | 2022-10-19 | [6 empty] | 2022-04-04 01:01
|  | Rag lane solar limited | Rag lane solar |  |  | Wotton-under-edge | Gloucetershire | GL12 8LD | United Kingdom | 37169 | 18860 | Iron Acton 132Kv S Stn | Chipping Sodbury 132Kv S Stn |  | 33 | Western Power Distribution (West Midlands) Plc | Solar | Photovoltaic |  |  | 0 | 40 | Advanced Fuel (produced via gasification or pyrolysis of biofuel or waste) | Engine (combustion / reciprocating) |  |  |  |  | Advanced Fuel (produced via gasification or pyrolysis of biofuel or waste) | Engine (combustion / reciprocating) | [5 empty] | Accepted to connect | [6 empty] | 40 | 40 | 42.1053 | 0.001 | 0.001 | 2019-11-11 | 2022-09-02 | [6 empty] | 2022-04-04 01:01
|  | Lightsource spv 175 limited | Gammaton moor pv solar park | Land At Gammaton Moor |  | Alverdiscott |  | EX39 4QF | United Kingdom | 24908 | 12414 | Alverdiscott Sgp |  |  | 132 | Western Power Distribution (South West) Plc | Solar | Photovoltaic |  |  | 0 | 28 | Advanced Fuel (produced via gasification or pyrolysis of biofuel or waste) | Engine (combustion / reciprocating) |  |  |  |  | Advanced Fuel (produced via gasification or pyrolysis of biofuel or waste) | Engine (combustion / reciprocating) | [5 empty] | Accepted to connect | [6 empty] | 28 | 28 | 29.4737 | 0.28 | 0.2947 | 2020-03-13 | 2022-09-23 | [6 empty] | 2022-04-04 01:01
|  | Voltalia uk ltd | Burnt thorns farm | Kilsby Lane |  | Hillmorton | Northamptonshire | CV21 4PN | United Kingdom | 45452 | 27338 | Coventry 132Kv S Stn | Rugby 33Kv S Stn |  | 33 | Western Power Distribution (East Midlands) Plc | Solar | Photovoltaic |  |  | 0 | 12.75 | Advanced Fuel (produced via gasification or pyrolysis of biofuel or waste) | Engine (combustion / reciprocating) |  |  |  |  | Advanced Fuel (produced via gasification or pyrolysis of biofuel or waste) | Engine (combustion / reciprocating) | [5 empty] | Accepted to connect | [6 empty] | 12.75 | 12.75 | 13.421 | 0.3 | 0.3158 | 2020-03-13 | 2022-10-03 | [6 empty] | 2022-04-04 01:01
|  | Jrb generation ltd | Ocker hill bess (100 mw) | Off Shaw Street |  | West bromwich |  | B70 0TX | United Kingdom | 39848 | 29338 | Ocker Hill C 132Kv S Stn |  |  | 132 | Western Power Distribution (West Midlands) Plc | Stored Energy (all stored energy irrespective of the original energy source) | Storage - Electrochemical (Batteries) |  |  | 0 | 99.4 | Advanced Fuel (produced via gasification or pyrolysis of biofuel or waste) | Engine (combustion / reciprocating) |  |  |  |  | Advanced Fuel (produced via gasification or pyrolysis of biofuel or waste) | Engine (combustion / reciprocating) | [5 empty] | Accepted to connect | [6 empty] | 99.4 | 99.4 | 104.6316 | 99.4 | 104.6316 | 2019-12-20 | 2023-02-08 | [6 empty] | 2022-04-04 01:01
|  | Fpc industry & enterprise 2 ltd | Severn road | Almondsbury |  | Bristol |  | BS11 | United Kingdom | 35145 | 17858 | Seabank Sgp | Portishead New Bsp |  | 33 | Western Power Distribution (South West) Plc | Fossil - Gas | Engine (combustion / reciprocating) |  |  | 0 | 15 | Advanced Fuel (produced via gasification or pyrolysis of biofuel or waste) | Engine (combustion / reciprocating) |  |  |  |  | Advanced Fuel (produced via gasification or pyrolysis of biofuel or waste) | Engine (combustion / reciprocating) | [5 empty] | Accepted to connect | [6 empty] | 15 | 15 | 15.7895 | 0.5 | 0.5263 | 2019-12-17 | 2022-12-17 | [6 empty] | 2022-04-04 01:01
|  | Low carbon uk solar | Adstock solar farm | Adstock Solar Farm | Addington | Buckingham |  | MK18 2JW | United Kingdom | 47566 | 22906 | East Claydon 132Kv S Stn | Stony Stratford 33Kv S Stn |  | 33 | Western Power Distribution (East Midlands) Plc | Solar | Photovoltaic |  |  | 0 | 14.3 | Advanced Fuel (produced via gasification or pyrolysis of biofuel or waste) | Engine (combustion / reciprocating) |  |  |  |  | Advanced Fuel (produced via gasification or pyrolysis of biofuel or waste) | Engine (combustion / reciprocating) | [5 empty] | Accepted to connect | [6 empty] | 14.3 | 14.3 | 15.0526 | 0.05 | 0.0526 | 2020-01-22 | 2022-06-24 | [6 empty] | 2022-04-04 01:01
|  | Stow park solar ltd | Stow park farm |  | Stow | Lincoln |  | LN1 2AL | United Kingdom |  |  | West Burton 132Kv S Stn |  |  | 132 | Western Power Distribution (East Midlands) Plc | Solar | Photovoltaic |  |  | 0 | 35 | Advanced Fuel (produced via gasification or pyrolysis of biofuel or waste) | Engine (combustion / reciprocating) |  |  |  |  | Advanced Fuel (produced via gasification or pyrolysis of biofuel or waste) | Engine (combustion / reciprocating) | [5 empty] | Accepted to connect | [6 empty] | 35 | 35 | 36.8421 | 0.5 | 0.5263 | 2019-12-23 | 2023-04-10 | [6 empty] | 2022-04-04 01:01
|  | Leazes park road solar limited | Land situated at averham, leazes park solar | Staythorpe | Averham | Newark | Nottinghamshire | NG23 5QY | United Kingdom | 47661 | 35471 | Staythorpe C 132Kv S Stn |  |  | 132 | Western Power Distribution (East Midlands) Plc | Solar | Photovoltaic |  |  | 0 | 49.99 | Advanced Fuel (produced via gasification or pyrolysis of biofuel or waste) | Engine (combustion / reciprocating) |  |  |  |  | Advanced Fuel (produced via gasification or pyrolysis of biofuel or waste) | Engine (combustion / reciprocating) | [5 empty] | Accepted to connect | [6 empty] | 49.99 | 49.99 | 52.621 | 0.3 | 0.3158 | 2020-04-06 | 2022-12-22 | [6 empty] | 2022-04-04 01:01
|  | Lightrock power ltd | Peradon farm, , peardon |  | Clyst Hydon | Cullompton | Devon | EX15 2NG | United Kingdom | 305100 | 101800 | Exeter Main Sgp | Exeter Main Bsp |  | 132 | Western Power Distribution (South West) Plc | Solar | Photovoltaic |  |  | 0 | 52.8 | Stored Energy (all stored energy irrespective of the original energy source) | Storage - Electrochemical (Batteries) |  |  | 0 | 22 | Advanced Fuel (produced via gasification or pyrolysis of biofuel or waste) | Engine (combustion / reciprocating) | [5 empty] | Accepted to connect | [6 empty] | 74.8 | 49.9 | 52.5263 | 0.5 | 0.5263 | 2020-05-22 | 2022-10-31 | [6 empty] | 2022-04-04 01:01
|  | Greenfields energy consultancy ltd | Unit 26 north bank | Berry Hill Industrial Estate |  | Droitwich |  | WR9 9AU | United Kingdom | 38921 | 26503 | Bishops Wood 132Kv S Stn | Stourport 132 66 33Kv S Stn | Droitwich 66 11Kv S Stn | 11 | Western Power Distribution (West Midlands) Plc | Fossil - Gas | Engine (combustion / reciprocating) |  |  | 0 | 4.75 | Advanced Fuel (produced via gasification or pyrolysis of biofuel or waste) | Engine (combustion / reciprocating) |  |  |  |  | Advanced Fuel (produced via gasification or pyrolysis of biofuel or waste) | Engine (combustion / reciprocating) | [5 empty] | Accepted to connect | [6 empty] | 4.75 | 4.75 | 5 | 0.1 | 0.1053 | 2020-03-13 | 2022-04-25 | [6 empty] | 2022-04-04 01:01
|  | Low farm solar limited | Land at low farm | Old Fen Bank | Wainfleet | All saints | Skegness, Lincolnshire | PE24 4JS | United Kingdom | 54655 | 35911 | Bicker Fen 132Kv S Stn |  |  | 132 | Western Power Distribution (East Midlands) Plc | Solar | Photovoltaic |  |  | 0 | 43.5 | Advanced Fuel (produced via gasification or pyrolysis of biofuel or waste) | Engine (combustion / reciprocating) |  |  |  |  | Advanced Fuel (produced via gasification or pyrolysis of biofuel or waste) | Engine (combustion / reciprocating) | [5 empty] | Accepted to connect | [6 empty] | 43.5 | 43.5 | 45.7895 | 0.1 | 0.1053 | 2020-04-09 | 2022-09-02 | [6 empty] | 2022-04-04 01:01
|  | Elgin energy esco ltd | Whaley solar pv, solar site 16819 | Lands At Chatsworth Estate | Gorse Covert | Whitwell | Derbyshire |  | United Kingdom |  |  | Chesterfield 132Kv S Stn | Whitwell 33Kv S Stn |  | 33 | Western Power Distribution (East Midlands) Plc | Solar | Photovoltaic |  |  | 0 | 25 | Advanced Fuel (produced via gasification or pyrolysis of biofuel or waste) | Engine (combustion / reciprocating) |  |  |  |  | Advanced Fuel (produced via gasification or pyrolysis of biofuel or waste) | Engine (combustion / reciprocating) | [5 empty] | Accepted to connect | [6 empty] | 25 | 25 | 26.3158 | 0.4 | 0.421 | 2020-04-07 | 2023-06-05 | [6 empty] | 2022-04-04 01:01
|  | Cyp solar limited | Land near | Craig Y Perchych | Glais | Swansea |  | SA7 | United Kingdom | 26759 | 19649 | Swansea North Grid | Swansea North Bsp |  | 33 | Western Power Distribution (South Wales) Plc | Solar | Photovoltaic |  |  | 0 | 15 | Advanced Fuel (produced via gasification or pyrolysis of biofuel or waste) | Engine (combustion / reciprocating) |  |  |  |  | Advanced Fuel (produced via gasification or pyrolysis of biofuel or waste) | Engine (combustion / reciprocating) | [5 empty] | Accepted to connect | [6 empty] | 15 | 15 | 15.7895 | 0.2 | 0.2105 | 2020-04-01 | 2022-11-21 | [6 empty] | 2022-04-04 01:01
|  | Pennant walters | Mynydd llanhilleth wind farm |  |  | Pontypool |  |  | United Kingdom |  |  | Uskmouth | Panteg 66Kv Sw Site | Panteg Primary | 66 | Western Power Distribution (South Wales) Plc | Wind | Onshore wind turbines |  |  | 0 | 28.7 | Advanced Fuel (produced via gasification or pyrolysis of biofuel or waste) | Engine (combustion / reciprocating) |  |  |  |  | Advanced Fuel (produced via gasification or pyrolysis of biofuel or waste) | Engine (combustion / reciprocating) | [5 empty] | Accepted to connect | [6 empty] | 28.7 | 28.7 | 30.2105 | 0.042 | 0.0442 | 2020-03-24 | 2026-05-30 | [6 empty] | 2022-04-04 01:01
|  | Lullington solar park limited | Lullington solar farm | Lullington |  | Swadlincote | Derbyshire | DE12 8EH | United Kingdom | 42495 | 31317 | Lea Marston 132Kv S Stn |  |  | 132 | Western Power Distribution (East Midlands) Plc | Solar | Photovoltaic |  |  | 0 | 49.9 | Advanced Fuel (produced via gasification or pyrolysis of biofuel or waste) | Engine (combustion / reciprocating) |  |  |  |  | Advanced Fuel (produced via gasification or pyrolysis of biofuel or waste) | Engine (combustion / reciprocating) | [5 empty] | Accepted to connect | [6 empty] | 49.9 | 49.9 | 52.5263 | 0.3 | 0.3158 | 2020-04-03 | 2023-03-03 | [6 empty] | 2022-04-04 01:01
|  | Elgin energy esco limited | Murrells end farm pv | Murrells End | Hartpury | Gloucester |  | GL19 3DF | United Kingdom | 37895 | 22235 | Port Ham 132Kv S Stn |  |  | 132 | Western Power Distribution (West Midlands) Plc | Solar | Photovoltaic |  |  | 0 | 40 | Advanced Fuel (produced via gasification or pyrolysis of biofuel or waste) | Engine (combustion / reciprocating) |  |  |  |  | Advanced Fuel (produced via gasification or pyrolysis of biofuel or waste) | Engine (combustion / reciprocating) | [5 empty] | Accepted to connect | [6 empty] | 40 | 40 | 42.1053 | 0.4 | 0.421 | 2020-03-06 | 2022-09-29 | [6 empty] | 2022-04-04 01:01
|  | Jbm solar projects 20 ltd | Copse lodge solar farm | Halse Road | Greatworth And Halse | South northamptonshire | East Midlands | NN13 6DZ | United Kingdom | 45635 | 24162 | East Claydon 132Kv S Stn |  |  | 132 | Western Power Distribution (East Midlands) Plc | Solar | Photovoltaic |  |  | 0 | 49.9 | Advanced Fuel (produced via gasification or pyrolysis of biofuel or waste) | Engine (combustion / reciprocating) |  |  |  |  | Advanced Fuel (produced via gasification or pyrolysis of biofuel or waste) | Engine (combustion / reciprocating) | [5 empty] | Accepted to connect | [6 empty] | 49.9 | 49.9 | 52.5263 | 0.25 | 0.2632 | 2020-04-09 | 2022-10-31 | [6 empty] | 2022-04-04 01:01
|  | Littleton pastures solar ltd | Littleton pastures solar farm | South Littleton |  | Evesham |  | WR11 8TS | United Kingdom | 41065 | 24591 | Feckenham 66 11Kv S Stn | Feckenham 66/11Kv | Evesham 66 11Kv S Stn | 66 | Western Power Distribution (West Midlands) Plc | Solar | Photovoltaic |  |  | 0 | 22 | Advanced Fuel (produced via gasification or pyrolysis of biofuel or waste) | Engine (combustion / reciprocating) |  |  |  |  | Advanced Fuel (produced via gasification or pyrolysis of biofuel or waste) | Engine (combustion / reciprocating) | [5 empty] | Accepted to connect | [6 empty] | 22 | 22 | 23.1579 | 0.001 | 0.001 | 2019-12-10 | 2022-09-15 | [6 empty] | 2022-04-04 01:01
|  | Jbm solar projects (uk) ltd | Furzen solar | East Claydon Road | Aylesbury Vale | Buckinghamshire |  | MK18 3NF | United Kingdom |  |  | East Claydon 132Kv S Stn |  |  | 132 | Western Power Distribution (East Midlands) Plc | Stored Energy (all stored energy irrespective of the original energy source) | Storage - Electrochemical (Batteries) |  |  | 0 | 49.9 | Advanced Fuel (produced via gasification or pyrolysis of biofuel or waste) | Engine (combustion / reciprocating) |  |  |  |  | Advanced Fuel (produced via gasification or pyrolysis of biofuel or waste) | Engine (combustion / reciprocating) | [5 empty] | Accepted to connect | [6 empty] | 49.9 | 49.9 | 52.5263 | 49.9 | 52.5263 | 2020-06-11 | 2023-05-05 | [6 empty] | 2022-04-04 01:01
|  | Dno consulting ltd | Maes mawr pv | Willowford Road | Tonteg | Pontypridd |  | CF38 1SL | United Kingdom | 31048 | 18519 | Upper Boat | Upper Boat Bsp |  | 33 | Western Power Distribution (South Wales) Plc | Solar | Photovoltaic |  |  | 0 | 20 | Advanced Fuel (produced via gasification or pyrolysis of biofuel or waste) | Engine (combustion / reciprocating) |  |  |  |  | Advanced Fuel (produced via gasification or pyrolysis of biofuel or waste) | Engine (combustion / reciprocating) | [5 empty] | Accepted to connect | [6 empty] | 20 | 20 | 21.0526 | 0.09 | 0.0947 | 2020-03-24 | 2023-06-02 | [6 empty] | 2022-04-04 01:01
|  | Jbm solar projects 17 limited | Tredington fields farm, claydon solar b |  | Tredington | Tewkesbury | Gloucestershire | GL20 7BS | United Kingdom | 391806 | 229895 | Port Ham 132Kv S Stn |  |  | 132 | Western Power Distribution (West Midlands) Plc | Solar | Photovoltaic |  |  | 0 | 45 | Advanced Fuel (produced via gasification or pyrolysis of biofuel or waste) | Engine (combustion / reciprocating) |  |  |  |  | Advanced Fuel (produced via gasification or pyrolysis of biofuel or waste) | Engine (combustion / reciprocating) | [5 empty] | Accepted to connect | [6 empty] | 45 | 45 | 47.3684 | 10 | 10.5263 | 2020-04-03 | 2023-02-22 | [6 empty] | 2022-04-04 01:01
|  | Elan valley hydro ltd | Waterfall one/waterfall two | Rhayader | Rhayader | Powys |  | LD6 5HL | United Kingdom |  |  | Rassau Gsp | Abergavenny | Rhayader | 11 | Western Power Distribution (South Wales) Plc | Water (flowing water or head of water) | Hydro - Run of river |  |  | 0 | 1.5 | Advanced Fuel (produced via gasification or pyrolysis of biofuel or waste) | Engine (combustion / reciprocating) |  |  |  |  | Advanced Fuel (produced via gasification or pyrolysis of biofuel or waste) | Engine (combustion / reciprocating) | [5 empty] | Accepted to connect | [6 empty] | 1.5 | 1.5 | 1.5789 | 0.1 | 0.1053 | 2020-02-18 | 2022-06-09 | [6 empty] | 2022-04-04 01:01
|  | Regener8 power limited | Proposed solar project | Stowey Road |  | Bishop sutton |  | BS39 5TQ | United Kingdom | 359867 | 159523 | Seabank Sgp | Radstock Bsp 132Kv |  | 132 | Western Power Distribution (South West) Plc | Solar | Photovoltaic |  |  | 0 | 49.9 | Advanced Fuel (produced via gasification or pyrolysis of biofuel or waste) | Engine (combustion / reciprocating) |  |  |  |  | Advanced Fuel (produced via gasification or pyrolysis of biofuel or waste) | Engine (combustion / reciprocating) | [5 empty] | Accepted to connect | [6 empty] | 49.9 | 49.9 | 52.5263 | 0.5 | 0.5263 | 2020-04-16 | 2022-10-31 | [6 empty] | 2022-04-04 01:01
|  | Row 789 limited | Pot ash farm | Nash | Aylesbury Vale | Milton keynes | Buckinghamshire | MK19 6FW | United Kingdom |  |  | East Claydon 132Kv S Stn | Stony Stratford 33Kv S Stn |  | 33 | Western Power Distribution (East Midlands) Plc | Solar | Photovoltaic |  |  | 0 | 3.7 | Advanced Fuel (produced via gasification or pyrolysis of biofuel or waste) | Engine (combustion / reciprocating) |  |  |  |  | Advanced Fuel (produced via gasification or pyrolysis of biofuel or waste) | Engine (combustion / reciprocating) | [5 empty] | Accepted to connect | [6 empty] | 3.7 | 3.7 | 3.8947 | 0.0185 | 0.0195 | 2020-03-02 | 2022-10-03 | [6 empty] | 2022-04-04 01:01
|  | Aura power solar uk ltd | - | Land At Berkeley And Berkeley Heath | Berkeley | Gloucestershire |  | GL13 9TQ | United Kingdom | 36767 | 19967 | Iron Acton 132Kv S Stn |  |  | 132 | Western Power Distribution (West Midlands) Plc | Solar | Photovoltaic |  |  | 0 | 49.9 | Advanced Fuel (produced via gasification or pyrolysis of biofuel or waste) | Engine (combustion / reciprocating) |  |  |  |  | Advanced Fuel (produced via gasification or pyrolysis of biofuel or waste) | Engine (combustion / reciprocating) | [5 empty] | Accepted to connect | [6 empty] | 49.9 | 49.9 | 52.5263 | 0.001 | 0.001 | 2020-04-14 | 2022-09-23 | [6 empty] | 2022-04-04 01:01
|  | F r p mercia holdco ltd | Park farm industrial estate | Land Off Woolaston Road |  | Redditch |  | B98 7SG | United Kingdom | 40609 | 26570 | Feckenham 66 11Kv S Stn | Feckenham 66/11Kv | Ipsley 66 11Kv S Stn | 11 | Western Power Distribution (West Midlands) Plc | Fossil - Gas | Engine (combustion / reciprocating) |  |  | 0 | 6.9 | Advanced Fuel (produced via gasification or pyrolysis of biofuel or waste) | Engine (combustion / reciprocating) |  |  |  |  | Advanced Fuel (produced via gasification or pyrolysis of biofuel or waste) | Engine (combustion / reciprocating) | [5 empty] | Accepted to connect | [6 empty] | 6.9 | 6.9 | 7.2632 | 0.15 | 0.1579 | 2020-02-14 | 2022-08-10 | [6 empty] | 2022-04-04 01:01
|  | Mercia power response ltd | Land off | Fordbridge Lane |  | Blackwell | Alfreton | DE55 5JY | United Kingdom |  |  | Chesterfield 132Kv S Stn | Alfreton 33Kv S Stn | Blackwell 33 11Kv S Stn | 11 | Western Power Distribution (East Midlands) Plc | Fossil - Gas | Gas turbine (OCGT) |  |  | 0 | 7.6 | Advanced Fuel (produced via gasification or pyrolysis of biofuel or waste) | Engine (combustion / reciprocating) |  |  |  |  | Advanced Fuel (produced via gasification or pyrolysis of biofuel or waste) | Engine (combustion / reciprocating) | [5 empty] | Accepted to connect | [6 empty] | 7.6 | 7.6 | 8 | 0.15 | 0.1579 | 2020-02-12 | 2022-06-24 | [6 empty] | 2022-04-04 01:01
|  | Yanel farm solar limited | Yanel solar farm |  |  | Churchill |  | BS25 5QH | United Kingdom | 34301 | 16018 | Bridgwater Sgp | Churchill 33Kv |  | 132 | Western Power Distribution (South West) Plc | Solar | Photovoltaic |  |  | 0 | 38 | Advanced Fuel (produced via gasification or pyrolysis of biofuel or waste) | Engine (combustion / reciprocating) |  |  |  |  | Advanced Fuel (produced via gasification or pyrolysis of biofuel or waste) | Engine (combustion / reciprocating) | [5 empty] | Accepted to connect | [6 empty] | 38 | 38 | 40 | 0.1 | 0.1053 | 2020-03-02 | 2023-02-02 | [6 empty] | 2022-04-04 01:01
|  | Vattenfall wind power ltd | Land on the south side of | Hall Lane | Kemberton | Shifnal |  | TF11 9LB | United Kingdom | 37163 | 30471 | Ironbridge 132Kv S Stn |  |  | 33 | Western Power Distribution (West Midlands) Plc | Solar | Photovoltaic |  |  | 0 | 15 | Advanced Fuel (produced via gasification or pyrolysis of biofuel or waste) | Engine (combustion / reciprocating) |  |  |  |  | Advanced Fuel (produced via gasification or pyrolysis of biofuel or waste) | Engine (combustion / reciprocating) | [5 empty] | Accepted to connect | [6 empty] | 15 | 15 | 15.7895 | 0.075 | 0.0789 | 2020-05-14 | 2022-12-09 | [6 empty] | 2022-04-04 01:01
|  | Relay slimbridge limited | Cambridge arms | Shepherds Patch | Slimbridge | Gloucester |  | GL2 7BP | United Kingdom |  |  | Iron Acton 132Kv S Stn | Cambridge Arms 132Kv |  | 132 | Western Power Distribution (West Midlands) Plc | Stored Energy (all stored energy irrespective of the original energy source) | Storage - Electrochemical (Batteries) |  |  | 0 | 36 | Advanced Fuel (produced via gasification or pyrolysis of biofuel or waste) | Engine (combustion / reciprocating) |  |  |  |  | Advanced Fuel (produced via gasification or pyrolysis of biofuel or waste) | Engine (combustion / reciprocating) | [5 empty] | Accepted to connect | [6 empty] | 36 | 36 | 37.8947 | 0.001 | 0.001 | 2020-04-21 | 2022-10-13 | [6 empty] | 2022-04-04 01:01
|  | Eeb43 ltd | - | Land At Burbage And Aston Flamville |  | Hinckley | Leicestershire | LE10 3AQ | United Kingdom | 44622 | 29287 | Coventry 132Kv S Stn | Hinckley 33Kv S Stn |  | 33 | Western Power Distribution (East Midlands) Plc | Solar | Photovoltaic |  |  | 0 | 20 | Advanced Fuel (produced via gasification or pyrolysis of biofuel or waste) | Engine (combustion / reciprocating) |  |  |  |  | Advanced Fuel (produced via gasification or pyrolysis of biofuel or waste) | Engine (combustion / reciprocating) | [5 empty] | Accepted to connect | [6 empty] | 20 | 20 | 21.0526 | 0.09 | 0.0947 | 2020-02-26 | 2023-01-16 | [6 empty] | 2022-04-04 01:01
|  | Rhodesia power limited | Highgrounds industrial estate | Highgrounds Road | Rhodesia | Worksop |  | S80 3AT | United Kingdom |  |  | West Burton 132Kv S Stn | Worksop 33Kv S Stn |  | 33 | Western Power Distribution (East Midlands) Plc | Fossil - Gas | Gas turbine (OCGT) |  |  | 0 | 10 | Advanced Fuel (produced via gasification or pyrolysis of biofuel or waste) | Engine (combustion / reciprocating) |  |  |  |  | Advanced Fuel (produced via gasification or pyrolysis of biofuel or waste) | Engine (combustion / reciprocating) | [5 empty] | Accepted to connect | [6 empty] | 10 | 10 | 10.5263 | 0.25 | 0.2632 | 2020-02-21 | 2022-08-05 | [6 empty] | 2022-04-04 01:01
|  | By pass farm solar limited | By - pass farm | Great North Road | Foston | Grantham |  | NG32 2JT | United Kingdom |  |  | Staythorpe C 132Kv S Stn |  |  | 132 | Western Power Distribution (East Midlands) Plc | Solar | Photovoltaic |  |  | 0 | 38 | Advanced Fuel (produced via gasification or pyrolysis of biofuel or waste) | Engine (combustion / reciprocating) |  |  |  |  | Advanced Fuel (produced via gasification or pyrolysis of biofuel or waste) | Engine (combustion / reciprocating) | [5 empty] | Accepted to connect | [6 empty] | 38 | 38 | 40 | 0.35 | 0.3684 | 2020-02-21 | 2023-04-06 | [6 empty] | 2022-04-04 01:01
|  | Green farm solar limited | Longmoor solar project | Castle View Road |  | Easthorpe |  | NG13 0DZ | United Kingdom | 48133 | 33769 | Staythorpe C 132Kv S Stn |  |  | 132 | Western Power Distribution (East Midlands) Plc | Solar | Photovoltaic |  |  | 0 | 49.9 | Advanced Fuel (produced via gasification or pyrolysis of biofuel or waste) | Engine (combustion / reciprocating) |  |  |  |  | Advanced Fuel (produced via gasification or pyrolysis of biofuel or waste) | Engine (combustion / reciprocating) | [5 empty] | Accepted to connect | [6 empty] | 49.9 | 49.9 | 52.5263 | 0.35 | 0.3684 | 2020-03-02 | 2023-02-06 | [6 empty] | 2022-04-04 01:01
|  | Balance power projects limited | - | Fosse Way | Princethorpe | Rugby |  | CV23 9PY | United Kingdom | 43975 | 27063 | Berkswell 132Kv S Stn | Warwick 33Kv S Stn | Princethorpe 33 11Kv S Stn | 11 | Western Power Distribution (East Midlands) Plc | Fossil - Gas | Engine (combustion / reciprocating) |  |  | 0 | 5.56 | Advanced Fuel (produced via gasification or pyrolysis of biofuel or waste) | Engine (combustion / reciprocating) |  |  |  |  | Advanced Fuel (produced via gasification or pyrolysis of biofuel or waste) | Engine (combustion / reciprocating) | [5 empty] | Accepted to connect | [6 empty] | 5.56 | 5.56 | 5.8526 | 0.167 | 0.1758 | 2020-07-13 | 2022-06-30 | [6 empty] | 2022-04-04 01:01
|  | Hoon hay solar limited | Hoon hay farm | Marston Lane |  | Hatton |  | DE65 5EA | United Kingdom | 42148 | 32969 | Drakelow 132Kv | Burton 33Kv | Hatton 33 11Kv S Stn | 11 | Western Power Distribution (East Midlands) Plc | Solar | Photovoltaic |  |  | 0 | 5 | Advanced Fuel (produced via gasification or pyrolysis of biofuel or waste) | Engine (combustion / reciprocating) |  |  |  |  | Advanced Fuel (produced via gasification or pyrolysis of biofuel or waste) | Engine (combustion / reciprocating) | [5 empty] | Accepted to connect | [6 empty] | 5 | 5 | 5.2632 | 0.05 | 0.0526 | 2020-05-07 | 2022-08-20 | [6 empty] | 2022-04-04 01:01
|  | Roadnight taylor ltd | Circuit of wales, proposed solar farm at | Nr Sirhowy | Rassau | Blaenau |  | NP23 5SD | United Kingdom | 31507 | 21236 | Rassau Gsp | Rassau Bsp |  | 132 | Western Power Distribution (South Wales) Plc | Solar | Photovoltaic |  |  | 0 | 49.9 | Advanced Fuel (produced via gasification or pyrolysis of biofuel or waste) | Engine (combustion / reciprocating) |  |  |  |  | Advanced Fuel (produced via gasification or pyrolysis of biofuel or waste) | Engine (combustion / reciprocating) | [5 empty] | Accepted to connect | [6 empty] | 49.9 | 49.9 | 52.5263 | 0.5 | 0.5263 | 2020-06-12 | 2022-10-12 | [6 empty] | 2022-04-04 01:01
|  | Scottish power | Carland cross windfarm |  |  | Mitchell |  | TR8 5AY | United Kingdom | 18422 | 5482 | Indian Queens Sgp | Fraddon Bsp | Drinnick | 33 | Western Power Distribution (South West) Plc | Solar | Photovoltaic |  |  | 0 | 8 | Advanced Fuel (produced via gasification or pyrolysis of biofuel or waste) | Engine (combustion / reciprocating) |  |  |  |  | Advanced Fuel (produced via gasification or pyrolysis of biofuel or waste) | Engine (combustion / reciprocating) | [5 empty] | Accepted to connect | [6 empty] | 8 | 8 | 8.421 | 0 | 0 | 2020-06-03 | 2022-04-22 | [6 empty] | 2022-04-04 01:01
|  | Clean earth energy | Proposed wind turbine | Land At Imerys |  | St austell |  | PL26 7XR | United Kingdom |  |  | Indian Queens Sgp | St Austell Bsp |  | 33 | Western Power Distribution (South West) Plc | Wind | Onshore wind turbines |  |  | 0 | 19.96 | Advanced Fuel (produced via gasification or pyrolysis of biofuel or waste) | Engine (combustion / reciprocating) |  |  |  |  | Advanced Fuel (produced via gasification or pyrolysis of biofuel or waste) | Engine (combustion / reciprocating) | [5 empty] | Accepted to connect | [6 empty] | 19.96 | 19.96 | 21.0105 | 0.164 | 0.1726 | 2020-04-06 | 2022-07-06 | [6 empty] | 2022-04-04 01:01
|  | Cenin renewables ltd | Coedarrhydyglyn |  |  | St nicholas |  |  | United Kingdom |  |  | Cardiff East Grid |  |  | 132 | Western Power Distribution (South Wales) Plc | Solar | Photovoltaic |  |  | 0 | 49.95 | Advanced Fuel (produced via gasification or pyrolysis of biofuel or waste) | Engine (combustion / reciprocating) |  |  |  |  | Advanced Fuel (produced via gasification or pyrolysis of biofuel or waste) | Engine (combustion / reciprocating) | [5 empty] | Accepted to connect | [6 empty] | 49.95 | 49.95 | 52.5789 | 0.526 | 0.5537 | 2020-01-31 | 2023-06-23 | [6 empty] | 2022-04-04 01:01
|  | Perinnpitt road solar limited | Solar farm | Perrinpit Road | Frampton Cotterel | Bristol | Avon | BS36 2AT | United Kingdom | 36552 | 18275 | Iron Acton Sgp |  |  | 132 | Western Power Distribution (South West) Plc | Solar | Photovoltaic |  |  | 0 | 38.63 | Advanced Fuel (produced via gasification or pyrolysis of biofuel or waste) | Engine (combustion / reciprocating) |  |  |  |  | Advanced Fuel (produced via gasification or pyrolysis of biofuel or waste) | Engine (combustion / reciprocating) | [5 empty] | Accepted to connect | [6 empty] | 38.63 | 38.63 | 40.6632 | 0.1 | 0.1053 | 2020-02-24 | 2022-11-11 | [6 empty] | 2022-04-04 01:01
|  | Ecodev group ltd | - | Bedworth Lane | Astley Cp | Nuneaton and bedworth | Warwickshire | CV12 0NH | United Kingdom | 43412 | 28769 | Coventry 132Kv S Stn | Nuneaton 33Kv S Stn | Whittleford 33 11Kv S Stn | 11 | Western Power Distribution (East Midlands) Plc | Stored Energy (all stored energy irrespective of the original energy source) | Storage - Electrochemical (Batteries) |  |  | 0 | 4 | Advanced Fuel (produced via gasification or pyrolysis of biofuel or waste) | Engine (combustion / reciprocating) |  |  |  |  | Advanced Fuel (produced via gasification or pyrolysis of biofuel or waste) | Engine (combustion / reciprocating) | [5 empty] | Accepted to connect | [6 empty] | 4 | 4 | 4.2105 | 4 | 4.2105 | 2020-07-23 | 2022-05-06 | [6 empty] | 2022-04-04 01:01
|  | Calleva community energy | Whiteborough farm |  |  | Sutton-in-ashfield, |  | NG17 2QJ | United Kingdom | 44594 | 36006 | Chesterfield 132Kv S Stn | Annesley 33Kv S Stn | Huthwaite 33 11Kv S Stn | 11 | Western Power Distribution (East Midlands) Plc | Solar | Photovoltaic |  |  | 0 | 2 | Advanced Fuel (produced via gasification or pyrolysis of biofuel or waste) | Engine (combustion / reciprocating) |  |  |  |  | Advanced Fuel (produced via gasification or pyrolysis of biofuel or waste) | Engine (combustion / reciprocating) | [5 empty] | Accepted to connect | [6 empty] | 2 | 2 | 2.1053 | 0 | 0 | 2020-06-17 | 2023-05-15 | [6 empty] | 2022-04-04 01:01
|  | Noriker perseverance limited |  | Old School Lane |  | Hereford |  | HR1 1EX | United Kingdom | 35128 | 24182 | Bishops Wood 132Kv S Stn | Hereford 66Kv S Stn |  | 66 | Western Power Distribution (West Midlands) Plc | Solar | Photovoltaic |  |  | 0 | 28 | Advanced Fuel (produced via gasification or pyrolysis of biofuel or waste) | Engine (combustion / reciprocating) |  |  |  |  | Advanced Fuel (produced via gasification or pyrolysis of biofuel or waste) | Engine (combustion / reciprocating) | [5 empty] | Accepted to connect | [6 empty] | 28 | 28 | 29.4737 | 8 | 8.421 | 2020-04-01 | 2022-12-01 | [6 empty] | 2022-04-04 01:01
|  | Lark power development ltd | Wittering | Ford Road |  | Wittering |  | PE6 | United Kingdom |  |  | Walpole 132Kv S Stn | Stamford 33Kv S Stn | Wittering 33 11Kv S Stn | 11 | Western Power Distribution (East Midlands) Plc | Stored Energy (all stored energy irrespective of the original energy source) | Storage - Electrochemical (Batteries) |  |  | 0 | 3 | Advanced Fuel (produced via gasification or pyrolysis of biofuel or waste) | Engine (combustion / reciprocating) |  |  |  |  | Advanced Fuel (produced via gasification or pyrolysis of biofuel or waste) | Engine (combustion / reciprocating) | [5 empty] | Accepted to connect | [6 empty] | 3 | 3 | 3.1579 | 2.75 | 2.8947 | 2020-08-06 | 2022-08-02 | [6 empty] | 2022-04-04 01:01
|  | Uk power distribution | Dpd uk | Watling Street (A5) |  | Hinckley |  | LE10 3HZ | United Kingdom | 44259 | 29153 | Coventry 132Kv S Stn | Hinckley 132Kv S Stn | Hinckley 11Kv S Stn | 33 | Western Power Distribution (East Midlands) Plc | Solar | Photovoltaic |  |  | 0 | 2.152 | Advanced Fuel (produced via gasification or pyrolysis of biofuel or waste) | Engine (combustion / reciprocating) |  |  |  |  | Advanced Fuel (produced via gasification or pyrolysis of biofuel or waste) | Engine (combustion / reciprocating) | [5 empty] | Accepted to connect | [6 empty] | 2.152 | 2.152 | 2.2653 | 0 | 0 | 2020-08-21 | 2023-01-16 | [6 empty] | 2022-04-04 01:01
|  | Ksp renewables limited | Willowbrook industrial estate | Shelton Road |  | Corby |  | NN17 5XH | United Kingdom | 49113 | 29075 | Grendon 132Kv S Stn | Corby No2 33Kv S Stn |  | 33 | Western Power Distribution (East Midlands) Plc | Waste | Steam turbine (thermal power plant) |  |  | 0 | 15 | Advanced Fuel (produced via gasification or pyrolysis of biofuel or waste) | Engine (combustion / reciprocating) |  |  |  |  | Advanced Fuel (produced via gasification or pyrolysis of biofuel or waste) | Engine (combustion / reciprocating) | [5 empty] | Accepted to connect | [6 empty] | 15 | 15 | 15.7895 | 0 | 0 | 2020-03-26 | 2024-12-01 | [6 empty] | 2022-04-04 01:01
|  | Ksp renewables limited | Willowbrook industrial estate | Shelton Road |  | Corby |  | NN17 5XH | United Kingdom | 49113 | 29075 | Grendon 132Kv S Stn | Corby No2 33Kv S Stn |  | 33 | Western Power Distribution (East Midlands) Plc | Fossil - Gas | Gas turbine (OCGT) |  |  | 0 | 15 | Advanced Fuel (produced via gasification or pyrolysis of biofuel or waste) | Engine (combustion / reciprocating) |  |  |  |  | Advanced Fuel (produced via gasification or pyrolysis of biofuel or waste) | Engine (combustion / reciprocating) | [5 empty] | Accepted to connect | [6 empty] | 15 | 15 | 15.7895 | 3.5 | 3.6842 | 2020-05-13 | 2023-12-01 | [6 empty] | 2022-04-04 01:01
|  | Low carbon uk solar investment co ltd | Inkersall farm | Staveley |  | Inkersall | Chesterfield | S43 3YH | United Kingdom | 44293 | 37276 | Chesterfield 132Kv S Stn | Staveley 33Kv S Stn |  | 33 | Western Power Distribution (East Midlands) Plc | Solar | Photovoltaic |  |  | 0 | 0 | Advanced Fuel (produced via gasification or pyrolysis of biofuel or waste) | Engine (combustion / reciprocating) |  |  |  |  | Advanced Fuel (produced via gasification or pyrolysis of biofuel or waste) | Engine (combustion / reciprocating) | [5 empty] | Accepted to connect | [6 empty] | 0 | 0 | 0 | 20 | 21.0526 | 2020-07-14 | 2022-07-19 | [6 empty] | 2022-04-04 01:01
|  | Dno consulting ltd | Atherstone hill farm | Lands At Alscot Estate |  | Stratford-upon-avon | Warwickshire | CV37 8LB | United Kingdom | 41810 | 25062 | Feckenham 66 11Kv S Stn | Feckenham 66/11Kv | Stratford 66 11Kv S Stn | 66 | Western Power Distribution (West Midlands) Plc | Solar | Photovoltaic |  |  | 0 | 26 | Advanced Fuel (produced via gasification or pyrolysis of biofuel or waste) | Engine (combustion / reciprocating) |  |  |  |  | Advanced Fuel (produced via gasification or pyrolysis of biofuel or waste) | Engine (combustion / reciprocating) | [5 empty] | Accepted to connect | [6 empty] | 26 | 26 | 27.3684 | 0.001 | 0.001 | 2020-05-26 | 2022-09-27 | [6 empty] | 2022-04-04 01:01
|  | Arcadis consulting (uk) ltd | Langarth garden village |  | Threemilestone | Truro |  |  | United Kingdom |  |  | Indian Queens Sgp | Truro Bsp |  | 33 | Western Power Distribution (South West) Plc | Solar | Photovoltaic |  |  | 0 | 0 | Advanced Fuel (produced via gasification or pyrolysis of biofuel or waste) | Engine (combustion / reciprocating) |  |  |  |  | Advanced Fuel (produced via gasification or pyrolysis of biofuel or waste) | Engine (combustion / reciprocating) | [5 empty] | Accepted to connect | [6 empty] | 0 | 0 | 0 | 18 | 18.9474 | 2020-07-14 | 2023-01-24 | [6 empty] | 2022-04-04 01:01
|  | Thorsby farming partnership | Land at normanton larches | Blyth Road |  | Worksop |  | S80 3PA | United Kingdom | 46495 | 37461 | Staythorpe C 132Kv S Stn |  |  | 132 | Western Power Distribution (East Midlands) Plc | Solar | Photovoltaic |  |  | 0 | 40 | Advanced Fuel (produced via gasification or pyrolysis of biofuel or waste) | Engine (combustion / reciprocating) |  |  |  |  | Advanced Fuel (produced via gasification or pyrolysis of biofuel or waste) | Engine (combustion / reciprocating) | [5 empty] | Accepted to connect | [6 empty] | 40 | 40 | 42.1053 | 0.3 | 0.3158 | 2020-05-20 | 2023-06-06 | [6 empty] | 2022-04-04 01:01
|  | Pennant walters holdings ltd | Mynydd maen wind farm |  | Crumlin | Newport |  |  | United Kingdom |  |  | Uskmouth |  |  | 132 | Western Power Distribution (South Wales) Plc | Wind | Onshore wind turbines |  |  | 0 | 18.6 | Advanced Fuel (produced via gasification or pyrolysis of biofuel or waste) | Engine (combustion / reciprocating) |  |  |  |  | Advanced Fuel (produced via gasification or pyrolysis of biofuel or waste) | Engine (combustion / reciprocating) | [5 empty] | Accepted to connect | [6 empty] | 18.6 | 18.6 | 19.5789 | 0.018 | 0.0189 | 2020-03-24 | 2027-06-30 | [6 empty] | 2022-04-04 01:01
|  | Aura power solar uk ltd | Far coley farm, colwich solar farm | Coley Lane | Little Haywood | Stafford |  | ST18 0XB | United Kingdom | 40097 | 32229 | Rugeley 132Kv S Stn |  |  | 132 | Western Power Distribution (West Midlands) Plc | Solar | Photovoltaic |  |  | 0 | 49.9 | Advanced Fuel (produced via gasification or pyrolysis of biofuel or waste) | Engine (combustion / reciprocating) |  |  |  |  | Advanced Fuel (produced via gasification or pyrolysis of biofuel or waste) | Engine (combustion / reciprocating) | [5 empty] | Accepted to connect | [6 empty] | 49.9 | 49.9 | 52.5263 | 0.001 | 0.001 | 2020-04-14 | 2022-10-03 | [6 empty] | 2022-04-04 01:01
|  | Pace fire energy limited | Ukz015 b&c: mallows | Land Off Mallows Lane | Sibsey | Boston | Lincolnshire | PE22 0TL | United Kingdom |  |  | Walpole 132Kv S Stn | Boston 33Kv S Stn |  | 33 | Western Power Distribution (East Midlands) Plc | Solar | Photovoltaic |  |  | 0 | 10 | Advanced Fuel (produced via gasification or pyrolysis of biofuel or waste) | Engine (combustion / reciprocating) |  |  |  |  | Advanced Fuel (produced via gasification or pyrolysis of biofuel or waste) | Engine (combustion / reciprocating) | [5 empty] | Accepted to connect | [6 empty] | 10 | 10 | 10.5263 | 5 | 5.2632 | 2020-05-12 | 2022-08-01 | [6 empty] | 2022-04-04 01:01
|  | Gridserve emea depc ltd | Gs394 plymouth centre | Outland Road |  | Plymouth |  | PL2 3PG | United Kingdom | 24752 | 5710 | Landulph Sgp | Milehouse Bsp |  | 33 | Western Power Distribution (South West) Plc | Stored Energy (all stored energy irrespective of the original energy source) | Storage - Electrochemical (Batteries) |  |  | 0 | 6 | Solar | Photovoltaic |  |  | 0 | 0.48 | Advanced Fuel (produced via gasification or pyrolysis of biofuel or waste) | Engine (combustion / reciprocating) | [5 empty] | Accepted to connect | [6 empty] | 6.48 | 6 | 6.3158 | 6 | 6.3158 | 2020-08-10 | 2022-12-10 | [6 empty] | 2022-04-04 01:01
|  | Pennant walters (holdings) ltd | Mynydd carn y cefn wind farm |  | Aberbeeg | Abertillery |  |  | United Kingdom |  |  | Rassau Gsp | Crumlin |  | 33 | Western Power Distribution (South Wales) Plc | Wind | Onshore wind turbines |  |  | 0 | 28.7 | Advanced Fuel (produced via gasification or pyrolysis of biofuel or waste) | Engine (combustion / reciprocating) |  |  |  |  | Advanced Fuel (produced via gasification or pyrolysis of biofuel or waste) | Engine (combustion / reciprocating) | [5 empty] | Accepted to connect | [6 empty] | 28.7 | 28.7 | 30.2105 | 0.42 | 0.4421 | 2020-06-18 | 2023-12-31 | [6 empty] | 2022-04-04 01:01
|  | Haunton farmers solar limited | Haunton manor farm | Main Road |  | Haunton |  | B79 9HN | United Kingdom | 42380 | 31083 | Lea Marston 132Kv S Stn |  |  | 132 | Western Power Distribution (East Midlands) Plc | Solar | Photovoltaic |  |  | 0 | 38 | Advanced Fuel (produced via gasification or pyrolysis of biofuel or waste) | Engine (combustion / reciprocating) |  |  |  |  | Advanced Fuel (produced via gasification or pyrolysis of biofuel or waste) | Engine (combustion / reciprocating) | [5 empty] | Accepted to connect | [6 empty] | 38 | 38 | 40 | 0.35 | 0.3684 | 2020-04-29 | 2022-08-15 | [6 empty] | 2022-04-04 01:01
|  | Land and grid ltd | Alleston farm |  |  | Pembroke |  | SA71 5NJ | United Kingdom | 19975 | 20072 | Pembroke Power Station | Pembroke Power Station Bsp |  | 132 | Western Power Distribution (South Wales) Plc | Solar | Photovoltaic |  |  | 0 | 30 | Advanced Fuel (produced via gasification or pyrolysis of biofuel or waste) | Engine (combustion / reciprocating) |  |  |  |  | Advanced Fuel (produced via gasification or pyrolysis of biofuel or waste) | Engine (combustion / reciprocating) | [5 empty] | Accepted to connect | [6 empty] | 30 | 30 | 31.5789 | 0.2 | 0.2105 | 2020-08-20 | 2022-09-02 | [6 empty] | 2022-04-04 01:01
|  | Conrad energy (developments) ltd | Proposed generation | Philip Street |  | Bristol |  | BS2 0TA | United Kingdom | 36063 | 17225 | Iron Acton Sgp | Feeder Road 33Kv | Feeder Rd 11Kv | 11 | Western Power Distribution (South West) Plc | Stored Energy (all stored energy irrespective of the original energy source) | Storage - Electrochemical (Batteries) |  |  | 0 | 7.2 | Advanced Fuel (produced via gasification or pyrolysis of biofuel or waste) | Engine (combustion / reciprocating) |  |  |  |  | Advanced Fuel (produced via gasification or pyrolysis of biofuel or waste) | Engine (combustion / reciprocating) | [5 empty] | Accepted to connect | [6 empty] | 7.2 | 7.2 | 7.5789 | 6 | 6.3158 | 2020-03-31 | 2022-07-01 | [6 empty] | 2022-04-04 01:01
|  | Wse bourton road limited | Manor farm | Bourton Road |  | Bourton | Buckinghamshire | MK18 7DS | United Kingdom | 47101 | 23347 | East Claydon 132Kv S Stn | Stony Stratford 33Kv S Stn |  | 33 | Western Power Distribution (East Midlands) Plc | Solar | Photovoltaic |  |  | 0 | 12 | Advanced Fuel (produced via gasification or pyrolysis of biofuel or waste) | Engine (combustion / reciprocating) |  |  |  |  | Advanced Fuel (produced via gasification or pyrolysis of biofuel or waste) | Engine (combustion / reciprocating) | [5 empty] | Accepted to connect | [6 empty] | 12 | 12 | 12.6316 | 0.4 | 0.421 | 2020-05-19 | 2023-01-23 | [6 empty] | 2022-04-04 01:01
|  | Cogen ltd | Jaguar land rover | Lode Lane | Solihull | West midlands |  | B92 8NW | United Kingdom |  |  | Lea Marston 132Kv S Stn |  |  | 132 | Western Power Distribution (West Midlands) Plc | Solar | Photovoltaic |  |  | 0 | 29 | Advanced Fuel (produced via gasification or pyrolysis of biofuel or waste) | Engine (combustion / reciprocating) |  |  |  |  | Advanced Fuel (produced via gasification or pyrolysis of biofuel or waste) | Engine (combustion / reciprocating) | [5 empty] | Accepted to connect | [6 empty] | 29 | 29 | 30.5263 | 0.001 | 0.001 | 2020-08-10 | 2023-03-02 | [6 empty] | 2022-04-04 01:01
|  | Cenin renewables ltd | Manmoel wind 11kv | Manmoel Common |  | Ebbw vale |  |  | United Kingdom |  |  | Rassau Gsp | Ebbw Vale | Ebbw Vale Primary | 11 | Western Power Distribution (South Wales) Plc | Wind | Onshore wind turbines |  |  | 0 | 12 | Advanced Fuel (produced via gasification or pyrolysis of biofuel or waste) | Engine (combustion / reciprocating) |  |  |  |  | Advanced Fuel (produced via gasification or pyrolysis of biofuel or waste) | Engine (combustion / reciprocating) | [5 empty] | Accepted to connect | [6 empty] | 12 | 12 | 12.6316 | 0.05 | 0.0526 | 2020-06-08 | 2022-07-25 | [6 empty] | 2022-04-04 01:01
|  | Maisemore court farm energy centre ltd | Maisemore court farm |  | Maisemore | Gloucestershire |  | GL2 8EY | United Kingdom | 38140 | 22169 | Port Ham 132Kv S Stn |  |  | 132 | Western Power Distribution (West Midlands) Plc | Solar | Photovoltaic |  |  | 0 | 52.631 | Advanced Fuel (produced via gasification or pyrolysis of biofuel or waste) | Engine (combustion / reciprocating) |  |  |  |  | Advanced Fuel (produced via gasification or pyrolysis of biofuel or waste) | Engine (combustion / reciprocating) | [5 empty] | Accepted to connect | [6 empty] | 52.631 | 52.631 | 55.401 | 0.499 | 0.5253 | 2020-08-06 | 2022-09-22 | [6 empty] | 2022-04-04 01:01
|  | Jbm solar projects 21 ltd | Highleadon solar a/ref 061 | B4215 Rudford & Highleadon |  | Forest of dean |  | GL18 1HG | United Kingdom | 37647 | 22370 | Port Ham 132Kv S Stn |  |  | 132 | Western Power Distribution (West Midlands) Plc | Solar | Photovoltaic |  |  | 0 | 49.9 | Advanced Fuel (produced via gasification or pyrolysis of biofuel or waste) | Engine (combustion / reciprocating) |  |  |  |  | Advanced Fuel (produced via gasification or pyrolysis of biofuel or waste) | Engine (combustion / reciprocating) | [5 empty] | Accepted to connect | [6 empty] | 49.9 | 49.9 | 52.5263 | 0.25 | 0.2632 | 2020-07-14 | 2022-10-11 | [6 empty] | 2022-04-04 01:01
|  | Fn & gt barber | Chestnut farm | Syston Road | Cossington | Leicester |  | LE7 4UZ | United Kingdom | 46099 | 31307 | Ratcliffe On Soar 132Kv S Stn | Willoughby 33Kv S Stn |  | 33 | Western Power Distribution (East Midlands) Plc | Solar | Photovoltaic |  |  | 0 | 20 | Advanced Fuel (produced via gasification or pyrolysis of biofuel or waste) | Engine (combustion / reciprocating) |  |  |  |  | Advanced Fuel (produced via gasification or pyrolysis of biofuel or waste) | Engine (combustion / reciprocating) | [5 empty] | Accepted to connect | [6 empty] | 20 | 20 | 21.0526 | 2 | 2.1053 | 2020-07-27 | 2023-03-14 | [6 empty] | 2022-04-04 01:01
|  | Infraland limited | Land near | County Lane | Albrighton | Wolverhampton |  | WV7 3AH | United Kingdom | 38335 | 30315 | Bushbury D 132Kv | Bushbury C 132Kv S Stn | Albrighton 33 11Kv S Stn | 33 | Western Power Distribution (West Midlands) Plc | Solar | Photovoltaic |  |  | 0 | 12 | Advanced Fuel (produced via gasification or pyrolysis of biofuel or waste) | Engine (combustion / reciprocating) |  |  |  |  | Advanced Fuel (produced via gasification or pyrolysis of biofuel or waste) | Engine (combustion / reciprocating) | [5 empty] | Accepted to connect | [6 empty] | 12 | 12 | 12.6316 | 0.001 | 0.001 | 2020-08-18 | 2022-09-08 | [6 empty] | 2022-04-04 01:01
|  | Dno consulting ltd | Ref 17410 | Denfurlong Farm | Frampton On Severn | Gloucestershire |  | GL2 7EF | United Kingdom | 37471 | 20711 | Port Ham 132Kv S Stn |  |  | 132 | Western Power Distribution (West Midlands) Plc | Solar | Photovoltaic |  |  | 0 | 40 | Advanced Fuel (produced via gasification or pyrolysis of biofuel or waste) | Engine (combustion / reciprocating) |  |  |  |  | Advanced Fuel (produced via gasification or pyrolysis of biofuel or waste) | Engine (combustion / reciprocating) | [5 empty] | Accepted to connect | [6 empty] | 40 | 40 | 42.1053 | 0.001 | 0.001 | 2020-06-01 | 2022-08-31 | [6 empty] | 2022-04-04 01:01
|  | Brynwell farm solar limited | Brynwell farm |  |  | Cardiff |  | CF11 | United Kingdom |  |  | Cardiff East Grid | Cardiff East Grid Bsp |  | 33 | Western Power Distribution (South Wales) Plc | Solar | Photovoltaic |  |  | 0 | 15 | Advanced Fuel (produced via gasification or pyrolysis of biofuel or waste) | Engine (combustion / reciprocating) |  |  |  |  | Advanced Fuel (produced via gasification or pyrolysis of biofuel or waste) | Engine (combustion / reciprocating) | [5 empty] | Accepted to connect | [6 empty] | 15 | 15 | 15.7895 | 0.15 | 0.1579 | 2020-04-16 | 2022-09-28 | [6 empty] | 2022-04-04 01:01
|  | Eeb47 limited | Thorpe constantine solar pv | Land West Of Thorpe Constantin | Tamworth | Staffordshire |  | B79 0AQ | United Kingdom | 42411 | 30861 | Lea Marston 132Kv S Stn |  |  | 132 | Western Power Distribution (East Midlands) Plc | Solar | Photovoltaic |  |  | 0 | 49.9 | Advanced Fuel (produced via gasification or pyrolysis of biofuel or waste) | Engine (combustion / reciprocating) |  |  |  |  | Advanced Fuel (produced via gasification or pyrolysis of biofuel or waste) | Engine (combustion / reciprocating) | [5 empty] | Accepted to connect | [6 empty] | 49.9 | 49.9 | 52.5263 | 0.15 | 0.1579 | 2020-08-11 | 2022-07-26 | [6 empty] | 2022-04-04 01:01
|  | Rwe renewables uk swindon limited | Pen march wind farm |  | Nr Dowlais | Merthyr tydfil |  |  | United Kingdom |  |  | Upper Boat | Dowlais Grid |  | 33 | Western Power Distribution (South Wales) Plc | Wind | Onshore wind turbines |  |  | 0 | 29.4 | Advanced Fuel (produced via gasification or pyrolysis of biofuel or waste) | Engine (combustion / reciprocating) |  |  |  |  | Advanced Fuel (produced via gasification or pyrolysis of biofuel or waste) | Engine (combustion / reciprocating) | [5 empty] | Accepted to connect | [6 empty] | 29.4 | 29.4 | 30.9474 | 0.2 | 0.2105 | 2020-07-23 | 2022-12-06 | [6 empty] | 2022-04-04 01:01
|  | Marksbury energy centre limited | New generator, slc15 application | Marsbury Plane |  | Marksbury |  | BA2 0EG | United Kingdom | 366530 | 161436 | Seabank Sgp | Radstock Bsp 132Kv |  | 33 | Western Power Distribution (South West) Plc | Solar | Photovoltaic |  |  | 0 | 15 | Advanced Fuel (produced via gasification or pyrolysis of biofuel or waste) | Engine (combustion / reciprocating) |  |  |  |  | Advanced Fuel (produced via gasification or pyrolysis of biofuel or waste) | Engine (combustion / reciprocating) | [5 empty] | Accepted to connect | [6 empty] | 15 | 15 | 15.7895 | 0.15 | 0.1579 | 2020-07-24 | 2022-08-04 | [6 empty] | 2022-04-04 01:01
|  | Jbm solar projects 24 ltd | Ashorne solar | Harbury Lane |  | Leamington spa |  | CV34 7BN | United Kingdom |  |  | Berkswell 132Kv S Stn |  |  | 132 | Western Power Distribution (East Midlands) Plc | Solar | Photovoltaic |  |  | 0 | 49.9 | Advanced Fuel (produced via gasification or pyrolysis of biofuel or waste) | Engine (combustion / reciprocating) |  |  |  |  | Advanced Fuel (produced via gasification or pyrolysis of biofuel or waste) | Engine (combustion / reciprocating) | [5 empty] | Accepted to connect | [6 empty] | 49.9 | 49.9 | 52.5263 | 10 | 10.5263 | 2020-08-19 | 2022-07-25 | [6 empty] | 2022-04-04 01:01
|  | Greentech invest (1) limited | - | Dawley Road |  | Ketley |  | TF1 5AQ | United Kingdom | 36755 | 31111 | Ironbridge 132Kv S Stn | Ketley 132Kv S Stn |  | 33 | Western Power Distribution (West Midlands) Plc | Solar | Photovoltaic |  |  | 0 | 21 | Advanced Fuel (produced via gasification or pyrolysis of biofuel or waste) | Engine (combustion / reciprocating) |  |  |  |  | Advanced Fuel (produced via gasification or pyrolysis of biofuel or waste) | Engine (combustion / reciprocating) | [5 empty] | Accepted to connect | [6 empty] | 21 | 21 | 22.1053 | 0.5 | 0.5263 | 2020-04-17 | 2023-02-10 | [6 empty] | 2022-04-04 01:01
|  | Birchall green solar farm | Noken farm | Sinton Green |  |  | Worcester | WR2 6NW | United Kingdom | 38127 | 26051 | Bishops Wood 132Kv S Stn |  |  | 132 | Western Power Distribution (West Midlands) Plc | Solar | Photovoltaic |  |  | 0 | 42 | Advanced Fuel (produced via gasification or pyrolysis of biofuel or waste) | Engine (combustion / reciprocating) |  |  |  |  | Advanced Fuel (produced via gasification or pyrolysis of biofuel or waste) | Engine (combustion / reciprocating) | [5 empty] | Accepted to connect | [6 empty] | 42 | 42 | 44.2105 | 0.5 | 0.5263 | 2020-06-18 | 2022-09-29 | [6 empty] | 2022-04-04 01:01
|  | Leicestershire solar 1 limited | Middle road farm | Middle Farm |  | Leamington spa |  | CV33 9JN | United Kingdom | 43579 | 26045 | Berkswell 132Kv S Stn |  |  | 132 | Western Power Distribution (East Midlands) Plc | Solar | Photovoltaic |  |  | 0 | 40 | Advanced Fuel (produced via gasification or pyrolysis of biofuel or waste) | Engine (combustion / reciprocating) |  |  |  |  | Advanced Fuel (produced via gasification or pyrolysis of biofuel or waste) | Engine (combustion / reciprocating) | [5 empty] | Accepted to connect | [6 empty] | 40 | 40 | 42.1053 | 0.5 | 0.5263 | 2020-07-21 | 2023-01-16 | [6 empty] | 2022-04-04 01:01
|  | Ks spv 47 limited | Laurel farm, hasland solar farm | Calow |  | Chesterfield |  | S44 5XH | United Kingdom | 44069 | 37010 | Chesterfield 132Kv S Stn |  |  | 132 | Western Power Distribution (East Midlands) Plc | Solar | Photovoltaic |  |  | 0 | 50 | Advanced Fuel (produced via gasification or pyrolysis of biofuel or waste) | Engine (combustion / reciprocating) |  |  |  |  | Advanced Fuel (produced via gasification or pyrolysis of biofuel or waste) | Engine (combustion / reciprocating) | [5 empty] | Accepted to connect | [6 empty] | 50 | 50 | 52.6316 | 0.1 | 0.1053 | 2020-09-11 | 2022-10-03 | [6 empty] | 2022-04-04 01:01
|  | Balance power projects limited | Whetstone | Warwick Road |  | Littlethorpe | Leicester | LE19 2JU | United Kingdom | 45444 | 29702 | Enderby 132Kv S Stn | Wigston 33Kv S Stn | Whetstone 33 11Kv S Stn | 11 | Western Power Distribution (East Midlands) Plc | Biofuel - Landfill gas | Gas turbine (OCGT) |  |  | 0 | 7.56 | Advanced Fuel (produced via gasification or pyrolysis of biofuel or waste) | Engine (combustion / reciprocating) |  |  |  |  | Advanced Fuel (produced via gasification or pyrolysis of biofuel or waste) | Engine (combustion / reciprocating) | [5 empty] | Accepted to connect | [6 empty] | 7.56 | 7.56 | 7.9579 | 0 | 0 | 2020-09-16 | 2022-08-05 | [6 empty] | 2022-04-04 01:01
|  | Ecotricity | Land at old dalby lodge farm | Paddys Lane | Old Dalby | Melton mowbray | Leicestershire | LE14 3LY | United Kingdom | 46544 | 32222 | Ratcliffe On Soar 132Kv S Stn | Willoughby 33Kv S Stn |  | 33 | Western Power Distribution (East Midlands) Plc | Solar | Photovoltaic |  |  | 0 | 7 | Advanced Fuel (produced via gasification or pyrolysis of biofuel or waste) | Engine (combustion / reciprocating) |  |  |  |  | Advanced Fuel (produced via gasification or pyrolysis of biofuel or waste) | Engine (combustion / reciprocating) | [5 empty] | Accepted to connect | [6 empty] | 7 | 7 | 7.3684 | 0 | 0 | 2020-07-27 | 2023-01-04 | [6 empty] | 2022-04-04 01:01
|  | Power balancing services ltd | Land off | High View Road | South Normanton | Alfreton |  | DE55 2FH | United Kingdom |  |  | Chesterfield 132Kv S Stn | Alfreton 33Kv S Stn | Blackwell 33 11Kv S Stn | 11 | Western Power Distribution (East Midlands) Plc | Fossil - Gas | Engine (combustion / reciprocating) |  |  | 0 | 3 | Advanced Fuel (produced via gasification or pyrolysis of biofuel or waste) | Engine (combustion / reciprocating) |  |  |  |  | Advanced Fuel (produced via gasification or pyrolysis of biofuel or waste) | Engine (combustion / reciprocating) | [5 empty] | Accepted to connect | [6 empty] | 3 | 3 | 3.1579 | 0.15 | 0.1579 | 2020-06-11 | 2022-07-13 | [6 empty] | 2022-04-04 01:01
|  | Sirius ecodev (lambeth) limited | Lambeeth farm |  | Pwllcrochan | Pembroke |  | SA71 5TP | United Kingdom | 19380 | 20158 | Pembroke Power Station | Pembroke Power Station Bsp |  | 132 | Western Power Distribution (South Wales) Plc | Solar | Photovoltaic | No |  | 0 | 50 | Advanced Fuel (produced via gasification or pyrolysis of biofuel or waste) | Engine (combustion / reciprocating) |  |  | 0 | 49.999 | Advanced Fuel (produced via gasification or pyrolysis of biofuel or waste) | Engine (combustion / reciprocating) | [5 empty] | Accepted to connect | [6 empty] | 99.999 | 49.999 | 52.6305 | 49.999 | 52.6305 | 2020-07-08 | 2023-02-15 | [6 empty] | 2022-04-04 01:01
|  | Newbold pacey solar limited | Land at newbold pacey | Newbold Road |  |  | Warwickshire | CV35 9DP | United Kingdom | 42984 | 25713 | Berkswell 132Kv S Stn | Warwick 33Kv S Stn |  | 33 | Western Power Distribution (East Midlands) Plc | Solar | Photovoltaic |  |  | 0 | 20 | Advanced Fuel (produced via gasification or pyrolysis of biofuel or waste) | Engine (combustion / reciprocating) |  |  |  |  | Advanced Fuel (produced via gasification or pyrolysis of biofuel or waste) | Engine (combustion / reciprocating) | [5 empty] | Accepted to connect | [6 empty] | 20 | 20 | 21.0526 | 0.2 | 0.2105 | 2020-07-31 | 2022-07-26 | [6 empty] | 2022-04-04 01:01
|  | Alfreton solar limited |  | Dunsford Road |  | Alfreton |  | DE55 7RH | United Kingdom | 44204 | 35629 | Chesterfield 132Kv S Stn | Alfreton 33Kv S Stn |  | 33 | Western Power Distribution (East Midlands) Plc | Solar | Photovoltaic |  |  | 0 | 19 | Advanced Fuel (produced via gasification or pyrolysis of biofuel or waste) | Engine (combustion / reciprocating) |  |  |  |  | Advanced Fuel (produced via gasification or pyrolysis of biofuel or waste) | Engine (combustion / reciprocating) | [5 empty] | Accepted to connect | [6 empty] | 19 | 19 | 20 | 0.195 | 0.2053 | 2020-09-17 | 2023-06-06 | [6 empty] | 2022-04-04 01:01
|  | Solar securities ltd | Gwenlais solar farm | Gwenlais Road | Pontlliw | Swansea |  | SA4 9EX | United Kingdom | 26106 | 20127 | Swansea North Grid | Swansea North Bsp |  | 33 | Western Power Distribution (South Wales) Plc | Solar | Photovoltaic |  |  | 0 | 15.45 | Advanced Fuel (produced via gasification or pyrolysis of biofuel or waste) | Engine (combustion / reciprocating) |  |  |  |  | Advanced Fuel (produced via gasification or pyrolysis of biofuel or waste) | Engine (combustion / reciprocating) | [5 empty] | Accepted to connect | [6 empty] | 15.45 | 15 | 15.7895 | 0.1 | 0.1053 | 2020-07-08 | 2023-06-16 | [6 empty] | 2022-04-04 01:01
|  | Jbm solar projects 23 ltd | Eastfields solar 065 | Deppers Bridge | Bishop'S Itchington | Southam |  | CV47 2ST | United Kingdom | 43880 | 25978 | Berkswell 132Kv S Stn | Harbury 33Kv S Stn |  | 33 | Western Power Distribution (East Midlands) Plc | Solar | Photovoltaic |  |  | 0 | 25 | Advanced Fuel (produced via gasification or pyrolysis of biofuel or waste) | Engine (combustion / reciprocating) |  |  |  |  | Advanced Fuel (produced via gasification or pyrolysis of biofuel or waste) | Engine (combustion / reciprocating) | [5 empty] | Accepted to connect | [6 empty] | 25 | 25 | 26.3158 | 25 | 26.3158 | 2020-08-19 | 2022-12-13 | [6 empty] | 2022-04-04 01:01
|  | Aura power solar uk ltd | - | Preston Hill Farm | Preston Vale | Penkridge | Stafford | ST19 5RA | United Kingdom | 39194 | 31417 | Bushbury D 132Kv |  |  | 132 | Western Power Distribution (West Midlands) Plc | Solar | Photovoltaic |  |  | 0 | 49.9 | Advanced Fuel (produced via gasification or pyrolysis of biofuel or waste) | Engine (combustion / reciprocating) |  |  |  |  | Advanced Fuel (produced via gasification or pyrolysis of biofuel or waste) | Engine (combustion / reciprocating) | [5 empty] | Accepted to connect | [6 empty] | 49.9 | 49.9 | 52.5263 | 0.8 | 0.8421 | 2020-08-27 | 2023-02-01 | [6 empty] | 2022-04-04 01:01
|  | Boultbee brooks (renewables costock)ltd | Costock solar farm | Wysall Road | Costock | Rushcliffe | Nottinghamshire | LE12 6YP | United Kingdom | 45730 | 32638 | Ratcliffe On Soar 132Kv S Stn |  |  | 33 | Western Power Distribution (East Midlands) Plc | Solar | Photovoltaic |  |  | 0 | 49.9 | Advanced Fuel (produced via gasification or pyrolysis of biofuel or waste) | Engine (combustion / reciprocating) |  |  |  |  | Advanced Fuel (produced via gasification or pyrolysis of biofuel or waste) | Engine (combustion / reciprocating) | [5 empty] | Accepted to connect | [6 empty] | 49.9 | 49.9 | 52.5263 | 0.35 | 0.3684 | 2020-10-02 | 2023-04-19 | [6 empty] | 2022-04-04 01:01
|  | Bailoh limited | Land at manor farm, manor farm solar plant | Beachampton |  | Milton keynes | Buckinghamshire | MK19 6DT | United Kingdom | 47717 | 23689 | East Claydon 132Kv S Stn | Stony Stratford 33Kv S Stn |  | 33 | Western Power Distribution (East Midlands) Plc | Solar | Photovoltaic |  |  | 0 | 25 | Advanced Fuel (produced via gasification or pyrolysis of biofuel or waste) | Engine (combustion / reciprocating) |  |  |  |  | Advanced Fuel (produced via gasification or pyrolysis of biofuel or waste) | Engine (combustion / reciprocating) | [5 empty] | Accepted to connect | [6 empty] | 25 | 25 | 26.3158 | 0.1 | 0.1053 | 2020-07-27 | 2023-03-01 | [6 empty] | 2022-04-04 01:01
|  | Re projects development ltd | Ash farm, pv installation for 7mw | Charlton Rd | Coleford | Radstock |  | BA3 5EX | United Kingdom | 36772 | 15106 | Seabank Sgp | Radstock Bsp 132Kv |  | 33 | Western Power Distribution (South West) Plc | Solar | Photovoltaic |  |  | 0 | 10 | Advanced Fuel (produced via gasification or pyrolysis of biofuel or waste) | Engine (combustion / reciprocating) |  |  |  |  | Advanced Fuel (produced via gasification or pyrolysis of biofuel or waste) | Engine (combustion / reciprocating) | [5 empty] | Accepted to connect | [6 empty] | 10 | 10 | 10.5263 | 0 | 0 | 2020-07-27 | 2022-08-04 | [6 empty] | 2022-04-04 01:01
|  | Dno consulting ltd | Land at | Croes Carn Einon Farm | Bassaleg | Newport |  | NP10 8RW | United Kingdom | 32637 | 18608 | Uskmouth |  |  | 66 | Western Power Distribution (South Wales) Plc | Solar | Photovoltaic |  |  | 0 | 40 | Advanced Fuel (produced via gasification or pyrolysis of biofuel or waste) | Engine (combustion / reciprocating) |  |  |  |  | Advanced Fuel (produced via gasification or pyrolysis of biofuel or waste) | Engine (combustion / reciprocating) | [5 empty] | Accepted to connect | [6 empty] | 40 | 40 | 42.1053 | 0.3 | 0.3158 | 2020-07-24 | 2022-09-28 | [6 empty] | 2022-04-04 01:01
|  | Ipv flexigen limited | Corley solar farm | Breach Oak Lane |  | Astley cp | North Warwickshire | CV7 8AU | United Kingdom | 43110 | 28662 | Coventry 132Kv S Stn | Nuneaton 33Kv S Stn |  | 33 | Western Power Distribution (East Midlands) Plc | Solar | Photovoltaic |  |  | 0 | 12.8 | Advanced Fuel (produced via gasification or pyrolysis of biofuel or waste) | Engine (combustion / reciprocating) |  |  |  |  | Advanced Fuel (produced via gasification or pyrolysis of biofuel or waste) | Engine (combustion / reciprocating) | [5 empty] | Accepted to connect | [6 empty] | 12.8 | 12.8 | 13.4737 | 0.05 | 0.0526 | 2020-10-26 | 2022-09-26 | [6 empty] | 2022-04-04 01:01
|  | Windel solar 4 limited | High witheven farm, solar pv on land at |  | Canworthy Water |  |  | PL15 8UB | United Kingdom | 22251 | 9249 | Alverdiscott Sgp | Pyworthy Bsp |  | 132 | Western Power Distribution (South West) Plc | Solar | Photovoltaic |  |  | 0 | 32 | Advanced Fuel (produced via gasification or pyrolysis of biofuel or waste) | Engine (combustion / reciprocating) |  |  |  |  | Advanced Fuel (produced via gasification or pyrolysis of biofuel or waste) | Engine (combustion / reciprocating) | [5 empty] | Accepted to connect | [6 empty] | 32 | 32 | 33.6842 | 0.2 | 0.2105 | 2020-11-13 | 2022-11-08 | [6 empty] | 2022-04-04 01:01
|  | Conrad (crewkerne) limited | Flexible gas generating stn | Land At Blacknell Lane |  | Crewkerne |  | TA18 8LL | United Kingdom | 34487 | 10939 | Axminster Sgp | Woodcote Bsp | Crewkerne | 11 | Western Power Distribution (South West) Plc | Biofuel - Landfill gas | Gas turbine (OCGT) |  |  | 0 | 7.2 | Advanced Fuel (produced via gasification or pyrolysis of biofuel or waste) | Engine (combustion / reciprocating) |  |  |  |  | Advanced Fuel (produced via gasification or pyrolysis of biofuel or waste) | Engine (combustion / reciprocating) | [5 empty] | Accepted to connect | [6 empty] | 7.2 | 7.2 | 7.5789 | 0.2 | 0.2105 | 2020-10-20 | 2022-06-21 | [6 empty] | 2022-04-04 01:01
|  | Jbm solar projects (uk) ltd | Wade lane farm | Wade Lane |  | Hill ridware | Rugeley | WS15 3RE | United Kingdom | 40782 | 31801 | Rugeley 132Kv S Stn |  |  | 132 | Western Power Distribution (West Midlands) Plc | Solar | Photovoltaic |  |  | 0 | 49.9 | Advanced Fuel (produced via gasification or pyrolysis of biofuel or waste) | Engine (combustion / reciprocating) |  |  |  |  | Advanced Fuel (produced via gasification or pyrolysis of biofuel or waste) | Engine (combustion / reciprocating) | [5 empty] | Accepted to connect | [6 empty] | 49.9 | 49.9 | 52.5263 | 0.001 | 0.001 | 2020-10-09 | 2022-09-08 | [6 empty] | 2022-04-04 01:01
|  | Hobby energy ltd | Grove farm | Gypsy Lane | Irchester | Wellingborough | Northamptonshire | NN29 7UF | United Kingdom |  |  | Grendon 132Kv S Stn | Wellingborough 132Kv S Stn | Wellingborough 132/11Kv (Reserve) | 11 | Western Power Distribution (East Midlands) Plc | Solar | Photovoltaic |  |  | 0 | 20 | Advanced Fuel (produced via gasification or pyrolysis of biofuel or waste) | Engine (combustion / reciprocating) |  |  |  |  | Advanced Fuel (produced via gasification or pyrolysis of biofuel or waste) | Engine (combustion / reciprocating) | [5 empty] | Accepted to connect | [6 empty] | 20 | 20 | 21.0526 | 0.1 | 0.1053 | 2020-08-12 | 2022-05-16 | [6 empty] | 2022-04-04 01:01
|  | Vicarage drove energy centre limited | Ash farm, land at | Vicarage Drove | Bicker | Boston |  | PE20 3BJ | United Kingdom |  |  | Bicker Fen 132Kv S Stn |  |  | 132 | Western Power Distribution (East Midlands) Plc | Solar | Photovoltaic |  |  | 0 | 70 | Advanced Fuel (produced via gasification or pyrolysis of biofuel or waste) | Engine (combustion / reciprocating) |  |  |  |  | Advanced Fuel (produced via gasification or pyrolysis of biofuel or waste) | Engine (combustion / reciprocating) | [5 empty] | Accepted to connect | [6 empty] | 70 | 70 | 73.6842 | 20.5 | 21.5789 | 2020-11-03 | 2022-08-30 | [6 empty] | 2022-04-04 01:01
|  | Public power solutions ltd | New house farm |  |  | Hawkeschurch |  | EX13 5UP | United Kingdom | 33532 | 9915 | Axminster Sgp | Woodcote Bsp |  | 132 | Western Power Distribution (South West) Plc | Solar | Photovoltaic |  |  | 0 | 50 | Advanced Fuel (produced via gasification or pyrolysis of biofuel or waste) | Engine (combustion / reciprocating) |  |  |  |  | Advanced Fuel (produced via gasification or pyrolysis of biofuel or waste) | Engine (combustion / reciprocating) | [5 empty] | Accepted to connect | [6 empty] | 50 | 50 | 52.6316 | 50 | 52.6316 | 2020-10-27 | 2022-09-27 | [6 empty] | 2022-04-04 01:01
|  | Eeb51 ltd | Solar site 25520 wistow lodge pv | Leicester Road |  | Wistow | Leicestershire | LE8 0QF | United Kingdom | 46419 | 29598 | Enderby 132Kv S Stn |  |  | 132 | Western Power Distribution (East Midlands) Plc | Solar | Photovoltaic |  |  | 0 | 40 | Advanced Fuel (produced via gasification or pyrolysis of biofuel or waste) | Engine (combustion / reciprocating) |  |  |  |  | Advanced Fuel (produced via gasification or pyrolysis of biofuel or waste) | Engine (combustion / reciprocating) | [5 empty] | Accepted to connect | [6 empty] | 40 | 40 | 42.1053 | 0.3 | 0.3158 | 2020-11-10 | 2023-03-03 | [6 empty] | 2022-04-04 01:01
|  | Mwat ltd | Moss farm ppg site | Fleckney Road | Kibworth Beauchamp | Leicester |  | LE8 0HJ | United Kingdom |  |  | Grendon 132Kv S Stn | Kibworth 33Kv S Stn | Kibworth 11Kv S Stn | 11 | Western Power Distribution (East Midlands) Plc | Biofuel - Landfill gas | Gas turbine (OCGT) |  |  | 0 | 7.6 | Advanced Fuel (produced via gasification or pyrolysis of biofuel or waste) | Engine (combustion / reciprocating) |  |  |  |  | Advanced Fuel (produced via gasification or pyrolysis of biofuel or waste) | Engine (combustion / reciprocating) | [5 empty] | Accepted to connect | [6 empty] | 7.6 | 7.6 | 8 | 0 | 0 | 2021-02-15 | 2022-09-30 | [6 empty] | 2022-04-04 01:01
|  | Enfinium kelvin limited |  | Giffords Way (Off Kelvin Way) |  | West bromwich |  | B70 7JR | United Kingdom | 40035 | 29000 | Seabank Sgp |  |  | 132 | Western Power Distribution (West Midlands) Plc | Waste | Steam turbine (thermal power plant) |  |  | 0 | 49.9 | Advanced Fuel (produced via gasification or pyrolysis of biofuel or waste) | Engine (combustion / reciprocating) |  |  |  |  | Advanced Fuel (produced via gasification or pyrolysis of biofuel or waste) | Engine (combustion / reciprocating) | [5 empty] | Accepted to connect | [6 empty] | 49.9 | 4.99 | 5.2526 | 0.001 | 0.001 | 2020-09-24 | 2023-03-10 | [6 empty] | 2022-04-04 01:01
|  | Solar century holdings ltd | Hayle solar energy farm, option b | Land Nr Gwinear Lane |  | Hayle | Cornwall | TR27 5LA | United Kingdom | 16142 | 3712 | Indian Queens Sgp | Camborne Bsp |  | 132 | Western Power Distribution (South West) Plc | Solar | Photovoltaic |  |  | 0 | 40.5 | Solar | Photovoltaic |  |  | 0 | 28.86 | Advanced Fuel (produced via gasification or pyrolysis of biofuel or waste) | Engine (combustion / reciprocating) | [5 empty] | Accepted to connect | [6 empty] | 69.36 | 40 | 42.1053 | 15 | 15.7895 | 2020-11-25 | 2023-06-06 | [6 empty] | 2022-04-04 01:01
|  | Adv 001 limited | Hindlip lane stor | Blackpole | Worcester | Worcestershire |  | WR3 8SB | United Kingdom | 38679 | 25816 | Bishops Wood 132Kv S Stn | Warndon 132Kv S Stn |  | 11 | Western Power Distribution (West Midlands) Plc | Fossil - Oil | Gas turbine (OCGT) |  |  | 0 | 7.5 | Advanced Fuel (produced via gasification or pyrolysis of biofuel or waste) | Engine (combustion / reciprocating) |  |  |  |  | Advanced Fuel (produced via gasification or pyrolysis of biofuel or waste) | Engine (combustion / reciprocating) | [5 empty] | Accepted to connect | [6 empty] | 7.5 | 7.5 | 7.8947 | 0.342 | 0.36 | 2021-04-13 | 2022-07-05 | [6 empty] | 2022-04-04 01:01
|  | Gridserve | Proposed battery storage & ev, ll027 - tolvaddon | Tolvaddon Business Park | Tolvaddon | Camborne |  | TR14 0HX | United Kingdom | 16594 | 4204 | Indian Queens Sgp | Camborne Bsp |  | 33 | Western Power Distribution (South West) Plc | Stored Energy (all stored energy irrespective of the original energy source) | Storage - Electrochemical (Batteries) |  |  | 0 | 8 | Solar | Photovoltaic |  |  | 0 | 0.166 | Advanced Fuel (produced via gasification or pyrolysis of biofuel or waste) | Engine (combustion / reciprocating) | [5 empty] | Accepted to connect | [6 empty] | 8.166 | 8 | 8.421 | 8 | 8.421 | 2020-11-25 | 2023-06-06 | [6 empty] | 2022-04-04 01:01
|  | Low carbon | Canal solar farm | Canal Solar Farm | Hinckley | Leicestershire |  | LE10 3EE | United Kingdom | 44143 | 29162 | Coventry 132Kv S Stn | Hinckley 33Kv S Stn |  | 33 | Western Power Distribution (East Midlands) Plc | Solar | Photovoltaic |  |  | 0 | 35 | Advanced Fuel (produced via gasification or pyrolysis of biofuel or waste) | Engine (combustion / reciprocating) |  |  |  |  | Advanced Fuel (produced via gasification or pyrolysis of biofuel or waste) | Engine (combustion / reciprocating) | [5 empty] | Accepted to connect | [6 empty] | 35 | 35 | 36.8421 | 7 | 7.3684 | 2020-10-13 | 2022-08-05 | [6 empty] | 2022-04-04 01:01
|  | E h energy ltd | Tregorrick farm |  |  | St austell |  | PL26 7AG | United Kingdom | 20132 | 5120 | Indian Queens Sgp | St Austell Bsp | Sawles Road | 11 | Western Power Distribution (South West) Plc | Stored Energy (all stored energy irrespective of the original energy source) | Storage - Electrochemical (Batteries) |  |  | 0 | 6 | Advanced Fuel (produced via gasification or pyrolysis of biofuel or waste) | Engine (combustion / reciprocating) |  |  |  |  | Advanced Fuel (produced via gasification or pyrolysis of biofuel or waste) | Engine (combustion / reciprocating) | [5 empty] | Accepted to connect | [6 empty] | 6 | 6 | 6.3158 | 6 | 6.3158 | 2020-09-15 | 2022-06-01 | [6 empty] | 2022-04-04 01:01
|  | Lightrock power ltd |  | Lower Tean Leys | Tean Leys |  | Staffs | ST10 4NS | United Kingdom | 40117 | 33819 | Rugeley 132Kv S Stn |  |  | 132 | Western Power Distribution (West Midlands) Plc | Solar | Photovoltaic |  |  | 0 | 49.9 | Advanced Fuel (produced via gasification or pyrolysis of biofuel or waste) | Engine (combustion / reciprocating) |  |  |  |  | Advanced Fuel (produced via gasification or pyrolysis of biofuel or waste) | Engine (combustion / reciprocating) | [5 empty] | Accepted to connect | [6 empty] | 49.9 | 49.9 | 52.5263 | 20 | 21.0526 | 2020-11-26 | 2023-02-28 | [6 empty] | 2022-04-04 01:01
|  | Res group ltd | Proposed solar scheme |  | Pyworthy | Holsworthy |  | EX22 6LJ | United Kingdom | 22903 | 10207 | Alverdiscott Sgp | Pyworthy Bsp |  | 33 | Western Power Distribution (South West) Plc | Solar | Photovoltaic |  |  | 0 | 32.2 | Advanced Fuel (produced via gasification or pyrolysis of biofuel or waste) | Engine (combustion / reciprocating) |  |  |  |  | Advanced Fuel (produced via gasification or pyrolysis of biofuel or waste) | Engine (combustion / reciprocating) | [5 empty] | Accepted to connect | [6 empty] | 32.2 | 32.2 | 33.8947 | 0.1 | 0.1053 | 2020-07-13 | 2024-06-01 | [6 empty] | 2022-04-04 01:01
|  | Infinite renewables ltd | Land at royal mint | Llantrisatn Business Park |  | Llantrisant |  |  | United Kingdom |  |  | Upper Boat | Talbot Green Grid | Talbot Green Primary | 11 | Western Power Distribution (South Wales) Plc | Fossil - Gas | Engine (combustion / reciprocating) | Yes |  | 0 | 2 | Stored Energy (all stored energy irrespective of the original energy source) | Storage - Electrochemical (Batteries) | Yes |  | 0 | 0.8 | Advanced Fuel (produced via gasification or pyrolysis of biofuel or waste) | Engine (combustion / reciprocating) | [5 empty] | Accepted to connect | [6 empty] | 2.8 | 0 | 0 | 3 | 3.1579 | 2020-08-19 | 2022-12-01 | [6 empty] | 2022-04-04 01:01
|  | Opdenergy uk 1 ltd | Pyghtle farm | Wicken Park Road | Wicken | Milton keynes |  | MK19 6BZ | United Kingdom | 47467 | 23931 | East Claydon 132Kv S Stn | Stony Stratford 33Kv S Stn |  | 33 | Western Power Distribution (East Midlands) Plc | Solar | Photovoltaic |  |  | 0 | 15 | Advanced Fuel (produced via gasification or pyrolysis of biofuel or waste) | Engine (combustion / reciprocating) |  |  |  |  | Advanced Fuel (produced via gasification or pyrolysis of biofuel or waste) | Engine (combustion / reciprocating) | [5 empty] | Accepted to connect | [6 empty] | 15 | 15 | 15.7895 | 0.6 | 0.6316 | 2020-11-26 | 2023-03-16 | [6 empty] | 2022-04-04 01:01
|  | Forterra building products limited | Desford brickworks | Heath Road | Bagworth | Coalville | Leicestershire | LE67 1DL | United Kingdom | 44617 | 30668 | Enderby 132Kv S Stn | Coalville 33Kv S Stn | Desford 33 11Kv S Stn | 11 | Western Power Distribution (East Midlands) Plc | Solar | Photovoltaic |  |  | 0 | 4 | Advanced Fuel (produced via gasification or pyrolysis of biofuel or waste) | Engine (combustion / reciprocating) |  |  |  |  | Advanced Fuel (produced via gasification or pyrolysis of biofuel or waste) | Engine (combustion / reciprocating) | [5 empty] | Accepted to connect | [6 empty] | 4 | 4 | 4.2105 | 0 | 0 | 2020-11-26 | 2022-04-28 | [6 empty] | 2022-04-04 01:01
|  | Conrad (clay hill) limited | Dormington solar | Clay Hill Pit | Dormington | Hereford |  | HR1 4EP | United Kingdom | 35758 | 23914 | Bishops Wood 132Kv S Stn | Hereford 66Kv S Stn |  | 66 | Western Power Distribution (West Midlands) Plc | Solar | Photovoltaic |  |  | 0 | 40.56 | Advanced Fuel (produced via gasification or pyrolysis of biofuel or waste) | Engine (combustion / reciprocating) |  |  |  |  | Advanced Fuel (produced via gasification or pyrolysis of biofuel or waste) | Engine (combustion / reciprocating) | [5 empty] | Accepted to connect | [6 empty] | 40.56 | 40.56 | 42.6947 | 3 | 3.1579 | 2020-09-09 | 2022-10-04 | [6 empty] | 2022-04-04 01:01
|  | Edf energy renewables limited | Althorp estate solar pv farm |  |  |  |  | NN7 3NF | United Kingdom | 46742 | 25994 | Grendon 132Kv S Stn | Northampton West 33Kv S Stn |  | 33 | Western Power Distribution (East Midlands) Plc | Solar | Photovoltaic |  |  | 0 | 49.95 | Advanced Fuel (produced via gasification or pyrolysis of biofuel or waste) | Engine (combustion / reciprocating) |  |  |  |  | Advanced Fuel (produced via gasification or pyrolysis of biofuel or waste) | Engine (combustion / reciprocating) | [5 empty] | Accepted to connect | [6 empty] | 49.95 | 49.95 | 52.5789 | 0.5 | 0.5263 | 2020-12-07 | 2022-10-28 | [6 empty] | 2022-04-04 01:01
|  | Blythe house solar farm limited | Blythe house solar and storage plant | Land At Blythe House Farm | Tean | Stoke on trent |  | ST10 4JW | United Kingdom | 40070 | 33887 | Rugeley 132Kv S Stn |  |  | 132 | Western Power Distribution (West Midlands) Plc | Solar | Photovoltaic |  |  | 0 | 80 | Advanced Fuel (produced via gasification or pyrolysis of biofuel or waste) | Engine (combustion / reciprocating) |  |  |  |  | Advanced Fuel (produced via gasification or pyrolysis of biofuel or waste) | Engine (combustion / reciprocating) | [5 empty] | Accepted to connect | [6 empty] | 80 | 80 | 84.2105 | 0.001 | 0.001 | 2020-09-11 | 2023-04-03 | [6 empty] | 2022-04-04 01:01
|  | Torfaen county borough council | Ty coch landfill | Cwmbran |  |  |  | NP44 7AJ | United Kingdom | 32929 | 19357 | Uskmouth | Llantarnam | Llantarnam Primary | 11 | Western Power Distribution (South Wales) Plc | Solar | Photovoltaic |  |  | 0 | 3.5 | Advanced Fuel (produced via gasification or pyrolysis of biofuel or waste) | Engine (combustion / reciprocating) |  |  |  |  | Advanced Fuel (produced via gasification or pyrolysis of biofuel or waste) | Engine (combustion / reciprocating) | [5 empty] | Accepted to connect | [6 empty] | 3.5 | 3.5 | 3.6842 | 0.05 | 0.0526 | 2020-07-30 | 2022-06-17 | [6 empty] | 2022-04-04 01:01
|  | Hopley electrical services ltd | Tir john landfill | Danygraig Road | St Thomas | Swansea |  | SA1 8PT | United Kingdom | 26944 | 19315 | Swansea North Grid | Tir John Power Station | Tir John Primary | 66 | Western Power Distribution (South Wales) Plc | Solar | Photovoltaic |  |  | 0 | 2.5 | Advanced Fuel (produced via gasification or pyrolysis of biofuel or waste) | Engine (combustion / reciprocating) |  |  |  |  | Advanced Fuel (produced via gasification or pyrolysis of biofuel or waste) | Engine (combustion / reciprocating) | [5 empty] | Accepted to connect | [6 empty] | 2.5 | 2.5 | 2.6316 | 0.1 | 0.1053 | 2020-08-19 | 2022-12-19 | [6 empty] | 2022-04-04 01:01
|  | Vital energi | Morriston hospital, lhs meter board | Morriston |  | Swansea |  | SA6 6NL | United Kingdom |  |  | Swansea North Grid | Morriston Grid | Morriston Primary | 11 | Western Power Distribution (South Wales) Plc | Solar | Photovoltaic |  |  | 0 | 2 | Advanced Fuel (produced via gasification or pyrolysis of biofuel or waste) | Engine (combustion / reciprocating) |  |  |  |  | Advanced Fuel (produced via gasification or pyrolysis of biofuel or waste) | Engine (combustion / reciprocating) | [5 empty] | Accepted to connect | [6 empty] | 2 | 2 | 2.1053 | 4 | 4.2105 | 2020-11-11 | 2022-06-20 | [6 empty] | 2022-04-04 01:01
|  | Windel solar 2 limited | Proposed solar pv | Land At Courtwell House Farm | Coffinswell | Newton abbot |  | TQ12 4SS | United Kingdom | 28915 | 6857 | Abham Sgp | Torquay Bsp |  | 33 | Western Power Distribution (South West) Plc | Solar | Photovoltaic |  |  | 0 | 16 | Advanced Fuel (produced via gasification or pyrolysis of biofuel or waste) | Engine (combustion / reciprocating) |  |  |  |  | Advanced Fuel (produced via gasification or pyrolysis of biofuel or waste) | Engine (combustion / reciprocating) | [5 empty] | Accepted to connect | [6 empty] | 16 | 16 | 16.8421 | 0.2 | 0.2105 | 2020-11-24 | 2022-10-31 | [6 empty] | 2022-04-04 01:01
|  | Pace gambit energy limited | Uko054 malswick (smithcarter) | Land North Of Stream Ln |  | Upleadon | Gloucestershire | GL18 1HW | United Kingdom | 37516 | 22632 | Bishops Wood 132Kv S Stn | Hereford 66Kv S Stn | Newent 66 11Kv S Stn | 11 | Western Power Distribution (West Midlands) Plc | Solar | Photovoltaic |  |  | 0 | 6 | Advanced Fuel (produced via gasification or pyrolysis of biofuel or waste) | Engine (combustion / reciprocating) |  |  |  |  | Advanced Fuel (produced via gasification or pyrolysis of biofuel or waste) | Engine (combustion / reciprocating) | [5 empty] | Accepted to connect | [6 empty] | 6 | 6 | 6.3158 | 0.1 | 0.1053 | 2020-09-21 | 2022-07-19 | [6 empty] | 2022-04-04 01:01
|  | Innova renewables limited | Moreton morrell solar plant | Land At Church Hill Farm |  | And land off newbold road |  | CV35 9DD | United Kingdom | 43140 | 25476 | Berkswell 132Kv S Stn | Harbury 33Kv S Stn |  | 33 | Western Power Distribution (East Midlands) Plc | Solar | Photovoltaic |  |  | 0 | 20 | Advanced Fuel (produced via gasification or pyrolysis of biofuel or waste) | Engine (combustion / reciprocating) |  |  |  |  | Advanced Fuel (produced via gasification or pyrolysis of biofuel or waste) | Engine (combustion / reciprocating) | [5 empty] | Accepted to connect | [6 empty] | 20 | 20 | 21.0526 | 0.2 | 0.2105 | 2020-08-17 | 2022-10-07 | [6 empty] | 2022-04-04 01:01
|  | Falck renewables wind limited | Bryntail farm solar power plant |  | Rhydyfelin | Pontypridd |  | CF37 5LJ | United Kingdom | 30948 | 18874 | Upper Boat | Upper Boat Bsp |  | 33 | Western Power Distribution (South Wales) Plc | Solar | Photovoltaic |  |  | 0 | 38 | Advanced Fuel (produced via gasification or pyrolysis of biofuel or waste) | Engine (combustion / reciprocating) |  |  |  |  | Advanced Fuel (produced via gasification or pyrolysis of biofuel or waste) | Engine (combustion / reciprocating) | [5 empty] | Accepted to connect | [6 empty] | 38 | 38 | 40 | 0.3 | 0.3158 | 2020-10-09 | 2022-11-29 | [6 empty] | 2022-04-04 01:01
|  | Elgin energy esco ltd | Ref 20620, hanwell estate pv, lands at park farm and west fa | Hanwell |  | Banbury |  | TN7 4BL | United Kingdom |  |  | East Claydon 132Kv S Stn |  |  | 132 | Western Power Distribution (West Midlands) Plc | Solar | Photovoltaic |  |  | 0 | 40 | Advanced Fuel (produced via gasification or pyrolysis of biofuel or waste) | Engine (combustion / reciprocating) |  |  |  |  | Advanced Fuel (produced via gasification or pyrolysis of biofuel or waste) | Engine (combustion / reciprocating) | [5 empty] | Accepted to connect | [6 empty] | 40 | 40 | 42.1053 | 0.3 | 0.3158 | 2020-12-09 | 2022-08-19 | [6 empty] | 2022-04-04 01:01
|  | Opdenergy uk 2 ltd |  | Angrave Road | East Leake | Rushcliffe | Nottinghamshire | LE12 6JA | United Kingdom | 45553 | 32739 | Ratcliffe On Soar 132Kv S Stn | Willoughby 33Kv S Stn |  | 33 | Western Power Distribution (East Midlands) Plc | Solar | Photovoltaic |  |  | 0 | 3 | Advanced Fuel (produced via gasification or pyrolysis of biofuel or waste) | Engine (combustion / reciprocating) |  |  |  |  | Advanced Fuel (produced via gasification or pyrolysis of biofuel or waste) | Engine (combustion / reciprocating) | [5 empty] | Accepted to connect | [6 empty] | 3 | 3 | 3.1579 | 0.1 | 0.1053 | 2020-12-01 | 2023-04-01 | [6 empty] | 2022-04-04 01:01
|  | Ads no3 limited |  | Rocks Green |  | Rock green | Shropshire | SY8 2DT | United Kingdom | 35263 | 27585 | Bishops Wood 132Kv S Stn |  |  | 132 | Western Power Distribution (West Midlands) Plc | Solar | Photovoltaic |  |  | 0 | 40 | Advanced Fuel (produced via gasification or pyrolysis of biofuel or waste) | Engine (combustion / reciprocating) |  |  |  |  | Advanced Fuel (produced via gasification or pyrolysis of biofuel or waste) | Engine (combustion / reciprocating) | [5 empty] | Accepted to connect | [6 empty] | 40 | 40 | 42.1053 | 12 | 12.6316 | 2020-12-07 | 2022-10-03 | [6 empty] | 2022-04-04 01:01
|  | Edf energy renewables limited | Land east of : | Sulgrave |  | Banbury |  | OX17 2SF | United Kingdom | 45610 | 24576 | East Claydon 132Kv S Stn |  |  | 132 | Western Power Distribution (East Midlands) Plc | Solar | Photovoltaic |  |  | 0 | 129.87 | Advanced Fuel (produced via gasification or pyrolysis of biofuel or waste) | Engine (combustion / reciprocating) |  |  |  |  | Advanced Fuel (produced via gasification or pyrolysis of biofuel or waste) | Engine (combustion / reciprocating) | [5 empty] | Accepted to connect | [6 empty] | 129.87 | 129.87 | 136.7053 | 0.5 | 0.5263 | 2020-12-07 | 2023-03-31 | [6 empty] | 2022-04-04 01:01
|  | Powertree (sidings road) limited | - | Sidings Road |  | Kirkby in ashfield | Nottinghamshire | NG17 7JZ | United Kingdom |  |  | Chesterfield 132Kv S Stn | Annesley 33Kv S Stn | Sutton Junction 33 11Kv S Stn | 11 | Western Power Distribution (East Midlands) Plc | Fossil - Gas | Engine (combustion / reciprocating) | Yes |  | 0 | 3.2 | Advanced Fuel (produced via gasification or pyrolysis of biofuel or waste) | Engine (combustion / reciprocating) |  |  |  |  | Advanced Fuel (produced via gasification or pyrolysis of biofuel or waste) | Engine (combustion / reciprocating) | [5 empty] | Accepted to connect | [6 empty] | 3.2 | 3.2 | 3.3684 | 0.1 | 0.1053 | 2020-09-10 | 2022-04-10 | [6 empty] | 2022-04-04 01:01
|  | Ks spv 61 limited | Alfreton solar farm | Hall Farm |  | Alfreton |  | DE55 7AH | United Kingdom | 44077 | 35581 | Chesterfield 132Kv S Stn | Alfreton 132Kv S Stn |  | 132 | Western Power Distribution (East Midlands) Plc | Solar | Photovoltaic |  |  | 0 | 38 | Advanced Fuel (produced via gasification or pyrolysis of biofuel or waste) | Engine (combustion / reciprocating) |  |  |  |  | Advanced Fuel (produced via gasification or pyrolysis of biofuel or waste) | Engine (combustion / reciprocating) | [5 empty] | Accepted to connect | [6 empty] | 38 | 38 | 40 | 0.1 | 0.1053 | 2020-10-08 | 2022-09-02 | [6 empty] | 2022-04-04 01:01
|  | Ecotricity generation ltd | Woodlands farm |  | Clapton | Berkeley |  | GL13 9QU | United Kingdom | 36600 | 19772 | Iron Acton 132Kv S Stn | Ryeford 132Kv S Stn | Berkeley 33 11Kv S Stn | 11 | Western Power Distribution (West Midlands) Plc | Solar | Photovoltaic |  |  | 0 | 4 | Advanced Fuel (produced via gasification or pyrolysis of biofuel or waste) | Engine (combustion / reciprocating) |  |  |  |  | Advanced Fuel (produced via gasification or pyrolysis of biofuel or waste) | Engine (combustion / reciprocating) | [5 empty] | Accepted to connect | [6 empty] | 4 | 4 | 4.2105 | 0.05 | 0.0526 | 2020-09-28 | 2022-12-13 | [6 empty] | 2022-04-04 01:01
|  | Statkraft uk ltd | Peterston super ely |  |  | Cardiff |  |  | United Kingdom |  |  | Upper Boat |  |  | 132 | Western Power Distribution (South Wales) Plc | Solar | Photovoltaic |  |  | 0 | 60 | Stored Energy (all stored energy irrespective of the original energy source) | Storage - Electrochemical (Batteries) |  |  | 0 | 60 | Advanced Fuel (produced via gasification or pyrolysis of biofuel or waste) | Engine (combustion / reciprocating) | [5 empty] | Accepted to connect | [6 empty] | 120 | 60 | 63.1579 | 60 | 63.1579 | 2020-12-15 | 2022-09-08 | [6 empty] | 2022-04-04 01:01
|  | Aura power solar uk ltd | Newton farm, newton solar farm | Lea Lane | And Land At, Drointon, Staffor | Rugeley |  | WS15 3NP | United Kingdom | 40378 | 32526 | Bushbury D 132Kv |  |  | 132 | Western Power Distribution (West Midlands) Plc | Solar | Photovoltaic |  |  | 0 | 49.9 | Advanced Fuel (produced via gasification or pyrolysis of biofuel or waste) | Engine (combustion / reciprocating) |  |  |  |  | Advanced Fuel (produced via gasification or pyrolysis of biofuel or waste) | Engine (combustion / reciprocating) | [5 empty] | Accepted to connect | [6 empty] | 49.9 | 49.9 | 52.5263 | 0.8 | 0.8421 | 2020-10-12 | 2023-04-13 | [6 empty] | 2022-04-04 01:01
|  | Elgin energy esco ltd | Lands at church farm |  | Withington | Shrewsbury | Shropshire | SY4 4PZ | United Kingdom | 35788 | 31324 | Shrewsbury 132Kv S Stn |  |  | 132 | Western Power Distribution (West Midlands) Plc | Solar | Photovoltaic |  |  | 0 | 25 | Advanced Fuel (produced via gasification or pyrolysis of biofuel or waste) | Engine (combustion / reciprocating) |  |  |  |  | Advanced Fuel (produced via gasification or pyrolysis of biofuel or waste) | Engine (combustion / reciprocating) | [5 empty] | Accepted to connect | [6 empty] | 25 | 25 | 26.3158 | 0.3 | 0.3158 | 2020-12-29 | 2023-02-28 | [6 empty] | 2022-04-04 01:01
|  | Gtc | N0019270-1 unit 520 | Harvie Card Way | Magna Park | Milton keynes |  | MK17 7AB | United Kingdom |  |  | East Claydon 132Kv S Stn | Bletchley 33Kv S Stn | Fen Farm 33 11Kv S Stn | 11 | Western Power Distribution (East Midlands) Plc | Solar | Photovoltaic |  |  | 0 | 2 | Advanced Fuel (produced via gasification or pyrolysis of biofuel or waste) | Engine (combustion / reciprocating) |  |  |  |  | Advanced Fuel (produced via gasification or pyrolysis of biofuel or waste) | Engine (combustion / reciprocating) | [5 empty] | Accepted to connect | [6 empty] | 2 | 2 | 2.1053 | 0 | 0 | 2020-10-21 | 2022-04-27 | [6 empty] | 2022-04-04 01:01
|  | Solar century holdings ltd | Treiscoe solar energy farm |  |  | Indian queens gsp |  |  | United Kingdom |  |  | Indian Queens Sgp |  |  | 132 | Western Power Distribution (South West) Plc | Solar | Photovoltaic |  |  | 0 | 32 | Stored Energy (all stored energy irrespective of the original energy source) | Storage - Electrochemical (Batteries) |  |  | 0 | 25 | Advanced Fuel (produced via gasification or pyrolysis of biofuel or waste) | Engine (combustion / reciprocating) | [5 empty] | Accepted to connect | [6 empty] | 57 | 44 | 46.3158 | 25 | 26.3158 | 2020-11-13 | 2022-09-02 | [6 empty] | 2022-04-04 01:01
|  | Eeb52 limited | Proposed solar & battery storage | Wyndham Estate |  | Washford |  | TA23 0JT | United Kingdom | 30528 | 14202 | Taunton Sgp | Bowhays Cross Bsp |  | 33 | Western Power Distribution (South West) Plc | Solar | Photovoltaic |  |  | 0 | 20 | Advanced Fuel (produced via gasification or pyrolysis of biofuel or waste) | Engine (combustion / reciprocating) |  |  |  |  | Advanced Fuel (produced via gasification or pyrolysis of biofuel or waste) | Engine (combustion / reciprocating) | [5 empty] | Accepted to connect | [6 empty] | 20 | 20 | 21.0526 | 20 | 21.0526 | 2020-10-28 | 2022-08-11 | [6 empty] | 2022-04-04 01:01
|  | Natural power consultants | Rhoscrowther wind farm |  | Rhoscrowther | Pembroke |  |  | United Kingdom |  |  | Pembroke Power Station | Pembroke Power Station Bsp |  | 132 | Western Power Distribution (South Wales) Plc | Wind | Onshore wind turbines |  |  | 0 | 18 | Advanced Fuel (produced via gasification or pyrolysis of biofuel or waste) | Engine (combustion / reciprocating) |  |  |  |  | Advanced Fuel (produced via gasification or pyrolysis of biofuel or waste) | Engine (combustion / reciprocating) | [5 empty] | Accepted to connect | [6 empty] | 18 | 18 | 18.9474 | 0.25 | 0.2632 | 2020-09-16 | 2022-11-01 | [6 empty] | 2022-04-04 01:01
|  | Cx group | Land south of | Rhigos Road |  | Aberdare |  | CF44 9YR | United Kingdom | 29154 | 20695 | Swansea North Grid | Hirwaun Grid | Hirwaun Primary | 11 | Western Power Distribution (South Wales) Plc | Solar | Photovoltaic |  |  | 0 | 7.6 | Advanced Fuel (produced via gasification or pyrolysis of biofuel or waste) | Engine (combustion / reciprocating) |  |  |  |  | Advanced Fuel (produced via gasification or pyrolysis of biofuel or waste) | Engine (combustion / reciprocating) | [5 empty] | Accepted to connect | [6 empty] | 7.6 | 7.6 | 8 | 0.04 | 0.0421 | 2020-10-13 | 2022-10-03 | [6 empty] | 2022-04-04 01:01
|  | Conrad (bridgwater) limited | Proposed generation | Land Off Axe Road | Colley Lane Ind Estate | Bridgwater |  | TA6 5LP | United Kingdom | 330850 | 136059 | Bridgwater Sgp | Bridgwater Grid Bsp | Bath Road Primary | 11 | Western Power Distribution (South West) Plc | Fossil - Gas | Engine (combustion / reciprocating) |  |  | 0 | 7.2 | Advanced Fuel (produced via gasification or pyrolysis of biofuel or waste) | Engine (combustion / reciprocating) |  |  |  |  | Advanced Fuel (produced via gasification or pyrolysis of biofuel or waste) | Engine (combustion / reciprocating) | [5 empty] | Accepted to connect | [6 empty] | 7.2 | 7.2 | 7.5789 | 0.3 | 0.3158 | 2021-01-12 | 2022-09-01 | [6 empty] | 2022-04-04 01:01
|  | Solar century holdings ltd | Proposed solar scheme | Stock Lane | Langford | Bristol |  | B40 5EU | United Kingdom |  |  | Bridgwater Sgp | Churchill Bsp 132Kv |  | 132 | Western Power Distribution (South West) Plc | Solar | Photovoltaic |  |  | 0 | 60 | Stored Energy (all stored energy irrespective of the original energy source) | Storage - Electrochemical (Batteries) |  |  | 0 | 60 | Advanced Fuel (produced via gasification or pyrolysis of biofuel or waste) | Engine (combustion / reciprocating) | [5 empty] | Accepted to connect | [6 empty] | 120 | 60 | 63.1579 | 60 | 63.1579 | 2020-12-02 | 2022-09-06 | [6 empty] | 2022-04-04 01:01
|  | Bpuwl 11 limited | Farm, lampeter to nant-rhysgog wind | Bryn Glas Nad Bryn-Y-Rhyd | Grids Sn684526 |  |  |  | United Kingdom |  |  | Swansea North Grid | Lampeter Grid |  | 33 | Western Power Distribution (South Wales) Plc | Wind | Onshore wind turbines |  |  | 0 | 25.2 | Advanced Fuel (produced via gasification or pyrolysis of biofuel or waste) | Engine (combustion / reciprocating) |  |  |  |  | Advanced Fuel (produced via gasification or pyrolysis of biofuel or waste) | Engine (combustion / reciprocating) | [5 empty] | Accepted to connect | [6 empty] | 25.2 | 25.2 | 26.5263 | 0.5 | 0.5263 | 2020-11-24 | 2026-03-31 | [6 empty] | 2022-04-04 01:01
|  | Communiies for renewables cic | Chelston meadow landfill site | The Ride |  | Plymouth |  | PL9 7JS | United Kingdom | 25080 | 5516 | Abham Sgp | Plymouth Bsp |  | 33 | Western Power Distribution (South West) Plc | Solar | Photovoltaic |  |  | 0 | 10 | Advanced Fuel (produced via gasification or pyrolysis of biofuel or waste) | Engine (combustion / reciprocating) |  |  |  |  | Advanced Fuel (produced via gasification or pyrolysis of biofuel or waste) | Engine (combustion / reciprocating) | [5 empty] | Accepted to connect | [6 empty] | 10 | 10 | 10.5263 | 0 | 0 | 2020-12-09 | 2022-10-31 | [6 empty] | 2022-04-04 01:01
|  | Renewable energy systems limited | Kingston solar | Kingston Estate | Kingston On Soar | Nottingham |  | NG11 0DN | United Kingdom | 45167 | 32812 | Ratcliffe On Soar 132Kv S Stn |  |  | 132 | Western Power Distribution (East Midlands) Plc | Solar | Photovoltaic |  |  | 0 | 50 | Advanced Fuel (produced via gasification or pyrolysis of biofuel or waste) | Engine (combustion / reciprocating) |  |  |  |  | Advanced Fuel (produced via gasification or pyrolysis of biofuel or waste) | Engine (combustion / reciprocating) | [5 empty] | Accepted to connect | [6 empty] | 50 | 50 | 52.6316 | 0.1 | 0.1053 | 2021-01-08 | 2024-01-26 | [6 empty] | 2022-04-04 01:01
|  | Re projects development ltd | Land at |  | Rhigos | Aberdare |  | CF44 9UG | United Kingdom | 292640 | 206186 | Swansea North Grid | Hirwaun Grid | Hirwaun Primary | 11 | Western Power Distribution (South Wales) Plc | Solar | Photovoltaic |  |  | 0 | 7 | Advanced Fuel (produced via gasification or pyrolysis of biofuel or waste) | Engine (combustion / reciprocating) |  |  |  |  | Advanced Fuel (produced via gasification or pyrolysis of biofuel or waste) | Engine (combustion / reciprocating) | [5 empty] | Accepted to connect | [6 empty] | 7 | 7 | 7.3684 | 0.04 | 0.0421 | 2020-12-16 | 2022-07-24 | [6 empty] | 2022-04-04 01:01
|  | Renewable connections | Old hall farm solar & storage | Old Hall Farm | Ragdale | Melton mowbray | Leicestershire | LE14 3PP | United Kingdom | 46553 | 32133 | Ratcliffe On Soar 132Kv S Stn | Willoughby 33Kv S Stn |  | 33 | Western Power Distribution (East Midlands) Plc | Solar | Photovoltaic |  |  | 0 | 18 | Stored Energy (all stored energy irrespective of the original energy source) | Storage - Electrochemical (Batteries) |  |  | 0 | 18 | Advanced Fuel (produced via gasification or pyrolysis of biofuel or waste) | Engine (combustion / reciprocating) | [5 empty] | Accepted to connect | [6 empty] | 36 | 18 | 18.9474 | 2 | 2.1053 | 2021-03-02 | 2023-05-11 | [6 empty] | 2022-04-04 01:01
|  | Balance power projects limited | Redditch north | Hewell Road |  | Redditch |  | B97 6BB | United Kingdom | 40324 | 26825 | Feckenham 66 11Kv S Stn | Feckenham 66/11Kv | Redditch North 66 11Kv S Stn | 11 | Western Power Distribution (West Midlands) Plc | Fossil - Gas | Engine (combustion / reciprocating) |  |  | 0 | 7.12 | Advanced Fuel (produced via gasification or pyrolysis of biofuel or waste) | Engine (combustion / reciprocating) |  |  |  |  | Advanced Fuel (produced via gasification or pyrolysis of biofuel or waste) | Engine (combustion / reciprocating) | [5 empty] | Accepted to connect | [6 empty] | 7.12 | 7.12 | 7.4947 | 0.21 | 0.221 | 2020-11-10 | 2022-07-04 | [6 empty] | 2022-04-04 01:01
|  | Novergy ltd | Site near | Newlands Lane | Colton | Lichfield | Staffordshire | WS15 3JD | United Kingdom | 40737 | 32193 | Rugeley 132Kv S Stn |  |  | 132 | Western Power Distribution (West Midlands) Plc | Solar | Photovoltaic |  |  | 0 | 55 | Advanced Fuel (produced via gasification or pyrolysis of biofuel or waste) | Engine (combustion / reciprocating) |  |  |  |  | Advanced Fuel (produced via gasification or pyrolysis of biofuel or waste) | Engine (combustion / reciprocating) | [5 empty] | Accepted to connect | [6 empty] | 55 | 55 | 57.8947 | 0.98 | 1.0316 | 2021-03-30 | 2023-01-13 | [6 empty] | 2022-04-04 01:01
|  | Welsh power group limited | Plot 3 | Forge Way | Knypersley | Staffordshire |  | ST8 7DN | United Kingdom | 38795 | 35568 | Cellarhead 132Kv | Whitfield 132 33Kv S Stn | Knypersley 33 11Kv S Stn | 11 | Western Power Distribution (West Midlands) Plc | Fossil - Gas | Engine (combustion / reciprocating) | Yes |  | 0 | 7.012 | Advanced Fuel (produced via gasification or pyrolysis of biofuel or waste) | Engine (combustion / reciprocating) |  |  |  |  | Advanced Fuel (produced via gasification or pyrolysis of biofuel or waste) | Engine (combustion / reciprocating) | [5 empty] | Accepted to connect | [6 empty] | 7.012 | 7.012 | 7.381 | 0.36 | 0.379 | 2021-02-18 | 2022-06-30 | [6 empty] | 2022-04-04 01:01
|  | Innova renewables limited | Tolldish hall solar plant | Parrotts Grove |  | Coventry |  | CV2 1NR | United Kingdom | 43723 | 28455 | Coventry 132Kv S Stn | Coventry North 33Kv S Stn |  | 33 | Western Power Distribution (East Midlands) Plc | Solar | Photovoltaic |  |  | 0 | 25 | Advanced Fuel (produced via gasification or pyrolysis of biofuel or waste) | Engine (combustion / reciprocating) |  |  |  |  | Advanced Fuel (produced via gasification or pyrolysis of biofuel or waste) | Engine (combustion / reciprocating) | [5 empty] | Accepted to connect | [6 empty] | 25 | 25 | 26.3158 | 0.2 | 0.2105 | 2021-01-15 | 2023-05-05 | [6 empty] | 2022-04-04 01:01
|  | Cenin renewables ltd | Coity walia area |  |  | Bridgend |  |  | United Kingdom |  |  | Pyle Grid | Pyle Bsp |  | 132 | Western Power Distribution (South Wales) Plc | Wind | Onshore wind turbines |  |  | 0 | 49.999 | Advanced Fuel (produced via gasification or pyrolysis of biofuel or waste) | Engine (combustion / reciprocating) |  |  |  |  | Advanced Fuel (produced via gasification or pyrolysis of biofuel or waste) | Engine (combustion / reciprocating) | [5 empty] | Accepted to connect | [6 empty] | 49.999 | 49.999 | 52.6305 | 0.75 | 0.7895 | 2021-01-27 | 2022-08-25 | [6 empty] | 2022-04-04 01:01
|  | Opdenergy uk 4 limited |  | Blithbury Road | Colton | Lichfield | Staffordshire | WS15 3HW | United Kingdom | 40619 | 31984 | Rugeley 132Kv S Stn |  |  | 132 | Western Power Distribution (West Midlands) Plc | Solar | Photovoltaic |  |  | 0 | 42 | Advanced Fuel (produced via gasification or pyrolysis of biofuel or waste) | Engine (combustion / reciprocating) |  |  |  |  | Advanced Fuel (produced via gasification or pyrolysis of biofuel or waste) | Engine (combustion / reciprocating) | [5 empty] | Accepted to connect | [6 empty] | 42 | 42 | 44.2105 | 0.6 | 0.6316 | 2020-12-03 | 2022-09-02 | [6 empty] | 2022-04-04 01:01
|  | Rctcbc corporate energy team | 42mw wind turbine | Maerdy Top |  | Maerdy |  | CF43 4FP | United Kingdom | 29724 | 19900 | Swansea North Grid | Hirwaun Grid | Maerdy | 11 | Western Power Distribution (South Wales) Plc | Wind | Onshore wind turbines |  |  | 0 | 4.2 | Advanced Fuel (produced via gasification or pyrolysis of biofuel or waste) | Engine (combustion / reciprocating) |  |  |  |  | Advanced Fuel (produced via gasification or pyrolysis of biofuel or waste) | Engine (combustion / reciprocating) | [5 empty] | Accepted to connect | [6 empty] | 4.2 | 4.2 | 4.4211 | 0.05 | 0.0526 | 2020-12-17 | 2022-04-10 | [6 empty] | 2022-04-04 01:01
|  | Conrad energy (developments) ltd | Proposed battery installation |  | Dunkeswell | Honiton | Devon | EX14 4LG | United Kingdom | 31277 | 10742 | Exeter Main Sgp | Tiverton Bsp | Dunkeswell 33/11Kv | 11 | Western Power Distribution (South West) Plc | Stored Energy (all stored energy irrespective of the original energy source) | Storage - Electrochemical (Batteries) |  |  | 0 | 5.5 | Advanced Fuel (produced via gasification or pyrolysis of biofuel or waste) | Engine (combustion / reciprocating) |  |  |  |  | Advanced Fuel (produced via gasification or pyrolysis of biofuel or waste) | Engine (combustion / reciprocating) | [5 empty] | Accepted to connect | [6 empty] | 5.5 | 5.5 | 5.7895 | 5.5 | 5.7895 | 2020-11-12 | 2022-06-01 | [6 empty] | 2022-04-04 01:01
|  | Low carbon uk solar | Hill court solar farm | Hill Court Estate | Hill | Berkeley |  | GL13 9ED | United Kingdom | 363605 | 196251 | Iron Acton 132Kv S Stn |  |  | 132 | Western Power Distribution (West Midlands) Plc | Stored Energy (all stored energy irrespective of the original energy source) | Storage - Electrochemical (Batteries) |  |  | 0 | 35 | Advanced Fuel (produced via gasification or pyrolysis of biofuel or waste) | Engine (combustion / reciprocating) |  |  |  |  | Advanced Fuel (produced via gasification or pyrolysis of biofuel or waste) | Engine (combustion / reciprocating) | [5 empty] | Accepted to connect | [6 empty] | 35 | 35 | 36.8421 | 35 | 36.8421 | 2021-01-07 | 2022-11-08 | [6 empty] | 2022-04-04 01:01
|  | Steerway solar limited | Steerway farm |  | Wellington | Telford |  | TF1 2JU | United Kingdom | 36546 | 30962 | Ironbridge 132Kv S Stn | Ketley 132Kv S Stn |  | 33 | Western Power Distribution (West Midlands) Plc | Solar | Photovoltaic |  |  | 0 | 30 | Advanced Fuel (produced via gasification or pyrolysis of biofuel or waste) | Engine (combustion / reciprocating) |  |  |  |  | Advanced Fuel (produced via gasification or pyrolysis of biofuel or waste) | Engine (combustion / reciprocating) | [5 empty] | Accepted to connect | [6 empty] | 30 | 30 | 31.5789 | 0.5 | 0.5263 | 2020-12-15 | 2023-12-20 | [6 empty] | 2022-04-04 01:01
|  | Solar 2 ltd | Welby pastures | Grantham |  |  |  | NG32 3LU | United Kingdom | 49781 | 33978 | Bicker Fen 132Kv S Stn | Grantham 33Kv S Stn |  | 33 | Western Power Distribution (East Midlands) Plc | Solar | Photovoltaic |  |  | 0 | 40 | Advanced Fuel (produced via gasification or pyrolysis of biofuel or waste) | Engine (combustion / reciprocating) |  |  |  |  | Advanced Fuel (produced via gasification or pyrolysis of biofuel or waste) | Engine (combustion / reciprocating) | [5 empty] | Accepted to connect | [6 empty] | 40 | 40 | 42.1053 | 0.3 | 0.3158 | 2020-12-02 | 2022-10-03 | [6 empty] | 2022-04-04 01:01
|  | Immersa | Fair view farm |  | Carnkie | Helston | Cornwall | TR13 0DZ | United Kingdom | 171696 | 34077 | Indian Queens Sgp | Rame Bsp |  | 132 | Western Power Distribution (South West) Plc | Stored Energy (all stored energy irrespective of the original energy source) | Storage - Electrochemical (Batteries) |  |  | 0 | 40 | Advanced Fuel (produced via gasification or pyrolysis of biofuel or waste) | Engine (combustion / reciprocating) |  |  |  |  | Advanced Fuel (produced via gasification or pyrolysis of biofuel or waste) | Engine (combustion / reciprocating) | [5 empty] | Accepted to connect | [6 empty] | 40 | 40 | 42.1053 | 40 | 42.1053 | 2021-02-12 | 2022-08-05 | [6 empty] | 2022-04-04 01:01
|  | Balance energy 1 limited |  | Wolverhampton West |  | South staffordshire railway walk |  | WV4 4XX | United Kingdom | 38710 | 29688 | Penn 132Kv S Stn |  |  | 33 | Western Power Distribution (West Midlands) Plc | Stored Energy (all stored energy irrespective of the original energy source) | Storage - Electrochemical (Batteries) |  |  | 0 | 49.9 | Advanced Fuel (produced via gasification or pyrolysis of biofuel or waste) | Engine (combustion / reciprocating) |  |  |  |  | Advanced Fuel (produced via gasification or pyrolysis of biofuel or waste) | Engine (combustion / reciprocating) | [5 empty] | Accepted to connect | [6 empty] | 49.9 | 49.9 | 52.5263 | 49.9 | 52.5263 | 2021-03-29 | 2022-12-14 | [6 empty] | 2022-04-04 01:01
|  | Renewable energy systems limited | Land off | Longhedge Lane | Thoroton | Nottingham |  | NG13 9DS | United Kingdom | 47630 | 34243 | Staythorpe C 132Kv S Stn |  |  | 132 | Western Power Distribution (East Midlands) Plc | Solar | Photovoltaic |  |  | 0 | 49.9 | Advanced Fuel (produced via gasification or pyrolysis of biofuel or waste) | Engine (combustion / reciprocating) |  |  |  |  | Advanced Fuel (produced via gasification or pyrolysis of biofuel or waste) | Engine (combustion / reciprocating) | [5 empty] | Accepted to connect | [6 empty] | 49.9 | 49.9 | 52.5263 | 0.4 | 0.421 | 2020-12-04 | 2024-05-01 | [6 empty] | 2022-04-04 01:01
|  | Relay energlyn limited | Energlyn solar park | Eglwysilian Road | Penyrheol Trecenydd & Energlyn | Abertridwr | Caerphilly, Wales | CF83 4ET | United Kingdom | 31223 | 18904 | Upper Boat | Upper Boat Bsp |  | 33 | Western Power Distribution (South Wales) Plc | Solar | Photovoltaic |  |  | 0 | 15 | Advanced Fuel (produced via gasification or pyrolysis of biofuel or waste) | Engine (combustion / reciprocating) |  |  |  |  | Advanced Fuel (produced via gasification or pyrolysis of biofuel or waste) | Engine (combustion / reciprocating) | [5 empty] | Accepted to connect | [6 empty] | 15 | 15 | 15.7895 | 0.2 | 0.2105 | 2020-12-14 | 2022-08-05 | [6 empty] | 2022-04-04 01:01
|  | Immersa ltd | Sanigar farm, proposed battery storage | Sanigar Lane |  | Berkeley | Gloucestershire | GL13 9NH | United Kingdom | 36694 | 20115 | Iron Acton 132Kv S Stn |  |  | 132 | Western Power Distribution (West Midlands) Plc | Stored Energy (all stored energy irrespective of the original energy source) | Storage - Electrochemical (Batteries) |  |  | 0 | 49.52 | Advanced Fuel (produced via gasification or pyrolysis of biofuel or waste) | Engine (combustion / reciprocating) |  |  |  |  | Advanced Fuel (produced via gasification or pyrolysis of biofuel or waste) | Engine (combustion / reciprocating) | [5 empty] | Accepted to connect | [6 empty] | 49.52 | 50 | 52.6316 | 50 | 52.6316 | 2021-02-01 | 2022-12-22 | [6 empty] | 2022-04-04 01:01
|  | Grid connection consulting | Hendy wind farm | Near Llandrindod Wells |  | Powys |  | LD1 5SE | United Kingdom | 31579 | 25322 | Rassau Gsp | Abergavenny |  | 66 | Western Power Distribution (South Wales) Plc | Wind | Onshore wind turbines |  |  | 0 | 13.16 | Advanced Fuel (produced via gasification or pyrolysis of biofuel or waste) | Engine (combustion / reciprocating) |  |  |  |  | Advanced Fuel (produced via gasification or pyrolysis of biofuel or waste) | Engine (combustion / reciprocating) | [5 empty] | Accepted to connect | [6 empty] | 13.16 | 13.16 | 13.8526 | 0.18 | 0.1895 | 2020-12-04 | 2022-09-12 | [6 empty] | 2022-04-04 01:01
|  | Arl 016 limited | Catherine de barnes site | Land To The West Of Grand Unio |  | Catherine de barnes |  | B91 2SY | United Kingdom | 41810 | 27903 | Lea Marston 132Kv S Stn |  |  | 132 | Western Power Distribution (West Midlands) Plc | Stored Energy (all stored energy irrespective of the original energy source) | Storage - Electrochemical (Batteries) |  |  | 0 | 98 | Advanced Fuel (produced via gasification or pyrolysis of biofuel or waste) | Engine (combustion / reciprocating) |  |  |  |  | Advanced Fuel (produced via gasification or pyrolysis of biofuel or waste) | Engine (combustion / reciprocating) | [5 empty] | Accepted to connect | [6 empty] | 98 | 98 | 103.1579 | 98 | 103.1579 | 2021-02-19 | 2023-03-31 | [6 empty] | 2022-04-04 01:01
|  | Norchard solar farm limited | Norchard farm |  | Crossway Green | Stourport-on-severn, |  | DY13 9SN | United Kingdom | 38489 | 26857 | Bishops Wood 132Kv S Stn | Stourport 132 66 33Kv S Stn |  | 66 | Western Power Distribution (West Midlands) Plc | Solar | Photovoltaic |  |  | 0 | 25 | Advanced Fuel (produced via gasification or pyrolysis of biofuel or waste) | Engine (combustion / reciprocating) |  |  |  |  | Advanced Fuel (produced via gasification or pyrolysis of biofuel or waste) | Engine (combustion / reciprocating) | [5 empty] | Accepted to connect | [6 empty] | 25 | 25 | 26.3158 | 1 | 1.0526 | 2020-11-26 | 2022-08-30 | [6 empty] | 2022-04-04 01:01
|  | Fcc environment | Eastcroft efw | Incinerator Road |  | Nottingham |  | NG2 3JH | United Kingdom | 45792 | 33895 | Ratcliffe On Soar 132Kv S Stn | Nottingham 33Kv S Stn |  | 33 | Western Power Distribution (East Midlands) Plc | Waste | Steam turbine (thermal power plant) |  |  | 0 | 24.8 | Advanced Fuel (produced via gasification or pyrolysis of biofuel or waste) | Engine (combustion / reciprocating) |  |  |  |  | Advanced Fuel (produced via gasification or pyrolysis of biofuel or waste) | Engine (combustion / reciprocating) | [5 empty] | Accepted to connect | [6 empty] | 24.8 | 24.8 | 26.1053 | 8 | 8.421 | 2021-02-19 | 2023-10-21 | [6 empty] | 2022-04-04 01:01
|  | Cenin renewables ltd | Cenin swansea north 1 |  | Felindre | Swansea |  | SA5 7LX | United Kingdom | 26442 | 20174 | Swansea North Grid | Swansea North Bsp |  | 132 | Western Power Distribution (South Wales) Plc | Wind | Onshore wind turbines |  |  | 0 | 49 | Advanced Fuel (produced via gasification or pyrolysis of biofuel or waste) | Engine (combustion / reciprocating) |  |  |  |  | Advanced Fuel (produced via gasification or pyrolysis of biofuel or waste) | Engine (combustion / reciprocating) | [5 empty] | Accepted to connect | [6 empty] | 49 | 49.99 | 52.621 | 0.75 | 0.7895 | 2021-01-26 | 2027-09-01 | [6 empty] | 2022-04-04 01:01
|  | Dulas ltd | West beacon farm | Deans Lane | Woodhouse Evans | Loughborough |  | LE12 8TE | United Kingdom | 450831 | 315358 | Ratcliffe On Soar 132Kv S Stn | Loughborough 33Kv S Stn | Shepshed 33 11Kv S Stn | 11 | Western Power Distribution (East Midlands) Plc | Solar | Photovoltaic |  |  | 0 | 1 | Advanced Fuel (produced via gasification or pyrolysis of biofuel or waste) | Engine (combustion / reciprocating) |  |  |  |  | Advanced Fuel (produced via gasification or pyrolysis of biofuel or waste) | Engine (combustion / reciprocating) | [5 empty] | Accepted to connect | [6 empty] | 1 | 1 | 1.0526 | 0.05 | 0.0526 | 2021-02-15 | 2022-05-22 | [6 empty] | 2022-04-04 01:01
|  | Ersun (westhide spv) limited | Westhide farm | Westhide |  | Hereford |  | HR1 3QE | United Kingdom | 35639 | 24357 | Bishops Wood 132Kv S Stn | Hereford 66Kv S Stn |  | 66 | Western Power Distribution (West Midlands) Plc | Solar | Photovoltaic |  |  | 0 | 39 | Advanced Fuel (produced via gasification or pyrolysis of biofuel or waste) | Engine (combustion / reciprocating) |  |  |  |  | Advanced Fuel (produced via gasification or pyrolysis of biofuel or waste) | Engine (combustion / reciprocating) | [5 empty] | Accepted to connect | [6 empty] | 39 | 39 | 41.0526 | 0.315 | 0.3316 | 2020-12-01 | 2022-10-04 | [6 empty] | 2022-04-04 01:01
|  | Windel solar 5 limited | Land at | Rhiwfelin Farm |  | Llantrisant |  | CF72 8LQ | United Kingdom | 30468 | 18880 | Upper Boat | Talbot Green Grid | Talbot Green Primary | 11 | Western Power Distribution (South Wales) Plc | Solar | Photovoltaic |  |  | 0 | 7.5 | Advanced Fuel (produced via gasification or pyrolysis of biofuel or waste) | Engine (combustion / reciprocating) |  |  |  |  | Advanced Fuel (produced via gasification or pyrolysis of biofuel or waste) | Engine (combustion / reciprocating) | [5 empty] | Accepted to connect | [6 empty] | 7.5 | 7.5 | 7.8947 | 0.05 | 0.0526 | 2020-12-18 | 2022-08-26 | [6 empty] | 2022-04-04 01:01
|  | Opdenergy uk 3 limited | Plump hill, locquiers farm | Forest Of Dean |  | Gloucestershire |  | GL17 0HQ | United Kingdom | 36546 | 21715 | Port Ham 132Kv S Stn | Lydney 33Kv S Stn | Mitcheldean 33 11Kv S Stn | 33 | Western Power Distribution (West Midlands) Plc | Solar | Photovoltaic |  |  | 0 | 12 | Advanced Fuel (produced via gasification or pyrolysis of biofuel or waste) | Engine (combustion / reciprocating) |  |  |  |  | Advanced Fuel (produced via gasification or pyrolysis of biofuel or waste) | Engine (combustion / reciprocating) | [5 empty] | Accepted to connect | [6 empty] | 12 | 12 | 12.6316 | 0.3 | 0.3158 | 2021-02-26 | 2023-10-01 | [6 empty] | 2022-04-04 01:01
|  | Enersyst power solutions ltd | Telford stor | Recycling House | Rock Road | Ketley | Telford | TF1 5HW | United Kingdom | 36733 | 31046 | Abham Sgp | Paignton Bsp |  | 33 | Western Power Distribution (West Midlands) Plc | Biofuel - Landfill gas | Gas turbine (OCGT) |  |  | 0 | 20 | Advanced Fuel (produced via gasification or pyrolysis of biofuel or waste) | Engine (combustion / reciprocating) |  |  |  |  | Advanced Fuel (produced via gasification or pyrolysis of biofuel or waste) | Engine (combustion / reciprocating) | [5 empty] | Accepted to connect | [6 empty] | 20 | 20 | 21.0526 | 1.8 | 1.8947 | 2021-02-18 | 2023-04-01 | [6 empty] | 2022-04-04 01:01
|  | Couch perry & wilkes llp | Kettering energy park, cpw ref 200964 | Wold Road | Burton Lattimer | Kettering |  | NN15 5PN | United Kingdom | 49037 | 27506 | Grendon 132Kv S Stn |  |  | 132 | Western Power Distribution (East Midlands) Plc | Solar | Photovoltaic |  |  | 0 | 0 | Advanced Fuel (produced via gasification or pyrolysis of biofuel or waste) | Engine (combustion / reciprocating) |  |  |  |  | Advanced Fuel (produced via gasification or pyrolysis of biofuel or waste) | Engine (combustion / reciprocating) | [5 empty] | Accepted to connect | [6 empty] | 0 | 30 | 31.5789 | 40 | 42.1053 | 2021-04-20 | 2022-09-29 | [6 empty] | 2022-04-04 01:01
|  | Fiskerton pv limited | Fen farm | Fiskerton Road | Greetwell | Lincoln | Lincolnshire | LN3 4NG | United Kingdom | 501998 | 371582 | West Burton 132Kv S Stn | Lincoln Main No 1 33Kv S Stn |  | 33 | Western Power Distribution (East Midlands) Plc | Solar | Photovoltaic |  |  | 0 | 12 | Stored Energy (all stored energy irrespective of the original energy source) | Storage - Electrochemical (Batteries) |  |  | 0 | 12 | Advanced Fuel (produced via gasification or pyrolysis of biofuel or waste) | Engine (combustion / reciprocating) | [5 empty] | Accepted to connect | [6 empty] | 24 | 24 | 25.2632 | 12 | 12.6316 | 2021-01-13 | 2023-03-09 | [6 empty] | 2022-04-04 01:01
|  | Infraland limited | Garendon solar plant | Land North Of Shepshed |  | North west leicestershire |  | LE12 9SH | United Kingdom | 44816 | 32057 | Ratcliffe On Soar 132Kv S Stn |  |  | 132 | Western Power Distribution (East Midlands) Plc | Solar | Photovoltaic |  |  | 0 | 49.9 | Advanced Fuel (produced via gasification or pyrolysis of biofuel or waste) | Engine (combustion / reciprocating) |  |  |  |  | Advanced Fuel (produced via gasification or pyrolysis of biofuel or waste) | Engine (combustion / reciprocating) | [5 empty] | Accepted to connect | [6 empty] | 49.9 | 49.9 | 52.5263 | 0.2 | 0.2105 | 2021-03-02 | 2023-05-19 | [6 empty] | 2022-04-04 01:01
|  | Shireoaks energy centre limited | Shireoaks hall farm | Spring Lane | Shireoaks | Nottinghamshire |  | S81 8LY | United Kingdom | 45553 | 38067 | Chesterfield 132Kv S Stn | Whitwell 33Kv S Stn |  | 33 | Western Power Distribution (East Midlands) Plc | Solar | Photovoltaic |  |  | 0 | 20 | Advanced Fuel (produced via gasification or pyrolysis of biofuel or waste) | Engine (combustion / reciprocating) |  |  |  |  | Advanced Fuel (produced via gasification or pyrolysis of biofuel or waste) | Engine (combustion / reciprocating) | [5 empty] | Accepted to connect | [6 empty] | 20 | 20 | 21.0526 | 0.2 | 0.2105 | 2021-01-29 | 2023-03-31 | [6 empty] | 2022-04-04 01:01
|  | Sms plc | Western woods biomass 2 | Heol Cae'R-Bont |  | Port talbot |  | SA13 2NS | United Kingdom | 27916 | 18639 | Pyle Grid | Pyle Bsp | Pyle Primary | 132 | Western Power Distribution (South Wales) Plc | Biomass | Steam turbine (thermal power plant) |  |  | 0 | 44.6 | Advanced Fuel (produced via gasification or pyrolysis of biofuel or waste) | Engine (combustion / reciprocating) |  |  |  |  | Advanced Fuel (produced via gasification or pyrolysis of biofuel or waste) | Engine (combustion / reciprocating) | [5 empty] | Accepted to connect | [6 empty] | 44.6 | 44.6 | 46.9474 | 0 | 0 | 2021-02-03 | 2022-04-29 | [6 empty] | 2022-04-04 01:01
|  | Rdf energy no1 limited | Baldwins crane hire, land immediately south of | Westway Road | Alexandria Dock | Newport |  | NP20 2WE | United Kingdom |  |  | Uskmouth |  |  | 33 | Western Power Distribution (South Wales) Plc | Solar | Photovoltaic |  |  | 0 | 20 | Advanced Fuel (produced via gasification or pyrolysis of biofuel or waste) | Engine (combustion / reciprocating) |  |  |  |  | Advanced Fuel (produced via gasification or pyrolysis of biofuel or waste) | Engine (combustion / reciprocating) | [5 empty] | Accepted to connect | [6 empty] | 20 | 20 | 21.0526 | 3.5 | 3.6842 | 2021-02-05 | 2023-04-12 | [6 empty] | 2022-04-04 01:01
|  | Conrad (torquay) ltd | Proposed battery storage | Barton Hill Way |  | Torquay |  | TQ2 8JJ | United Kingdom |  |  | Abham Sgp | Torquay Bsp |  | 33 | Western Power Distribution (South West) Plc | Stored Energy (all stored energy irrespective of the original energy source) | Storage - Electrochemical (Batteries) |  |  | 0 | 22 | Advanced Fuel (produced via gasification or pyrolysis of biofuel or waste) | Engine (combustion / reciprocating) |  |  |  |  | Advanced Fuel (produced via gasification or pyrolysis of biofuel or waste) | Engine (combustion / reciprocating) | [5 empty] | Accepted to connect | [6 empty] | 22 | 22 | 23.1579 | 22 | 23.1579 | 2021-03-19 | 2022-10-13 | [6 empty] | 2022-04-04 01:01
|  | Certus utility consulting |  | Land Situated At Averham |  | Staythorpe, |  | NG23 5QY | United Kingdom | 47661 | 35471 | Staythorpe C 132Kv S Stn |  |  | 132 | Western Power Distribution (East Midlands) Plc | Stored Energy (all stored energy irrespective of the original energy source) | Storage - Electrochemical (Batteries) |  |  | 0 | 49.9 | Advanced Fuel (produced via gasification or pyrolysis of biofuel or waste) | Engine (combustion / reciprocating) |  |  |  |  | Advanced Fuel (produced via gasification or pyrolysis of biofuel or waste) | Engine (combustion / reciprocating) | [5 empty] | Accepted to connect | [6 empty] | 49.9 | 49.9 | 52.5263 | 49.9 | 52.5263 | 2021-03-24 | 2023-07-10 | [6 empty] | 2022-04-04 01:01
|  | Ks spv 63 limited | Milton end solar farm | Milton End Farm |  | Arlingham |  | GL2 7JH | United Kingdom | 37194 | 21073 | Port Ham 132Kv S Stn |  |  | 132 | Western Power Distribution (West Midlands) Plc | Solar | Photovoltaic |  |  | 0 | 49.9 | Advanced Fuel (produced via gasification or pyrolysis of biofuel or waste) | Engine (combustion / reciprocating) |  |  |  |  | Advanced Fuel (produced via gasification or pyrolysis of biofuel or waste) | Engine (combustion / reciprocating) | [5 empty] | Accepted to connect | [6 empty] | 49.9 | 49.9 | 52.5263 | 0.1 | 0.1053 | 2021-03-22 | 2022-08-18 | [6 empty] | 2022-04-04 01:01
|  | Sirius renewable energy ltd | Pen yr heol las solar farm | Heol Las | Energlyn | Caerphilly |  |  | United Kingdom |  |  | Upper Boat | Energlyn | Energlyn Primary | 11 | Western Power Distribution (South Wales) Plc | Solar | Photovoltaic |  |  | 0 | 10 | Advanced Fuel (produced via gasification or pyrolysis of biofuel or waste) | Engine (combustion / reciprocating) |  |  |  |  | Advanced Fuel (produced via gasification or pyrolysis of biofuel or waste) | Engine (combustion / reciprocating) | [5 empty] | Accepted to connect | [6 empty] | 10 | 10 | 10.5263 | 0.05 | 0.0526 | 2021-02-03 | 2022-07-29 | [6 empty] | 2022-04-04 01:01
|  | Anglo es water orton limited | Water orton bess | Watton Lane |  | Water orton |  | B46 1PB | United Kingdom | 41857 | 29102 | Lea Marston 132Kv S Stn |  |  | 132 | Western Power Distribution (West Midlands) Plc | Stored Energy (all stored energy irrespective of the original energy source) | Storage - Electrochemical (Batteries) |  |  | 0 | 50 | Advanced Fuel (produced via gasification or pyrolysis of biofuel or waste) | Engine (combustion / reciprocating) |  |  |  |  | Advanced Fuel (produced via gasification or pyrolysis of biofuel or waste) | Engine (combustion / reciprocating) | [5 empty] | Accepted to connect | [6 empty] | 50 | 50 | 52.6316 | 50 | 52.6316 | 2021-02-25 | 2022-10-03 | [6 empty] | 2022-04-04 01:01
|  | Gs vogt limited | Howgrove | Land Off Green Lane |  |  |  | BS40 8DT | United Kingdom | 35238 | 16283 | Bridgwater Sgp | Churchill Bsp 132Kv |  | 33 | Western Power Distribution (South West) Plc | Solar | Photovoltaic |  |  | 0 | 13.7 | Advanced Fuel (produced via gasification or pyrolysis of biofuel or waste) | Engine (combustion / reciprocating) |  |  |  |  | Advanced Fuel (produced via gasification or pyrolysis of biofuel or waste) | Engine (combustion / reciprocating) | [5 empty] | Accepted to connect | [6 empty] | 13.7 | 13.7 | 14.421 | 0.1 | 0.1053 | 2021-03-22 | 2022-10-11 | [6 empty] | 2022-04-04 01:01
|  | Solar 2 limited | Potterspury solar | Land North Of |  | Potterspury |  | NN12 7TT | United Kingdom | 47665 | 24446 | East Claydon 132Kv S Stn | Bradwell Abbey 33Kv S Stn |  | 33 | Western Power Distribution (East Midlands) Plc | Solar | Photovoltaic |  |  | 0 | 40 | Advanced Fuel (produced via gasification or pyrolysis of biofuel or waste) | Engine (combustion / reciprocating) |  |  |  |  | Advanced Fuel (produced via gasification or pyrolysis of biofuel or waste) | Engine (combustion / reciprocating) | [5 empty] | Accepted to connect | [6 empty] | 40 | 40 | 42.1053 | 0.3 | 0.3158 | 2020-12-15 | 2023-04-10 | [6 empty] | 2022-04-04 01:01
|  | Staffordshire solar 1 limited | Middle road farm | Middle Road | Harbury, | Leamington spa |  | CV33 9JN | United Kingdom | 43579 | 26045 | Berkswell 132Kv S Stn |  |  | 132 | Western Power Distribution (East Midlands) Plc | Solar | Photovoltaic |  |  | 0 | 40.65 | Stored Energy (all stored energy irrespective of the original energy source) | Storage - Electrochemical (Batteries) |  |  | 0 | 20 | Advanced Fuel (produced via gasification or pyrolysis of biofuel or waste) | Engine (combustion / reciprocating) | [5 empty] | Accepted to connect | [6 empty] | 60.65 | 40.65 | 42.7895 | 20 | 21.0526 | 2021-03-12 | 2022-08-26 | [6 empty] | 2022-04-04 01:01
|  | Innogy renewables uk ltd | Abertillery wind farm 48mw |  |  | Abertillery |  |  | United Kingdom |  |  | Uskmouth | Panteg 66Kv Sw Site |  | 66 | Western Power Distribution (South Wales) Plc | Wind | Onshore wind turbines |  |  | 0 | 48 | Advanced Fuel (produced via gasification or pyrolysis of biofuel or waste) | Engine (combustion / reciprocating) |  |  |  |  | Advanced Fuel (produced via gasification or pyrolysis of biofuel or waste) | Engine (combustion / reciprocating) | [5 empty] | Accepted to connect | [6 empty] | 48 | 48 | 50.5263 | 0.2 | 0.2105 | 2020-10-28 | 2023-03-21 | [6 empty] | 2022-04-04 01:01
|  | Innova renewables limited | Frochester estate solar plant | Bath Road | Frocester | Stroud |  | GL10 3TH | United Kingdom | 37799 | 20344 | Iron Acton 132Kv S Stn | Cambridge Arms 132Kv |  | 132 | Western Power Distribution (West Midlands) Plc | Solar | Photovoltaic |  |  | 0 | 40 | Advanced Fuel (produced via gasification or pyrolysis of biofuel or waste) | Engine (combustion / reciprocating) |  |  |  |  | Advanced Fuel (produced via gasification or pyrolysis of biofuel or waste) | Engine (combustion / reciprocating) | [5 empty] | Accepted to connect | [6 empty] | 40 | 40 | 42.1053 | 0.2 | 0.2105 | 2021-02-25 | 2022-09-14 | [6 empty] | 2022-04-04 01:01
|  | Conrad energy (developments) limited | Watchet power generation plant | Brendon Road |  | Watchet |  | TA23 0AU | United Kingdom | 30706 | 14311 | Taunton Sgp | Bowhays Cross Bsp |  | 33 | Western Power Distribution (South West) Plc | Stored Energy (all stored energy irrespective of the original energy source) | Storage - Electrochemical (Batteries) |  |  | 0 | 15.4 | Advanced Fuel (produced via gasification or pyrolysis of biofuel or waste) | Engine (combustion / reciprocating) |  |  |  |  | Advanced Fuel (produced via gasification or pyrolysis of biofuel or waste) | Engine (combustion / reciprocating) | [5 empty] | Accepted to connect | [6 empty] | 15.4 | 15.4 | 16.2105 | 15.4 | 16.2105 | 2021-01-22 | 2023-04-22 | [6 empty] | 2022-04-04 01:01
|  | Spring che ltd | Higher hawkerland solar farm | Sidmouth Road | Aylesbeare | Exeter |  | EX5 2JW | United Kingdom | 304453 | 90189 | Exeter Main Sgp | Sowton Bsp |  | 33 | Western Power Distribution (South West) Plc | Solar | Photovoltaic |  |  | 0 | 10 | Advanced Fuel (produced via gasification or pyrolysis of biofuel or waste) | Engine (combustion / reciprocating) |  |  |  |  | Advanced Fuel (produced via gasification or pyrolysis of biofuel or waste) | Engine (combustion / reciprocating) | [5 empty] | Accepted to connect | [6 empty] | 10 | 10 | 10.5263 | 0 | 0 | 2021-04-13 | 2022-10-31 | [6 empty] | 2022-04-04 01:01
|  | Jbm solar projects 26 limited | Bagworth road | Newbold Verdon | Hinckley And Bosworth, | Leicestershire |  | LE9 9NB | United Kingdom | 44437 | 30482 | Enderby 132Kv S Stn |  |  | 132 | Western Power Distribution (East Midlands) Plc | Solar | Photovoltaic |  |  | 0 | 49.9 | Advanced Fuel (produced via gasification or pyrolysis of biofuel or waste) | Engine (combustion / reciprocating) |  |  |  |  | Advanced Fuel (produced via gasification or pyrolysis of biofuel or waste) | Engine (combustion / reciprocating) | [5 empty] | Accepted to connect | [6 empty] | 49.9 | 50 | 52.6316 | 0.25 | 0.2632 | 2021-01-27 | 2023-06-12 | [6 empty] | 2022-04-04 01:01
|  | Innova renewables (manor farm) ltd | Manor farm, land at | Wainfleet Road | Irby In The Marsh | Skegness |  | PE24 5AY | United Kingdom | 54670 | 36378 | Bicker Fen 132Kv S Stn | Skegness 33Kv S Stn |  | 33 | Western Power Distribution (East Midlands) Plc | Solar | Photovoltaic |  |  | 0 | 18.8 | Stored Energy (all stored energy irrespective of the original energy source) | Storage - Electrochemical (Batteries) |  |  | 0 | 5 | Advanced Fuel (produced via gasification or pyrolysis of biofuel or waste) | Engine (combustion / reciprocating) | [5 empty] | Accepted to connect | [6 empty] | 23.8 | 18.8 | 19.7895 | 5 | 5.2632 | 2021-02-15 | 2023-01-19 | [6 empty] | 2022-04-04 01:01
|  | Pennant walters | Myg mynydd y glyn wind farm | Trehatod Pontypridd |  | Mid glamorgan |  | CF37 2LL | United Kingdom | 30452 | 19093 | Upper Boat | Upper Boat Bsp |  | 33 | Western Power Distribution (South Wales) Plc | Wind | Onshore wind turbines |  |  | 0 | 24.6 | Advanced Fuel (produced via gasification or pyrolysis of biofuel or waste) | Engine (combustion / reciprocating) |  |  |  |  | Advanced Fuel (produced via gasification or pyrolysis of biofuel or waste) | Engine (combustion / reciprocating) | [5 empty] | Accepted to connect | [6 empty] | 24.6 | 24.6 | 25.8947 | 0.36 | 0.379 | 2020-11-17 | 2024-12-31 | [6 empty] | 2022-04-04 01:01
|  | Elgin energy esco ltd | 261020 - manor farm | Whitfield |  | Brackley | Northamptonshire | NN13 5GJ | United Kingdom | 46003 | 23967 | East Claydon 132Kv S Stn | Brackley 132Kv S Stn |  | 33 | Western Power Distribution (East Midlands) Plc | Solar | Photovoltaic |  |  | 0 | 30 | Advanced Fuel (produced via gasification or pyrolysis of biofuel or waste) | Engine (combustion / reciprocating) |  |  |  |  | Advanced Fuel (produced via gasification or pyrolysis of biofuel or waste) | Engine (combustion / reciprocating) | [5 empty] | Accepted to connect | [6 empty] | 30 | 30 | 31.5789 | 0.6 | 0.6316 | 2021-03-11 | 2021-08-31 | [6 empty] | 2022-04-04 01:01
|  | Green frog power 214 limited | Proposed battery storage | Baglan Energy Park | Briton Ferry | Port talbot |  | SA11 2GA | United Kingdom |  |  | Swansea North Grid | Briton Ferry Grid |  | 33 | Western Power Distribution (South Wales) Plc | Fossil - Oil | Engine (combustion / reciprocating) |  |  | 0 | 20.672 | Advanced Fuel (produced via gasification or pyrolysis of biofuel or waste) | Engine (combustion / reciprocating) |  |  |  |  | Advanced Fuel (produced via gasification or pyrolysis of biofuel or waste) | Engine (combustion / reciprocating) | [5 empty] | Accepted to connect | [6 empty] | 20.672 | 21.76 | 22.9053 | 21 | 22.1053 | 2021-02-15 | 2022-06-30 | [6 empty] | 2022-04-04 01:01
|  | Green frog power 214 limited | Tir john north road | St Thomas |  | Swansea |  | SA1 8NZ | United Kingdom | 268332 | 193428 | Swansea North Grid | Tir John Power Station |  | 33 | Western Power Distribution (South Wales) Plc | Fossil - Oil | Engine (combustion / reciprocating) |  |  | 0 | 23.76 | Advanced Fuel (produced via gasification or pyrolysis of biofuel or waste) | Engine (combustion / reciprocating) |  |  |  |  | Advanced Fuel (produced via gasification or pyrolysis of biofuel or waste) | Engine (combustion / reciprocating) | [5 empty] | Accepted to connect | [6 empty] | 23.76 | 23.76 | 25.0105 | 20 | 21.0526 | 2021-03-19 | 2022-09-30 | [6 empty] | 2022-04-04 01:01
|  | Green frog connect ltd | Hirwaun bess | Main Avenue |  | Hirwaun |  | CF44 9UY | United Kingdom |  |  | Swansea North Grid | Hirwaun Grid |  | 33 | Western Power Distribution (South Wales) Plc | Fossil - Oil | Engine (combustion / reciprocating) |  |  | 0 | 21.76 | Advanced Fuel (produced via gasification or pyrolysis of biofuel or waste) | Engine (combustion / reciprocating) |  |  |  |  | Advanced Fuel (produced via gasification or pyrolysis of biofuel or waste) | Engine (combustion / reciprocating) | [5 empty] | Accepted to connect | [6 empty] | 21.76 | 21.76 | 22.9053 | 21 | 22.1053 | 2021-02-15 | 2023-09-30 | [6 empty] | 2022-04-04 01:01
|  | 2g energy ltd | Unit c-d, , bischof & klein uk limited | Hortonwood 2 |  | Telford | Shropshire | TF1 7XX | United Kingdom | 368365 | 313076 | Ironbridge 132Kv S Stn | Ironbridge 400/132Kv | Hortonwood 132 11Kv S Stn | 11 | Western Power Distribution (West Midlands) Plc | Fossil - Gas | Engine (combustion / reciprocating) | Yes |  | 0 | 0.999 | Advanced Fuel (produced via gasification or pyrolysis of biofuel or waste) | Engine (combustion / reciprocating) |  |  |  |  | Advanced Fuel (produced via gasification or pyrolysis of biofuel or waste) | Engine (combustion / reciprocating) | [5 empty] | Accepted to connect | [6 empty] | 0.999 | 0.999 | 1.0516 | 1.9 | 2 | 2021-03-01 | 2022-08-01 | [6 empty] | 2022-04-04 01:01
|  | Anglo es penn ltd | Penn bess | Blackpit Lane | Lower Penn |  |  | WV4 4YA | United Kingdom | 38634 | 29558 | Penn 132Kv S Stn |  |  | 132 | Western Power Distribution (West Midlands) Plc | Stored Energy (all stored energy irrespective of the original energy source) | Storage - Electrochemical (Batteries) |  |  | 0 | 50 | Advanced Fuel (produced via gasification or pyrolysis of biofuel or waste) | Engine (combustion / reciprocating) |  |  |  |  | Advanced Fuel (produced via gasification or pyrolysis of biofuel or waste) | Engine (combustion / reciprocating) | [5 empty] | Accepted to connect | [6 empty] | 50 | 50 | 52.6316 | 50 | 52.6316 | 2021-03-10 | 2022-10-03 | [6 empty] | 2022-04-04 01:01
|  | Jbm solar projects (uk) ltd | Evershill lane, eden meadows | Morton Cp | North East Derbyshire | Derbyshire |  | DE55 6HA | United Kingdom | 44069 | 36033 | Chesterfield 132Kv S Stn |  |  | 132 | Western Power Distribution (East Midlands) Plc | Solar | Photovoltaic |  |  | 0 | 49.9 | Advanced Fuel (produced via gasification or pyrolysis of biofuel or waste) | Engine (combustion / reciprocating) |  |  |  |  | Advanced Fuel (produced via gasification or pyrolysis of biofuel or waste) | Engine (combustion / reciprocating) | [5 empty] | Accepted to connect | [6 empty] | 49.9 | 49.9 | 52.5263 | 49.9 | 52.5263 | 2021-01-29 | 2022-08-11 | [6 empty] | 2022-04-04 01:01
|  | Econergy international ltd | Berrington farm solar | Cliff Hollow | Berrington | Shrewsbury |  | SY5 6HD | United Kingdom | 35276 | 30696 | Shrewsbury 132Kv S Stn |  |  | 33 | Western Power Distribution (West Midlands) Plc | Solar | Photovoltaic |  |  | 0 | 21 | Advanced Fuel (produced via gasification or pyrolysis of biofuel or waste) | Engine (combustion / reciprocating) |  |  |  |  | Advanced Fuel (produced via gasification or pyrolysis of biofuel or waste) | Engine (combustion / reciprocating) | [5 empty] | Accepted to connect | [6 empty] | 21 | 21 | 22.1053 | 0.1 | 0.1053 | 2021-04-07 | 2023-02-21 | [6 empty] | 2022-04-04 01:01
|  | Susanna mary harley |  | Cheswell Grange | Cheswell | Newport |  | TF10 9AE | United Kingdom | 37172 | 31664 | Ironbridge 132Kv S Stn |  |  | 33 | Western Power Distribution (West Midlands) Plc | Solar | Photovoltaic |  |  | 0 | 19 | Advanced Fuel (produced via gasification or pyrolysis of biofuel or waste) | Engine (combustion / reciprocating) |  |  |  |  | Advanced Fuel (produced via gasification or pyrolysis of biofuel or waste) | Engine (combustion / reciprocating) | [5 empty] | Accepted to connect | [6 empty] | 19 | 19 | 20 | 1 | 1.0526 | 2021-01-27 | 2023-04-26 | [6 empty] | 2022-04-04 01:01
|  | R & a consulting engineers ltd | Dragon lng | Waterston |  | Milford haven |  | SA73 1DR | United Kingdom |  |  | Pembroke Power Station | Pembroke Power Station Bsp |  | 11 | Western Power Distribution (South Wales) Plc | Wind | Onshore wind turbines |  |  | 0 | 12.6 | Solar | Photovoltaic |  |  | 0 | 12 | Fossil - Gas | Gas turbine (OCGT) |  |  | 0 | 11.5 |  | Accepted to connect | [6 empty] | 36.1 | 36.1 | 38 | 29.45 | 31 | 2021-05-04 | 2022-08-31 | [6 empty] | 2022-04-04 01:01
|  | Taiyo power & storage ltd | Caenewydd solar pv & bess | Gowerton Site |  | Gowerton |  |  | United Kingdom |  |  | Swansea North Grid | Swansea North Bsp |  | 132 | Western Power Distribution (South Wales) Plc | Solar | Photovoltaic |  |  | 0 | 44 | Advanced Fuel (produced via gasification or pyrolysis of biofuel or waste) | Engine (combustion / reciprocating) |  |  |  |  | Advanced Fuel (produced via gasification or pyrolysis of biofuel or waste) | Engine (combustion / reciprocating) | [5 empty] | Accepted to connect | [6 empty] | 44 | 44 | 46.3158 | 0.1 | 0.1053 | 2021-01-22 | 2023-07-14 | [6 empty] | 2022-04-04 01:01
|  | Inrg solar ltd | Battery storage, boythorpe works | Off Boythorpe Rise |  | Chesterfield |  | S40 2QL | United Kingdom |  |  | Chesterfield 132Kv S Stn | Goitside 33Kv S Stn |  | 33 | Western Power Distribution (East Midlands) Plc | Stored Energy (all stored energy irrespective of the original energy source) | Storage - Electrochemical (Batteries) |  |  | 0 | 40 | Advanced Fuel (produced via gasification or pyrolysis of biofuel or waste) | Engine (combustion / reciprocating) |  |  |  |  | Advanced Fuel (produced via gasification or pyrolysis of biofuel or waste) | Engine (combustion / reciprocating) | [5 empty] | Accepted to connect | [6 empty] | 40 | 40 | 42.1053 | 34 | 35.7895 | 2021-01-29 | 2022-07-14 | [6 empty] | 2022-04-04 01:01
|  | Ion ventures ltd | Battery site at | Gresley |  | Swadlincote |  | DE11 9JA | United Kingdom | 42784 | 31821 | Drakelow 132Kv | Gresley 33Kv S Stn |  | 33 | Western Power Distribution (East Midlands) Plc | Stored Energy (all stored energy irrespective of the original energy source) | Storage - Electrochemical (Batteries) |  |  | 0 | 17 | Advanced Fuel (produced via gasification or pyrolysis of biofuel or waste) | Engine (combustion / reciprocating) |  |  |  |  | Advanced Fuel (produced via gasification or pyrolysis of biofuel or waste) | Engine (combustion / reciprocating) | [5 empty] | Accepted to connect | [6 empty] | 17 | 17 | 17.8947 | 17 | 17.8947 | 2021-02-24 | 2022-09-16 | [6 empty] | 2022-04-04 01:01
|  | Balance energy 2 limited | - | North Tawton |  | Devon |  | EX20 2DA | United Kingdom | 26528 | 10135 | Alverdiscott Sgp | North Tawton Bsp |  | 33 | Western Power Distribution (South West) Plc | Stored Energy (all stored energy irrespective of the original energy source) | Storage - Electrochemical (Batteries) |  |  | 0 | 30 | Advanced Fuel (produced via gasification or pyrolysis of biofuel or waste) | Engine (combustion / reciprocating) |  |  |  |  | Advanced Fuel (produced via gasification or pyrolysis of biofuel or waste) | Engine (combustion / reciprocating) | [5 empty] | Accepted to connect | [6 empty] | 30 | 30 | 31.5789 | 30 | 31.5789 | 2021-01-27 | 2023-07-28 | [6 empty] | 2022-04-04 01:01
|  | Anesco limited | Menear farm, solar and electricity storage | Menear Road |  | St austell |  | PL25 3TD | United Kingdom | 20353 | 5445 | Indian Queens Sgp | St Austell Bsp |  | 33 | Western Power Distribution (South West) Plc | Solar | Photovoltaic |  |  | 0 | 10.73 | Stored Energy (all stored energy irrespective of the original energy source) | Storage - Electrochemical (Batteries) |  |  | 0 | 5.25 | Advanced Fuel (produced via gasification or pyrolysis of biofuel or waste) | Engine (combustion / reciprocating) | [5 empty] | Accepted to connect | [6 empty] | 15.98 | 15 | 15.7895 | 5 | 5.2632 | 2021-04-12 | 2022-12-12 | [6 empty] | 2022-04-04 01:01
|  | Jimmy offley | Seven sisters solar farm | Pencaelan Farm | Seven Sisters | Neath |  | SA10 9EP | United Kingdom | 28042 | 20863 | Swansea North Grid | Ystradgynlais Grid |  | 33 | Western Power Distribution (South Wales) Plc | Solar | Photovoltaic |  |  | 0 | 15 | Advanced Fuel (produced via gasification or pyrolysis of biofuel or waste) | Engine (combustion / reciprocating) |  |  |  |  | Advanced Fuel (produced via gasification or pyrolysis of biofuel or waste) | Engine (combustion / reciprocating) | [5 empty] | Accepted to connect | [6 empty] | 15 | 15 | 15.7895 | 0.6 | 0.6316 | 2020-12-18 | 2023-06-02 | [6 empty] | 2022-04-04 01:01
|  | Victre ltd | Barns heath farm | Snarestone Rd | Appleby Magna | Swadlincote |  | DE12 7AJ | United Kingdom | 43278 | 30992 | Drakelow 132Kv | Gresley 33Kv S Stn | Willesley 33 11Kv S Stn | 11 | Western Power Distribution (East Midlands) Plc | Wind | Onshore wind turbines |  |  | 0 | 1 | Advanced Fuel (produced via gasification or pyrolysis of biofuel or waste) | Engine (combustion / reciprocating) |  |  |  |  | Advanced Fuel (produced via gasification or pyrolysis of biofuel or waste) | Engine (combustion / reciprocating) | [5 empty] | Accepted to connect | [6 empty] | 1 | 0 | 0 | 0 | 0 | 2021-08-20 | 2022-06-30 | [6 empty] | 2022-04-04 01:01
|  | Aludra bess ltd |  | Royle Farm | Burton Upon Trent, | Derbyshire, |  | DE15 9TU | United Kingdom | 42497 | 31905 | Drakelow 132Kv |  |  | 132 | Western Power Distribution (East Midlands) Plc | Stored Energy (all stored energy irrespective of the original energy source) | Storage - Electrochemical (Batteries) |  |  | 0 | 90 | Advanced Fuel (produced via gasification or pyrolysis of biofuel or waste) | Engine (combustion / reciprocating) |  |  |  |  | Advanced Fuel (produced via gasification or pyrolysis of biofuel or waste) | Engine (combustion / reciprocating) | [5 empty] | Accepted to connect | [6 empty] | 90 | 90 | 94.7368 | 90 | 94.7368 | 2021-01-15 | 2022-08-22 | [6 empty] | 2022-04-04 01:01
|  | Conrad (plymouth rock) limited | Cattedown 33kv stor generator | Faraday Road | Cattledown | Plymouth |  | PL4 0SF | United Kingdom | 24984 | 5431 | Abham Sgp | Plymouth Bsp | Prince Rock | 11 | Western Power Distribution (South West) Plc | Fossil - Gas | Gas turbine (OCGT) |  |  | 0 | 5 | Advanced Fuel (produced via gasification or pyrolysis of biofuel or waste) | Engine (combustion / reciprocating) |  |  |  |  | Advanced Fuel (produced via gasification or pyrolysis of biofuel or waste) | Engine (combustion / reciprocating) | [5 empty] | Accepted to connect | [6 empty] | 5 | 5 | 5.2632 | 0.2 | 0.2105 | 2021-03-02 | 2022-06-01 | [6 empty] | 2022-04-04 01:01
|  | Padero solaer ltd | Land at portbury | Martcombe Road | Portbury | Bristol |  | BS20 7TR | United Kingdom | 35010 | 17531 | Seabank Sgp | Portishead New Bsp | Easton-In-Gordano | 11 | Western Power Distribution (South West) Plc | Solar | Photovoltaic |  |  | 0 | 5.06 | Advanced Fuel (produced via gasification or pyrolysis of biofuel or waste) | Engine (combustion / reciprocating) |  |  |  |  | Advanced Fuel (produced via gasification or pyrolysis of biofuel or waste) | Engine (combustion / reciprocating) | [5 empty] | Accepted to connect | [6 empty] | 5.06 | 5.06 | 5.3263 | 0.1 | 0.1053 | 2021-02-09 | 2022-08-08 | [6 empty] | 2022-04-04 01:01
|  | Solar century holdings ltd | Coode estate west, white cross |  | Whte Cross | Cornwall |  | TR8 4LX | United Kingdom | 19037 | 6026 | Indian Queens Sgp |  |  | 132 | Western Power Distribution (South West) Plc | Solar | Photovoltaic |  |  | 0 | 47.7 | Stored Energy (all stored energy irrespective of the original energy source) | Storage - Electrochemical (Batteries) |  |  | 0 | 25.5 | Advanced Fuel (produced via gasification or pyrolysis of biofuel or waste) | Engine (combustion / reciprocating) | [5 empty] | Accepted to connect | [6 empty] | 73.2 | 55 | 57.8947 | 25 | 26.3158 | 2021-04-17 | 2022-08-19 | [6 empty] | 2022-04-04 01:01
|  | Zestec asset management limited | Princess yachts international limited | Coypool Road | Plympton | Plymouth | Devon | PL7 4NW | United Kingdom | 251872 | 57253 | Abham Sgp | Plymouth Bsp | Longbridge | 11 | Western Power Distribution (South West) Plc | Solar | Photovoltaic |  |  | 0 | 1.822 | Advanced Fuel (produced via gasification or pyrolysis of biofuel or waste) | Engine (combustion / reciprocating) |  |  |  |  | Advanced Fuel (produced via gasification or pyrolysis of biofuel or waste) | Engine (combustion / reciprocating) | [5 empty] | Accepted to connect | [6 empty] | 1.822 | 1.822 | 1.9179 | 2.2 | 2.3158 | 2021-02-24 | 2022-05-01 | [6 empty] | 2022-04-04 01:01
|  | Solar 2 project b limited | Land at | Deppers Bridge |  | Bishops itchington |  | CV47 2SS | United Kingdom | 43900 | 25948 | Berkswell 132Kv S Stn | Harbury 33Kv S Stn |  | 33 | Western Power Distribution (East Midlands) Plc | Solar | Photovoltaic |  |  | 0 | 25 | Advanced Fuel (produced via gasification or pyrolysis of biofuel or waste) | Engine (combustion / reciprocating) |  |  |  |  | Advanced Fuel (produced via gasification or pyrolysis of biofuel or waste) | Engine (combustion / reciprocating) | [5 empty] | Accepted to connect | [6 empty] | 25 | 25 | 26.3158 | 0.3 | 0.3158 | 2021-05-04 | 2022-10-11 | [6 empty] | 2022-04-04 01:01
|  | Church farm energy centre limited | Church farm | Kingston-On-Soar |  | Nottinghamshire |  | NG11 0DE | United Kingdom | 45006 | 32782 | Ratcliffe On Soar 132Kv S Stn |  |  | 132 | Western Power Distribution (East Midlands) Plc | Solar | Photovoltaic |  |  | 0 | 49.9 | Stored Energy (all stored energy irrespective of the original energy source) | Storage - Electrochemical (Batteries) |  |  | 0 | 0.49 | Advanced Fuel (produced via gasification or pyrolysis of biofuel or waste) | Engine (combustion / reciprocating) | [5 empty] | Accepted to connect | [6 empty] | 50.39 | 49.9 | 52.5263 | 0.49 | 0.5158 | 2021-03-31 | 2022-12-02 | [6 empty] | 2022-04-04 01:01
|  | Ecotricity group limited | Land to the east of the a38 | At Martin Hussingtree |  | Worcestershire |  | WR3 8TB | United Kingdom | 38843 | 26010 | Bishops Wood 132Kv S Stn | Stourport 132 66 33Kv S Stn | Droitwich 66 11Kv S Stn | 11 | Western Power Distribution (West Midlands) Plc | Solar | Photovoltaic |  |  | 0 | 2 | Advanced Fuel (produced via gasification or pyrolysis of biofuel or waste) | Engine (combustion / reciprocating) |  |  |  |  | Advanced Fuel (produced via gasification or pyrolysis of biofuel or waste) | Engine (combustion / reciprocating) | [5 empty] | Accepted to connect | [6 empty] | 2 | 2 | 2.1053 | 0.1 | 0.1053 | 2021-03-17 | 2022-04-21 | [6 empty] | 2022-04-04 01:01
|  | Stoford properties | Plot 6a, , ionos |  |  | Worcester |  | WR4 0AE | United Kingdom | 38921 | 25622 | Bishops Wood 132Kv S Stn | Warndon 132Kv S Stn | Warndon 132/11Kv | 11 | Western Power Distribution (West Midlands) Plc | Solar | Photovoltaic |  |  | 0 | 0.5 | Solar | Photovoltaic |  |  | 0 | 0.0828 | Advanced Fuel (produced via gasification or pyrolysis of biofuel or waste) | Engine (combustion / reciprocating) | [5 empty] | Accepted to connect | [6 empty] | 0.5828 | 1.1 | 1.1579 | 5 | 5.2632 | 2021-01-19 | 2022-05-20 | [6 empty] | 2022-04-04 01:01
|  | Sirius ecodev (worcester) limited | Worcs solar battery storage plant | Tibberton | Worcester | Worcestershire |  | WR4 0AA | United Kingdom | 38833 | 25661 | Bishops Wood 132Kv S Stn |  |  | 132 | Western Power Distribution (West Midlands) Plc | Solar | Photovoltaic |  |  | 0 | 30 | Advanced Fuel (produced via gasification or pyrolysis of biofuel or waste) | Engine (combustion / reciprocating) |  |  |  |  | Advanced Fuel (produced via gasification or pyrolysis of biofuel or waste) | Engine (combustion / reciprocating) | [5 empty] | Accepted to connect | [6 empty] | 30 | 30 | 31.5789 | 7 | 7.3684 | 2021-03-11 | 2022-11-24 | [6 empty] | 2022-04-04 01:01
|  | Rhondda cynon taf cbc | Coed ely solar farm |  | Coed Ely | Rhondda cynon taf |  |  | United Kingdom |  |  | Upper Boat | Upper Boat Bsp |  | 33 | Western Power Distribution (South Wales) Plc | Solar | Photovoltaic |  |  | 0 | 5 | Advanced Fuel (produced via gasification or pyrolysis of biofuel or waste) | Engine (combustion / reciprocating) |  |  |  |  | Advanced Fuel (produced via gasification or pyrolysis of biofuel or waste) | Engine (combustion / reciprocating) | [5 empty] | Accepted to connect | [6 empty] | 5 | 5 | 5.2632 | 0.05 | 0.0526 | 2021-03-31 | 2024-12-31 | [6 empty] | 2022-04-04 01:01
|  | Certus utility consulting | Proposed solar farm | Monmouth Hill |  | Almondsbury |  | BS32 4EN | United Kingdom | 35987 | 18391 | Iron Acton Sgp | Bradley Stoke Bsp |  | 132 | Western Power Distribution (South West) Plc | Solar | Photovoltaic |  |  | 0 | 49.9 | Advanced Fuel (produced via gasification or pyrolysis of biofuel or waste) | Engine (combustion / reciprocating) |  |  |  |  | Advanced Fuel (produced via gasification or pyrolysis of biofuel or waste) | Engine (combustion / reciprocating) | [5 empty] | Accepted to connect | [6 empty] | 49.9 | 49.9 | 52.5263 | 0.5 | 0.5263 | 2021-05-06 | 2022-09-07 | [6 empty] | 2022-04-04 01:01
|  | Queequeg renewables ltd | Fields farm |  | Atherstone | West mdlands |  |  | United Kingdom |  |  | Lea Marston 132Kv S Stn | Tamworth 33Kv S Stn | Wood End 33 11Kv S Stn | 11 | Western Power Distribution (East Midlands) Plc | Solar | Photovoltaic |  |  | 0 | 5 | Advanced Fuel (produced via gasification or pyrolysis of biofuel or waste) | Engine (combustion / reciprocating) |  |  |  |  | Advanced Fuel (produced via gasification or pyrolysis of biofuel or waste) | Engine (combustion / reciprocating) | [5 empty] | Accepted to connect | [6 empty] | 5 | 5 | 5.2632 | 0 | 0 | 2021-04-30 | 2022-04-04 | [6 empty] | 2022-04-04 01:01
|  | Centrica plc | Chp | Beliver Ind Est |  | Plymouth |  | PL6 7BP | United Kingdom | 24976 | 6216 | Landulph Sgp | Ernesettle Bsp | Southway | 11 | Western Power Distribution (South West) Plc | Fossil - Gas | Engine (combustion / reciprocating) | Yes |  | 0 | 2 | Advanced Fuel (produced via gasification or pyrolysis of biofuel or waste) | Engine (combustion / reciprocating) |  |  |  |  | Advanced Fuel (produced via gasification or pyrolysis of biofuel or waste) | Engine (combustion / reciprocating) | [5 empty] | Accepted to connect | [6 empty] | 2 | 2 | 2.1053 | 7 | 7.3684 | 2021-08-27 | 2022-06-01 | [6 empty] | 2022-04-04 01:01
|  | Anesco limited | Land at rothersthorpe | Milton Road | Gayton, South | Northampton |  | NN7 3ER | United Kingdom | 47222 | 25551 | Grendon 132Kv S Stn | Northampton 33Kv S Stn |  | 33 | Western Power Distribution (East Midlands) Plc | Solar | Photovoltaic |  |  | 0 | 39.96 | Advanced Fuel (produced via gasification or pyrolysis of biofuel or waste) | Engine (combustion / reciprocating) |  |  |  |  | Advanced Fuel (produced via gasification or pyrolysis of biofuel or waste) | Engine (combustion / reciprocating) | [5 empty] | Accepted to connect | [6 empty] | 39.96 | 39.96 | 42.0632 | 0.1 | 0.1053 | 2021-03-22 | 2023-11-30 | [6 empty] | 2022-04-04 01:01
|  | Innova renewables limited | The oaks farm solar plant | Stratford Road | Whaddon | Milton keynes |  | MK17 0NF | United Kingdom | 47894 | 23620 | East Claydon 132Kv S Stn | Stony Stratford 33Kv S Stn |  | 33 | Western Power Distribution (East Midlands) Plc | Solar | Photovoltaic |  |  | 0 | 20 | Advanced Fuel (produced via gasification or pyrolysis of biofuel or waste) | Engine (combustion / reciprocating) |  |  |  |  | Advanced Fuel (produced via gasification or pyrolysis of biofuel or waste) | Engine (combustion / reciprocating) | [5 empty] | Accepted to connect | [6 empty] | 20 | 22 | 23.1579 | 0.15 | 0.1579 | 2021-04-21 | 2022-09-05 | [6 empty] | 2022-04-04 01:01
|  | Bluefield renewable developments ltd | Brick house solar plant | Brick House Farm | Greete | Ludlow | Shropshire | SY8 3BZ | United Kingdom | 35766 | 27081 | Bishops Wood 132Kv S Stn |  |  | 132 | Western Power Distribution (West Midlands) Plc | Solar | Photovoltaic |  |  | 0 | 49.9 | Advanced Fuel (produced via gasification or pyrolysis of biofuel or waste) | Engine (combustion / reciprocating) |  |  |  |  | Advanced Fuel (produced via gasification or pyrolysis of biofuel or waste) | Engine (combustion / reciprocating) | [5 empty] | Accepted to connect | [6 empty] | 49.9 | 49.9 | 52.5263 | 0.3 | 0.3158 | 2021-04-07 | 2023-04-05 | [6 empty] | 2022-04-04 01:01
|  | Jbm solar projects 30 limited | Brinsea solar | Drove Way | Winscombe And Sandford, Nye, | North somerset |  | BS24 6TL | United Kingdom | 34137 | 16150 | Bridgwater Sgp | Churchill Bsp 132Kv |  | 132 | Western Power Distribution (South West) Plc | Solar | Photovoltaic |  |  | 0 | 49.9 | Advanced Fuel (produced via gasification or pyrolysis of biofuel or waste) | Engine (combustion / reciprocating) |  |  |  |  | Advanced Fuel (produced via gasification or pyrolysis of biofuel or waste) | Engine (combustion / reciprocating) | [5 empty] | Accepted to connect | [6 empty] | 49.9 | 49.9 | 52.5263 | 49.9 | 52.5263 | 2021-04-20 | 2022-08-23 | [6 empty] | 2022-04-04 01:01
|  | Iolo energy limited | Pen onn farm |  | Llancarfan | Vale of glamorgan |  | CF62 3AG | United Kingdom | 30524 | 16943 | Aberthaw Power Station | East Aberthaw |  | 132 | Western Power Distribution (South Wales) Plc | Solar | Photovoltaic |  |  | 0 | 49.999 | Advanced Fuel (produced via gasification or pyrolysis of biofuel or waste) | Engine (combustion / reciprocating) |  |  |  |  | Advanced Fuel (produced via gasification or pyrolysis of biofuel or waste) | Engine (combustion / reciprocating) | [5 empty] | Accepted to connect | [6 empty] | 49.999 | 49.999 | 52.6305 | 0.1 | 0.1053 | 2021-02-22 | 2023-03-06 | [6 empty] | 2022-04-04 01:01
|  | Innova renewables limited | Proposed battery storage | Land At Biddlestone Orchards | Llangarron | Peterstow | Herefordshire | HR9 6AX | United Kingdom | 35510 | 22336 | Iron Acton 132Kv S Stn | Ryeford 132Kv S Stn |  | 132 | Western Power Distribution (West Midlands) Plc | Stored Energy (all stored energy irrespective of the original energy source) | Storage - Electrochemical (Batteries) |  |  | 0 | 49.9 | Advanced Fuel (produced via gasification or pyrolysis of biofuel or waste) | Engine (combustion / reciprocating) |  |  |  |  | Advanced Fuel (produced via gasification or pyrolysis of biofuel or waste) | Engine (combustion / reciprocating) | [5 empty] | Accepted to connect | [6 empty] | 49.9 | 49.9 | 52.5263 | 49.9 | 52.5263 | 2021-05-20 | 2022-10-14 | [6 empty] | 2022-04-04 01:01
|  | Pelagic energy development ltd | - | Hampton Lodge Farm | Hampton On The Hill | Warwick |  | CV35 8QT | United Kingdom | 42528 | 26402 | Berkswell 132Kv S Stn | Warwick 33Kv S Stn |  | 33 | Western Power Distribution (East Midlands) Plc | Solar | Photovoltaic |  |  | 0 | 16 | Advanced Fuel (produced via gasification or pyrolysis of biofuel or waste) | Engine (combustion / reciprocating) |  |  |  |  | Advanced Fuel (produced via gasification or pyrolysis of biofuel or waste) | Engine (combustion / reciprocating) | [5 empty] | Accepted to connect | [6 empty] | 16 | 16 | 16.8421 | 1 | 1.0526 | 2021-05-21 | 2022-10-21 | [6 empty] | 2022-04-04 01:01
|  | Padero solaer ltd | Wells park farm | Little Toms |  | Cullompton |  | EX15 1LR | United Kingdom | 30040 | 10804 | Exeter Main Sgp | Tiverton Bsp | Cullompton | 11 | Western Power Distribution (South West) Plc | Solar | Photovoltaic |  |  | 0 | 6 | Advanced Fuel (produced via gasification or pyrolysis of biofuel or waste) | Engine (combustion / reciprocating) |  |  |  |  | Advanced Fuel (produced via gasification or pyrolysis of biofuel or waste) | Engine (combustion / reciprocating) | [5 empty] | Accepted to connect | [6 empty] | 6 | 6 | 6.3158 | 0.1 | 0.1053 | 2021-01-15 | 2022-06-20 | [6 empty] | 2022-04-04 01:01
|  | Octo partners limited | Tonmawr farm |  |  | Margam |  |  | United Kingdom |  |  | Pyle Grid | Pyle Bsp | Pyle Primary | 33 | Western Power Distribution (South Wales) Plc | Solar | Photovoltaic |  |  | 0 | 29 | Advanced Fuel (produced via gasification or pyrolysis of biofuel or waste) | Engine (combustion / reciprocating) |  |  |  |  | Advanced Fuel (produced via gasification or pyrolysis of biofuel or waste) | Engine (combustion / reciprocating) | [5 empty] | Accepted to connect | [6 empty] | 29 | 29 | 30.5263 | 0.1 | 0.1053 | 2021-05-19 | 2023-04-05 | [6 empty] | 2022-04-04 01:01
|  | Cellarhead bess limited | Home farm, proposed energy storage @ | Rownall Road |  | Wetley rocks |  | ST9 0BT | United Kingdom | 39510 | 34928 | Cellarhead 132Kv |  |  | 132 | Western Power Distribution (West Midlands) Plc | Stored Energy (all stored energy irrespective of the original energy source) | Storage - Electrochemical (Batteries) |  |  | 0 | 280 | Advanced Fuel (produced via gasification or pyrolysis of biofuel or waste) | Engine (combustion / reciprocating) |  |  |  |  | Advanced Fuel (produced via gasification or pyrolysis of biofuel or waste) | Engine (combustion / reciprocating) | [5 empty] | Accepted to connect | [6 empty] | 280 | 280 | 294.7368 | 280 | 294.7368 | 2021-05-07 | 2023-03-10 | [6 empty] | 2022-04-04 01:01
|  | Bluestone energy limited | Land on the west side of | Glaston Road | Wing | Oakham |  | LE15 8RU | United Kingdom | 48962 | 30301 | Grendon 132Kv S Stn | Oakham 33Kv S Stn |  | 33 | Western Power Distribution (East Midlands) Plc | Solar | Photovoltaic |  |  | 0 | 40 | Advanced Fuel (produced via gasification or pyrolysis of biofuel or waste) | Engine (combustion / reciprocating) |  |  |  |  | Advanced Fuel (produced via gasification or pyrolysis of biofuel or waste) | Engine (combustion / reciprocating) | [5 empty] | Accepted to connect | [6 empty] | 40 | 40 | 42.1053 | 0 | 0 | 2021-06-12 | 2022-10-28 | [6 empty] | 2022-04-04 01:01
|  | Nightshade devco limited | Woods farm | Wood End Lane | Curborough | Lichfield |  | WS13 8ET | United Kingdom | 41166 | 31344 | Rugeley 132Kv S Stn |  |  | 132 | Western Power Distribution (West Midlands) Plc | Solar | Photovoltaic |  |  | 0 | 50 | Advanced Fuel (produced via gasification or pyrolysis of biofuel or waste) | Engine (combustion / reciprocating) |  |  |  |  | Advanced Fuel (produced via gasification or pyrolysis of biofuel or waste) | Engine (combustion / reciprocating) | [5 empty] | Accepted to connect | [6 empty] | 50 | 50 | 52.6316 | 0.2 | 0.2105 | 2021-05-06 | 2022-12-06 | [6 empty] | 2022-04-04 01:01
|  | Ethical power connections ltd |  | Land Off Skegby Lane | Sutton In Ashfield | Mansfield | Nottinghamshire | NG19 6PG | United Kingdom | 45108 | 36052 | Chesterfield 132Kv S Stn | Mansfield 33Kv S Stn | Skegby Lane 33 11Kv S Stn | 11 | Western Power Distribution (East Midlands) Plc | Fossil - Gas | Engine (combustion / reciprocating) |  |  | 0 | 8 | Advanced Fuel (produced via gasification or pyrolysis of biofuel or waste) | Engine (combustion / reciprocating) |  |  |  |  | Advanced Fuel (produced via gasification or pyrolysis of biofuel or waste) | Engine (combustion / reciprocating) | [5 empty] | Accepted to connect | [6 empty] | 8 | 8 | 8.421 | 0.5 | 0.5263 | 2021-01-25 | 2022-08-19 | [6 empty] | 2022-04-04 01:01
|  | Push generation and supply limited | Yew tree farm | Drointon |  | Stafford |  | ST18 0LX | United Kingdom | 40232 | 32683 | Rugeley 132Kv S Stn | Rugeley 132Kv Switching Site |  | 132 | Western Power Distribution (West Midlands) Plc | Solar | Photovoltaic |  |  | 0 | 49.9 | Advanced Fuel (produced via gasification or pyrolysis of biofuel or waste) | Engine (combustion / reciprocating) |  |  |  |  | Advanced Fuel (produced via gasification or pyrolysis of biofuel or waste) | Engine (combustion / reciprocating) | [5 empty] | Accepted to connect | [6 empty] | 49.9 | 49.9 | 52.5263 | 49.9 | 52.5263 | 2021-05-26 | 2022-11-16 | [6 empty] | 2022-04-04 01:01
|  | Elgin energy esco ltd | Willey estate | Wyke | Broseley | Telford | Shropshire | TF13 6PE | United Kingdom | 36369 | 30090 | Ironbridge 132Kv S Stn |  |  | 132 | Western Power Distribution (West Midlands) Plc | Solar | Photovoltaic |  |  | 0 | 49.9 | Advanced Fuel (produced via gasification or pyrolysis of biofuel or waste) | Engine (combustion / reciprocating) |  |  |  |  | Advanced Fuel (produced via gasification or pyrolysis of biofuel or waste) | Engine (combustion / reciprocating) | [5 empty] | Accepted to connect | [6 empty] | 49.9 | 49.9 | 52.5263 | 49.9 | 52.5263 | 2021-06-18 | 2023-04-12 | [6 empty] | 2022-04-04 01:01
|  | Samworth brothers ltd | Chetwode house;1, , samworth bros (holdings) limited | Samworth Way |  | Melton mowbray | Leicestershire | LE13 1GA | United Kingdom | 473350 | 317964 | Grendon 132Kv S Stn | Melton Mowbray 33Kv S Stn | Melton Mowbray 11Kv S Stn | 0.4 | Western Power Distribution (East Midlands) Plc | Fossil - Gas | Engine (combustion / reciprocating) | Yes |  | 0 | 1.5 | Advanced Fuel (produced via gasification or pyrolysis of biofuel or waste) | Engine (combustion / reciprocating) |  |  |  |  | Advanced Fuel (produced via gasification or pyrolysis of biofuel or waste) | Engine (combustion / reciprocating) | [5 empty] | Accepted to connect | [6 empty] | 1.5 | 1.5 | 1.5789 | 0 | 0 | 2021-06-25 | 2022-05-29 | [6 empty] | 2022-04-04 01:01
|  | Dno consulting ltd | Deptford farm ess | High Bickington |  | Umberleigh | Devon | EX37 9BP | United Kingdom | 26266 | 12479 | Alverdiscott Sgp |  |  | 132 | Western Power Distribution (South West) Plc | Solar | Photovoltaic |  |  | 0 | 30 | Stored Energy (all stored energy irrespective of the original energy source) | Storage - Electrochemical (Batteries) |  |  | 0 | 30 | Advanced Fuel (produced via gasification or pyrolysis of biofuel or waste) | Engine (combustion / reciprocating) | [5 empty] | Accepted to connect | [6 empty] | 60 | 30 | 31.5789 | 30 | 31.5789 | 2021-06-01 | 2022-09-02 | [6 empty] | 2022-04-04 01:01
|  | Taiyo power & storage ltd | Soalr farm | Marsh Green |  | Exeter |  |  | United Kingdom |  |  | Exeter Main Sgp | Exmouth Bsp |  | 132 | Western Power Distribution (South West) Plc | Solar | Photovoltaic |  |  | 0 | 30 | Advanced Fuel (produced via gasification or pyrolysis of biofuel or waste) | Engine (combustion / reciprocating) |  |  |  |  | Advanced Fuel (produced via gasification or pyrolysis of biofuel or waste) | Engine (combustion / reciprocating) | [5 empty] | Accepted to connect | [6 empty] | 30 | 30 | 31.5789 | 1 | 1.0526 | 2021-04-13 | 2022-08-19 | [6 empty] | 2022-04-04 01:01
|  | Sesti energy limited | The mount | Near Pury Hill Business Park- | Alderton | Towcester |  |  | United Kingdom |  |  | East Claydon 132Kv S Stn | Stony Stratford 33Kv S Stn |  | 33 | Western Power Distribution (East Midlands) Plc | Solar | Photovoltaic |  |  | 0 | 7 | Advanced Fuel (produced via gasification or pyrolysis of biofuel or waste) | Engine (combustion / reciprocating) |  |  |  |  | Advanced Fuel (produced via gasification or pyrolysis of biofuel or waste) | Engine (combustion / reciprocating) | [5 empty] | Accepted to connect | [6 empty] | 7 | 7 | 7.3684 | 0 | 0 | 2021-03-19 | 2023-01-24 | [6 empty] | 2022-04-04 01:01
|  | Inrg solar ltd | Glebe farm, land at | Tanners Lane | Berkswell | Coventry |  | CV7 7DD | United Kingdom | 42628 | 27758 | Berkswell 132Kv S Stn |  |  | 33 | Western Power Distribution (East Midlands) Plc | Stored Energy (all stored energy irrespective of the original energy source) | Storage - Electrochemical (Batteries) |  |  | 0 | 40 | Advanced Fuel (produced via gasification or pyrolysis of biofuel or waste) | Engine (combustion / reciprocating) |  |  |  |  | Advanced Fuel (produced via gasification or pyrolysis of biofuel or waste) | Engine (combustion / reciprocating) | [5 empty] | Accepted to connect | [6 empty] | 40 | 40 | 42.1053 | 40 | 42.1053 | 2021-06-01 | 2022-10-11 | [6 empty] | 2022-04-04 01:01
|  | Basepower ltd | Walkers charnwood bakery | Madeline Road |  | Leicester |  | LE4 1WX | United Kingdom | 45733 | 30874 | Enderby 132Kv S Stn | Leicester North 33Kv S Stn | Beaumont Leys 33 11Kv S Stn | 11 | Western Power Distribution (East Midlands) Plc | Fossil - Gas | Engine (combustion / reciprocating) | Yes |  | 0 | 1.3 | Advanced Fuel (produced via gasification or pyrolysis of biofuel or waste) | Engine (combustion / reciprocating) |  |  |  |  | Advanced Fuel (produced via gasification or pyrolysis of biofuel or waste) | Engine (combustion / reciprocating) | [5 empty] | Accepted to connect | [6 empty] | 1.3 | 1.3 | 1.3684 | 2.3 | 2.421 | 2021-05-17 | 2022-12-31 | [6 empty] | 2022-04-04 01:01
|  | Solar 2 project g limited | Proposed solar scheme | Land At West Raddon |  | Crediton |  | EX17 1BH | United Kingdom | 28900 | 10219 | Exeter Main Sgp | Exeter City Bsp |  | 33 | Western Power Distribution (South West) Plc | Solar | Photovoltaic |  |  | 0 | 10 | Advanced Fuel (produced via gasification or pyrolysis of biofuel or waste) | Engine (combustion / reciprocating) |  |  |  |  | Advanced Fuel (produced via gasification or pyrolysis of biofuel or waste) | Engine (combustion / reciprocating) | [5 empty] | Accepted to connect | [6 empty] | 10 | 10 | 10.5263 | 0 | 0 | 2021-05-25 | 2022-10-17 | [6 empty] | 2022-04-04 01:01
|  | Anglo es kitwell limited | Battery scheme | Illey Lane |  | Halesowen | West Midlands | B62 0HJ | United Kingdom | 39825 | 28170 | Kitwell 132Kv S Stn |  |  | 132 | Western Power Distribution (West Midlands) Plc | Stored Energy (all stored energy irrespective of the original energy source) | Storage - Electrochemical (Batteries) |  |  | 0 | 49.9 | Advanced Fuel (produced via gasification or pyrolysis of biofuel or waste) | Engine (combustion / reciprocating) |  |  |  |  | Advanced Fuel (produced via gasification or pyrolysis of biofuel or waste) | Engine (combustion / reciprocating) | [5 empty] | Accepted to connect | [6 empty] | 49.9 | 49.9 | 52.5263 | 49.9 | 52.5263 | 2021-04-23 | 2022-12-19 | [6 empty] | 2022-04-04 01:01
|  | Jbm solar projects (uk) ltd | A008 langford solar |  | Cullompton | Mid devon |  | EX15 1RF | United Kingdom | 30376 | 10333 | Exeter Main Sgp | Tiverton Bsp |  | 132 | Western Power Distribution (South West) Plc | Stored Energy (all stored energy irrespective of the original energy source) | Storage - Electrochemical (Batteries) |  |  | 0 | 35 | Advanced Fuel (produced via gasification or pyrolysis of biofuel or waste) | Engine (combustion / reciprocating) |  |  |  |  | Advanced Fuel (produced via gasification or pyrolysis of biofuel or waste) | Engine (combustion / reciprocating) | [5 empty] | Accepted to connect | [6 empty] | 35 | 35 | 36.8421 | 35 | 36.8421 | 2021-04-01 | 2023-05-01 | [6 empty] | 2022-04-04 01:01
|  | Green switch capital ltd | Limebury | Land Near Woolfardisworthy | Cranford | Bideford |  | EX39 5QG | United Kingdom | 236282 | 122101 | Alverdiscott Sgp | East Yelland Bsp |  | 33 | Western Power Distribution (South West) Plc | Solar | Photovoltaic |  |  | 0 | 5.2 | Advanced Fuel (produced via gasification or pyrolysis of biofuel or waste) | Engine (combustion / reciprocating) |  |  |  |  | Advanced Fuel (produced via gasification or pyrolysis of biofuel or waste) | Engine (combustion / reciprocating) | [5 empty] | Accepted to connect | [6 empty] | 5.2 | 5.2 | 5.4737 | 0.1 | 0.1053 | 2021-05-12 | 2022-08-08 | [6 empty] | 2022-04-04 01:01
|  | Relay gravel limited | Budget estimate | Gravel Farm | Cleeve | Westbury-on -severn |  | GL14 1RF | United Kingdom | 37252 | 21272 | Port Ham 132Kv S Stn |  |  | 132 | Western Power Distribution (West Midlands) Plc | Solar | Photovoltaic |  |  | 0 | 32 | Advanced Fuel (produced via gasification or pyrolysis of biofuel or waste) | Engine (combustion / reciprocating) |  |  |  |  | Advanced Fuel (produced via gasification or pyrolysis of biofuel or waste) | Engine (combustion / reciprocating) | [5 empty] | Accepted to connect | [6 empty] | 32 | 32 | 33.6842 | 0.2 | 0.2105 | 2021-05-14 | 2022-11-01 | [6 empty] | 2022-04-04 01:01
|  | Bluestone energy ltd | Trebugal farm |  | Nancekuke | Redruth |  | TR16 5UN | United Kingdom | 16899 | 4638 | Indian Queens Sgp | Camborne Bsp |  | 33 | Western Power Distribution (South West) Plc | Solar | Photovoltaic |  |  | 0 | 25 | Advanced Fuel (produced via gasification or pyrolysis of biofuel or waste) | Engine (combustion / reciprocating) |  |  |  |  | Advanced Fuel (produced via gasification or pyrolysis of biofuel or waste) | Engine (combustion / reciprocating) | [5 empty] | Accepted to connect | [6 empty] | 25 | 25 | 26.3158 | 0.25 | 0.2632 | 2021-05-12 | 2023-04-03 | [6 empty] | 2022-04-04 01:01
|  | Anglo es says court limited | Says court farm | Badminton Road |  | Frampton cotterell |  | BS36 2NY | United Kingdom |  |  | Iron Acton 132Kv S Stn |  |  | 132 | Western Power Distribution (South West) Plc | Solar | Photovoltaic |  |  | 0 | 49.9 | Advanced Fuel (produced via gasification or pyrolysis of biofuel or waste) | Engine (combustion / reciprocating) |  |  |  |  | Advanced Fuel (produced via gasification or pyrolysis of biofuel or waste) | Engine (combustion / reciprocating) | [5 empty] | Accepted to connect | [6 empty] | 49.9 | 49.9 | 52.5263 | 49.9 | 52.5263 | 2021-06-04 | 2022-11-23 | [6 empty] | 2022-04-04 01:01
|  | Padero solaer limited | Cannock solar | Lichfield Road | Heath Hayes | Cannock | Staffs | WS12 3HH | United Kingdom | 40121 | 30984 | Rugeley 132Kv S Stn |  |  | 132 | Western Power Distribution (West Midlands) Plc | Solar | Photovoltaic |  |  | 0 | 43.56 | Advanced Fuel (produced via gasification or pyrolysis of biofuel or waste) | Engine (combustion / reciprocating) |  |  |  |  | Advanced Fuel (produced via gasification or pyrolysis of biofuel or waste) | Engine (combustion / reciprocating) | [5 empty] | Accepted to connect | [6 empty] | 43.56 | 43.56 | 45.8526 | 43.56 | 45.8526 | 2021-03-16 | 2022-10-10 | [6 empty] | 2022-04-04 01:01
|  | Xrenewable limited | Substation | Ironbridge |  | Telford |  | TF8 7BL | United Kingdom | 36585 | 30408 | Ironbridge 132Kv S Stn |  |  | 132 | Western Power Distribution (West Midlands) Plc | Solar | Photovoltaic |  |  | 0 | 50 | Advanced Fuel (produced via gasification or pyrolysis of biofuel or waste) | Engine (combustion / reciprocating) |  |  |  |  | Advanced Fuel (produced via gasification or pyrolysis of biofuel or waste) | Engine (combustion / reciprocating) | [5 empty] | Accepted to connect | [6 empty] | 50 | 50 | 52.6316 | 50 | 52.6316 | 2021-06-25 | 2023-04-03 | [6 empty] | 2022-04-04 01:01
|  | Low carbon uk solar invest com ltd | Bickley solar farm | Bickley Solar Farm | Albrighton | Wolverhampton |  | WV7 3AT | United Kingdom | 38249 | 30248 | Penn 132Kv S Stn |  |  | 33 | Western Power Distribution (West Midlands) Plc | Solar | Photovoltaic |  |  | 0 | 15 | Stored Energy (all stored energy irrespective of the original energy source) | Storage - Electrochemical (Batteries) |  |  | 0 | 8 | Advanced Fuel (produced via gasification or pyrolysis of biofuel or waste) | Engine (combustion / reciprocating) | [5 empty] | Accepted to connect | [6 empty] | 23 | 15 | 15.7895 | 8 | 8.421 | 2021-05-14 | 2022-09-15 | [6 empty] | 2022-04-04 01:01
|  | Green frog power 214 ltd | - | West Thorpe |  | Willoughby on the wold | Leicestershire | LE12 6TD | United Kingdom | 46299 | 32516 | Ratcliffe On Soar 132Kv S Stn | Willoughby 33Kv S Stn |  | 33 | Western Power Distribution (East Midlands) Plc | Fossil - Oil | Engine (combustion / reciprocating) |  |  | 0 | 20 | Advanced Fuel (produced via gasification or pyrolysis of biofuel or waste) | Engine (combustion / reciprocating) |  |  |  |  | Advanced Fuel (produced via gasification or pyrolysis of biofuel or waste) | Engine (combustion / reciprocating) | [5 empty] | Accepted to connect | [6 empty] | 20 | 20 | 21.0526 | 20 | 21.0526 | 2021-02-18 | 2022-08-19 | [6 empty] | 2022-04-04 01:01
|  | Re projects development ltd | Land at totmonslow cottage | Draycott Road |  | Stoke-on-trent |  | ST10 4JJ | United Kingdom | 39943 | 33982 | Cellarhead 132Kv |  |  | 33 | Western Power Distribution (West Midlands) Plc | Solar | Photovoltaic |  |  | 0 | 15 | Advanced Fuel (produced via gasification or pyrolysis of biofuel or waste) | Engine (combustion / reciprocating) |  |  |  |  | Advanced Fuel (produced via gasification or pyrolysis of biofuel or waste) | Engine (combustion / reciprocating) | [5 empty] | Accepted to connect | [6 empty] | 15 | 15 | 15.7895 | 1 | 1.0526 | 2021-05-25 | 2023-05-30 | [6 empty] | 2022-04-04 01:01
|  | Gs vogt limited | Hawthorne farm | Off Scropton Road | Scropton | Derby |  | DE65 5PQ | United Kingdom | 41944 | 33026 | Drakelow 132Kv | Burton 33Kv | Hatton 33 11Kv S Stn | 11 | Western Power Distribution (East Midlands) Plc | Solar | Photovoltaic |  |  | 0 | 6.24 | Advanced Fuel (produced via gasification or pyrolysis of biofuel or waste) | Engine (combustion / reciprocating) |  |  |  |  | Advanced Fuel (produced via gasification or pyrolysis of biofuel or waste) | Engine (combustion / reciprocating) | [5 empty] | Accepted to connect | [6 empty] | 6.24 | 6.1 | 6.4211 | 0.05 | 0.0526 | 2021-06-07 | 2022-07-19 | [6 empty] | 2022-04-04 01:01
|  | Gs vogt limited | Avara foods | Scropton Road | Scropton | Derby |  | DE65 5PS | United Kingdom | 41971 | 33014 | Drakelow 132Kv | Burton 33Kv | Hatton 33 11Kv S Stn | 11 | Western Power Distribution (East Midlands) Plc | Solar | Photovoltaic |  |  | 0 | 1.14 | Advanced Fuel (produced via gasification or pyrolysis of biofuel or waste) | Engine (combustion / reciprocating) |  |  |  |  | Advanced Fuel (produced via gasification or pyrolysis of biofuel or waste) | Engine (combustion / reciprocating) | [5 empty] | Accepted to connect | [6 empty] | 1.14 | 0.6 | 0.6316 | 1.98 | 2.0842 | 2021-03-17 | 2022-08-01 | [6 empty] | 2022-04-04 01:01
|  | Anesco ltd | Beavor grange farm, land at | Sector Lane | Stammery Hill | Axminster | Devon | EX13 5SE | United Kingdom | 33236 | 9884 | Axminster Sgp | Woodcote Bsp |  | 33 | Western Power Distribution (South West) Plc | Solar | Photovoltaic |  |  | 0 | 14.99 | Advanced Fuel (produced via gasification or pyrolysis of biofuel or waste) | Engine (combustion / reciprocating) |  |  |  |  | Advanced Fuel (produced via gasification or pyrolysis of biofuel or waste) | Engine (combustion / reciprocating) | [5 empty] | Accepted to connect | [6 empty] | 14.99 | 14.99 | 15.779 | 0.05 | 0.0526 | 2021-05-18 | 2022-09-23 | [6 empty] | 2022-04-04 01:01
|  | Gae smith holdings | 60, casepak recycling centre, casepak efw plant | Sunningdale Road |  | Leicester |  | LE3 1UX | United Kingdom | 45415 | 30411 | Enderby 132Kv S Stn | Leicester 33Kv S Stn | Jupiter 33 11Kv S Stn | 11 | Western Power Distribution (East Midlands) Plc | Waste | Steam turbine (thermal power plant) |  |  | 0 | 1.2 | Advanced Fuel (produced via gasification or pyrolysis of biofuel or waste) | Engine (combustion / reciprocating) |  |  |  |  | Advanced Fuel (produced via gasification or pyrolysis of biofuel or waste) | Engine (combustion / reciprocating) | [5 empty] | Accepted to connect | [6 empty] | 1.2 | 1.2 | 1.2632 | 0 | 0 | 2021-07-22 | 2022-08-22 | [6 empty] | 2022-04-04 01:01
|  | Bpuwl 16 limited | Craig y geifr wind farm |  | Nantymoel | Bridgend |  |  | United Kingdom |  |  | Pyle Grid |  |  | 132 | Western Power Distribution (South Wales) Plc | Wind | Onshore wind turbines |  |  | 0 | 48 | Stored Energy (all stored energy irrespective of the original energy source) | Storage - Electrochemical (Batteries) |  |  | 0 | 12 | Advanced Fuel (produced via gasification or pyrolysis of biofuel or waste) | Engine (combustion / reciprocating) | [5 empty] | Accepted to connect | [6 empty] | 60 | 60 | 63.1579 | 14 | 14.7368 | 2021-06-30 | 2027-06-30 | [6 empty] | 2022-04-04 01:01
|  | Jbm solar projects 32 limited | J019b brinsea ii | Brinsea Green Farm |  | Congresbury | North Somerset | BS49 5JN | United Kingdom | 34477 | 16159 | Bridgwater Sgp | Churchill Bsp 132Kv |  | 132 | Western Power Distribution (South West) Plc | Solar | Photovoltaic |  |  | 0 | 30 | Advanced Fuel (produced via gasification or pyrolysis of biofuel or waste) | Engine (combustion / reciprocating) |  |  |  |  | Advanced Fuel (produced via gasification or pyrolysis of biofuel or waste) | Engine (combustion / reciprocating) | [5 empty] | Accepted to connect | [6 empty] | 30 | 30 | 31.5789 | 0.25 | 0.2632 | 2021-04-20 | 2022-08-05 | [6 empty] | 2022-04-04 01:01
|  | Aura power solar uk | Land lying to the south of | White End | Ashleworth | Gloucester |  |  | United Kingdom |  |  | Port Ham 132Kv S Stn |  |  | 132 | Western Power Distribution (West Midlands) Plc | Stored Energy (all stored energy irrespective of the original energy source) | Storage - Electrochemical (Batteries) |  |  | 0 | 60 | Solar | Photovoltaic |  |  | 0 | 50 | Advanced Fuel (produced via gasification or pyrolysis of biofuel or waste) | Engine (combustion / reciprocating) | [5 empty] | Accepted to connect | [6 empty] | 110 | 110 | 115.7895 | 60 | 63.1579 | 2021-07-15 | 2022-09-02 | [6 empty] | 2022-04-04 01:01
|  | Eew eco energy world plc | Panteg solar farm | Newport Road | Torfaen | Pontypool |  | NP4 0TP | United Kingdom | 33034 | 19829 | Uskmouth | Panteg 66Kv Sw Site |  | 66 | Western Power Distribution (South Wales) Plc | Solar | Photovoltaic |  |  | 0 | 10 | Advanced Fuel (produced via gasification or pyrolysis of biofuel or waste) | Engine (combustion / reciprocating) |  |  |  |  | Advanced Fuel (produced via gasification or pyrolysis of biofuel or waste) | Engine (combustion / reciprocating) | [5 empty] | Accepted to connect | [6 empty] | 10 | 10 | 10.5263 | 0.3 | 0.3158 | 2021-07-12 | 2022-11-15 | [6 empty] | 2022-04-04 01:01
|  | Low carbon uk solar investment company l | Inkersall road solar farm | Inkersall Road | Staveley | Chesterfield |  | S43 3YH | United Kingdom | 44293 | 37276 | Chesterfield 132Kv S Stn | Staveley 33Kv S Stn |  | 33 | Western Power Distribution (East Midlands) Plc | Solar | Photovoltaic |  |  | 0 | 20 | Solar | Photovoltaic |  |  | 0 | 10 | Advanced Fuel (produced via gasification or pyrolysis of biofuel or waste) | Engine (combustion / reciprocating) | [5 empty] | Accepted to connect | [6 empty] | 30 | 10 | 10.5263 | 20 | 21.0526 | 2021-06-28 | 2022-12-16 | [6 empty] | 2022-04-04 01:01
|  | Gridserve emea depc ltd | Coedffranc | Jersey Marine |  | Neath |  | SA1 8QL | United Kingdom | 27158 | 19351 | Swansea North Grid | Tir John Power Station | Jersey Marine | 33 | Western Power Distribution (South Wales) Plc | Stored Energy (all stored energy irrespective of the original energy source) | Storage - Electrochemical (Batteries) |  |  | 0 | 6 | Advanced Fuel (produced via gasification or pyrolysis of biofuel or waste) | Engine (combustion / reciprocating) |  |  |  |  | Advanced Fuel (produced via gasification or pyrolysis of biofuel or waste) | Engine (combustion / reciprocating) | [5 empty] | Accepted to connect | [6 empty] | 6 | 6 | 6.3158 | 6 | 6.3158 | 2021-07-22 | 2022-12-29 | [6 empty] | 2022-04-04 01:01
|  | Shenton group | Marston's limited |  |  | Burton-on-trent | Staffordshire | DE14 2BW | United Kingdom | 425089 | 324308 | Drakelow 132Kv | Burton South 33Kv S Stn | Wellington St 33 11Kv S Stn | 11 | Western Power Distribution (East Midlands) Plc | Fossil - Gas | Engine (combustion / reciprocating) | Yes |  | 0 | 0.999 | Advanced Fuel (produced via gasification or pyrolysis of biofuel or waste) | Engine (combustion / reciprocating) |  |  |  |  | Advanced Fuel (produced via gasification or pyrolysis of biofuel or waste) | Engine (combustion / reciprocating) | [5 empty] | Accepted to connect | [6 empty] | 0.999 | 0.499 | 0.5253 | 2.4 | 2.5263 | 2021-06-03 | 2022-04-24 | [6 empty] | 2022-04-04 01:01
|  | Tor energy limited | - | Laurel Close | New Arley | Warwickshire |  | CV7 8HR | United Kingdom | 42954 | 28978 | Coventry 132Kv S Stn | Nuneaton 33Kv S Stn |  | 33 | Western Power Distribution (East Midlands) Plc | Solar | Photovoltaic |  |  | 0 | 20 | Advanced Fuel (produced via gasification or pyrolysis of biofuel or waste) | Engine (combustion / reciprocating) |  |  |  |  | Advanced Fuel (produced via gasification or pyrolysis of biofuel or waste) | Engine (combustion / reciprocating) | [5 empty] | Accepted to connect | [6 empty] | 20 | 20 | 21.0526 | 0.1 | 0.1053 | 2021-05-27 | 2022-09-22 | [6 empty] | 2022-04-04 01:01
|  | The abbey group cambridgeshire limited | Chatterley whitfield, outclough farm, chatterley whitfield energy storage | Biddulph Road |  | Stoke-on-trent | Staffordshire | ST6 8UW | United Kingdom | 38831 | 35353 | Cellarhead 132Kv | Whitfield 132 33Kv S Stn |  | 132 | Western Power Distribution (West Midlands) Plc | Fossil - Gas | Engine (combustion / reciprocating) |  |  | 0 | 49.9 | Advanced Fuel (produced via gasification or pyrolysis of biofuel or waste) | Engine (combustion / reciprocating) |  |  |  |  | Advanced Fuel (produced via gasification or pyrolysis of biofuel or waste) | Engine (combustion / reciprocating) | [5 empty] | Accepted to connect | [6 empty] | 49.9 | 49.9 | 52.5263 | 49.9 | 52.5263 | 2021-04-28 | 2023-04-05 | [6 empty] | 2022-04-04 01:01
|  | Jbm solar projects (uk) ltd | Malvern solar | Upton Road | Powick | Malvern hills | Worcestershire | WR13 6PD | United Kingdom | 38359 | 24697 | Bishops Wood 132Kv S Stn |  |  | 132 | Western Power Distribution (West Midlands) Plc | Solar | Photovoltaic |  |  | 0 | 49.9 | Advanced Fuel (produced via gasification or pyrolysis of biofuel or waste) | Engine (combustion / reciprocating) |  |  |  |  | Advanced Fuel (produced via gasification or pyrolysis of biofuel or waste) | Engine (combustion / reciprocating) | [5 empty] | Accepted to connect | [6 empty] | 49.9 | 49.9 | 52.5263 | 0.25 | 0.2632 | 2021-07-05 | 2022-12-07 | [6 empty] | 2022-04-04 01:01
|  | Scottishpower renewables (uk) ltd | Mw solar site | Adbaston |  | Stafford | Staffordshire | ST20 0RQ | United Kingdom | 37478 | 32964 | Cellarhead 132Kv |  |  | 33 | Western Power Distribution (West Midlands) Plc | Solar | Photovoltaic |  |  | 0 | 35 | Advanced Fuel (produced via gasification or pyrolysis of biofuel or waste) | Engine (combustion / reciprocating) |  |  |  |  | Advanced Fuel (produced via gasification or pyrolysis of biofuel or waste) | Engine (combustion / reciprocating) | [5 empty] | Accepted to connect | [6 empty] | 35 | 35 | 36.8421 | 0.26 | 0.2737 | 2021-11-03 | 2024-01-01 | [6 empty] | 2022-04-04 01:01
|  | North newton solar farm limited |  | Mounsel House |  | North newton |  | TA7 0BU | United Kingdom | 33019 | 13032 | Bridgwater Sgp | Bridgwater Grid Bsp |  | 132 | Western Power Distribution (South West) Plc | Solar | Photovoltaic |  |  | 0 | 30 | Advanced Fuel (produced via gasification or pyrolysis of biofuel or waste) | Engine (combustion / reciprocating) |  |  |  |  | Advanced Fuel (produced via gasification or pyrolysis of biofuel or waste) | Engine (combustion / reciprocating) | [5 empty] | Accepted to connect | [6 empty] | 30 | 30 | 31.5789 | 1 | 1.0526 | 2021-06-24 | 2022-12-16 | [6 empty] | 2022-04-04 01:01
|  | Mwat ltd | Chris allsop holdings limited | Private Road No 2 | Colwick | Nottingham |  | NG4 2JR | United Kingdom | 46200 | 33997 | Stoke Bardolph 132Kv | Nottingham East 33Kv S Stn | Colwick 33 11Kv S Stn | 11 | Western Power Distribution (East Midlands) Plc | Biofuel - Landfill gas | Gas turbine (OCGT) |  |  | 0 | 4 | Advanced Fuel (produced via gasification or pyrolysis of biofuel or waste) | Engine (combustion / reciprocating) |  |  |  |  | Advanced Fuel (produced via gasification or pyrolysis of biofuel or waste) | Engine (combustion / reciprocating) | [5 empty] | Accepted to connect | [6 empty] | 4 | 4 | 4.2105 | 0.5 | 0.5263 | 2021-05-19 | 2022-07-04 | [6 empty] | 2022-04-04 01:01
|  | Intelligent alternatives limited | Land on the south side of | Sir Henrys Lane | Ticknall | South derbyshire | Derbyshire |  | United Kingdom |  |  | Willington 132Kv S Stn | Spondon B 33Kv S Stn | Melbourne 33 11Kv S Stn | 11 | Western Power Distribution (East Midlands) Plc | Solar | Photovoltaic |  |  | 0 | 11.667 | Advanced Fuel (produced via gasification or pyrolysis of biofuel or waste) | Engine (combustion / reciprocating) |  |  |  |  | Advanced Fuel (produced via gasification or pyrolysis of biofuel or waste) | Engine (combustion / reciprocating) | [5 empty] | Accepted to connect | [6 empty] | 11.667 | 11.667 | 12.281 | 0.2 | 0.2105 | 2021-08-03 | 2022-11-01 | [6 empty] | 2022-04-04 01:01
|  | Balance power projects limited | - | Rogers Industrial Estate |  | Paignton |  | TQ4 7PE | United Kingdom | 28640 | 5885 | Abham Sgp |  |  | 132 | Western Power Distribution (South West) Plc | Stored Energy (all stored energy irrespective of the original energy source) | Storage - Electrochemical (Batteries) |  |  | 0 | 49.5 | Advanced Fuel (produced via gasification or pyrolysis of biofuel or waste) | Engine (combustion / reciprocating) |  |  |  |  | Advanced Fuel (produced via gasification or pyrolysis of biofuel or waste) | Engine (combustion / reciprocating) | [5 empty] | Accepted to connect | [6 empty] | 49.5 | 49.5 | 52.1053 | 49.5 | 52.1053 | 2021-08-02 | 2022-12-29 | [6 empty] | 2022-04-04 01:01
|  | Anesco ltd | - | Land At Court Lane | Alvington | Gloucestershire |  | GL15 6PL | United Kingdom | 35949 | 19980 | Port Ham 132Kv S Stn | Lydney 33Kv S Stn | Lydney 33/11Kv | 33 | Western Power Distribution (West Midlands) Plc | Solar | Photovoltaic |  |  | 0 | 14.99 | Advanced Fuel (produced via gasification or pyrolysis of biofuel or waste) | Engine (combustion / reciprocating) |  |  |  |  | Advanced Fuel (produced via gasification or pyrolysis of biofuel or waste) | Engine (combustion / reciprocating) | [5 empty] | Accepted to connect | [6 empty] | 14.99 | 14.99 | 15.779 | 0.05 | 0.0526 | 2021-08-06 | 2023-01-13 | [6 empty] | 2022-04-04 01:01
|  | Eden devco (uk) llp | - | Peninsula Land East Of Awre | Gloucestershire |  |  | GL14 1EL | United Kingdom | 37039 | 20836 | Port Ham 132Kv S Stn |  |  | 132 | Western Power Distribution (West Midlands) Plc | Solar | Photovoltaic |  |  | 0 | 40 | Stored Energy (all stored energy irrespective of the original energy source) | Storage - Electrochemical (Batteries) |  |  | 0 | 20 | Advanced Fuel (produced via gasification or pyrolysis of biofuel or waste) | Engine (combustion / reciprocating) | [5 empty] | Accepted to connect | [6 empty] | 60 | 40 | 42.1053 | 20 | 21.0526 | 2021-07-08 | 2023-01-03 | [6 empty] | 2022-04-04 01:01
|  | Bluestone energy ltd | 150mw lincoln battery storage plant | Gorse Hill Lane | Wellingore | Lincoln |  | LN5 0BY | United Kingdom | 50106 | 35619 | Bicker Fen 132Kv S Stn |  |  | 132 | Western Power Distribution (East Midlands) Plc | Stored Energy (all stored energy irrespective of the original energy source) | Storage - Electrochemical (Batteries) |  |  | 0 | 150 | Advanced Fuel (produced via gasification or pyrolysis of biofuel or waste) | Engine (combustion / reciprocating) |  |  |  |  | Advanced Fuel (produced via gasification or pyrolysis of biofuel or waste) | Engine (combustion / reciprocating) | [5 empty] | Accepted to connect | [6 empty] | 150 | 150 | 157.8947 | 150 | 157.8947 | 2021-11-08 | 2022-10-03 | [6 empty] | 2022-04-04 01:01
|  | Urbaser environmental ltd | Diesel generator | Bath Road |  | Stonehouse |  | GL10 3ET | United Kingdom | 379980 | 210406 | Iron Acton 132Kv S Stn | Ryeford 132Kv S Stn |  | 33 | Western Power Distribution (West Midlands) Plc | Fossil - Oil | Engine (combustion / reciprocating) |  |  | 0 | 1 | Advanced Fuel (produced via gasification or pyrolysis of biofuel or waste) | Engine (combustion / reciprocating) |  |  |  |  | Advanced Fuel (produced via gasification or pyrolysis of biofuel or waste) | Engine (combustion / reciprocating) | [5 empty] | Accepted to connect | [6 empty] | 1 | 1 | 1.0526 | 0 | 0 | 2021-04-23 | 2022-07-12 | [6 empty] | 2022-04-04 01:01
|  | Tean leys energy storage limited | Tean leys farm |  | Leigh | Stoke on trent |  | ST10 4NS | United Kingdom | 40117 | 33819 | Cellarhead 132Kv |  |  | 132 | Western Power Distribution (West Midlands) Plc | Solar | Photovoltaic |  |  | 0 | 49.9 | Advanced Fuel (produced via gasification or pyrolysis of biofuel or waste) | Engine (combustion / reciprocating) |  |  |  |  | Advanced Fuel (produced via gasification or pyrolysis of biofuel or waste) | Engine (combustion / reciprocating) | [5 empty] | Accepted to connect | [6 empty] | 49.9 | 49.9 | 52.5263 | 49.9 | 52.5263 | 2021-08-19 | 2023-03-14 | [6 empty] | 2022-04-04 01:01
|  | Greentech projects holding uk limited | Abbey farm | - | Lilleshall | Newport | Shropshire, | TF10 9HW | United Kingdom | 37348 | 31408 | Ironbridge 132Kv S Stn |  |  | 33 | Western Power Distribution (West Midlands) Plc | Solar | Photovoltaic |  |  | 0 | 25 | Advanced Fuel (produced via gasification or pyrolysis of biofuel or waste) | Engine (combustion / reciprocating) |  |  |  |  | Advanced Fuel (produced via gasification or pyrolysis of biofuel or waste) | Engine (combustion / reciprocating) | [5 empty] | Accepted to connect | [6 empty] | 25 | 25 | 26.3158 | 0.5 | 0.5263 | 2021-08-17 | 2023-04-20 | [6 empty] | 2022-04-04 01:01
|  | Greentech projects holding uk limited | Westfield house farm | Leeming Lane |  | Mansfield |  | NG20 0EN | United Kingdom | 45661 | 36554 | Chesterfield 132Kv S Stn | Clipstone 33Kv S Stn |  | 33 | Western Power Distribution (East Midlands) Plc | Solar | Photovoltaic |  |  | 0 | 20 | Advanced Fuel (produced via gasification or pyrolysis of biofuel or waste) | Engine (combustion / reciprocating) |  |  |  |  | Advanced Fuel (produced via gasification or pyrolysis of biofuel or waste) | Engine (combustion / reciprocating) | [5 empty] | Accepted to connect | [6 empty] | 20 | 20 | 21.0526 | 0.5 | 0.5263 | 2021-08-13 | 2023-02-16 | [6 empty] | 2022-04-04 01:01
|  | Dhl | Plantation house, , the bell plantation | Watling Street |  | Towcester | Northamptonshire | NN12 6GX | United Kingdom | 468756 | 249683 | East Claydon 132Kv S Stn | Brackley 132Kv S Stn | Towcester 33 11Kv S Stn | 11 | Western Power Distribution (East Midlands) Plc | Solar | Photovoltaic |  |  | 0 | 6 | Advanced Fuel (produced via gasification or pyrolysis of biofuel or waste) | Engine (combustion / reciprocating) |  |  |  |  | Advanced Fuel (produced via gasification or pyrolysis of biofuel or waste) | Engine (combustion / reciprocating) | [5 empty] | Accepted to connect | [6 empty] | 6 | 6 | 6.3158 | 5.2 | 5.4737 | 2021-03-09 | 2022-11-29 | [6 empty] | 2022-04-04 01:01
|  | Vento ludens limited | Mynydd bedwelte wind farm | Mynydd Bedwellte | Tredegar | Blaenau gwent |  | NP22 3TG | United Kingdom | 31367 | 20827 | Rassau Gsp |  |  | 132 | Western Power Distribution (South Wales) Plc | Wind | Onshore wind turbines |  |  | 0 | 54.6 | Advanced Fuel (produced via gasification or pyrolysis of biofuel or waste) | Engine (combustion / reciprocating) |  |  |  |  | Advanced Fuel (produced via gasification or pyrolysis of biofuel or waste) | Engine (combustion / reciprocating) | [5 empty] | Accepted to connect | [6 empty] | 54.6 | 54.6 | 57.4737 | 0.2 | 0.2105 | 2021-08-04 | 2025-08-31 | [6 empty] | 2022-04-04 01:01
|  | Jmb solar projects (uk) ltd | J026a | Bishton Road | Newport | Gwent | Wales | NP18 | United Kingdom |  |  | Uskmouth |  |  | 132 | Western Power Distribution (South Wales) Plc | Solar | Photovoltaic |  |  | 0 | 100 | Stored Energy (all stored energy irrespective of the original energy source) | Storage - Electrochemical (Batteries) |  |  | 0 | 100 | Advanced Fuel (produced via gasification or pyrolysis of biofuel or waste) | Engine (combustion / reciprocating) | [5 empty] | Accepted to connect | [6 empty] | 200 | 100 | 105.2632 | 100 | 105.2632 | 2021-06-07 | 2023-04-11 | [6 empty] | 2022-04-04 01:01
|  | Eew eco energy world plc | Kenilworth solar farm | Rouncil Lane |  | Kenilworth |  | CV8 1NN | United Kingdom | 42667 | 26982 | Berkswell 132Kv S Stn | Warwick 33Kv S Stn |  | 33 | Western Power Distribution (East Midlands) Plc | Solar | Photovoltaic |  |  | 0 | 20 | Advanced Fuel (produced via gasification or pyrolysis of biofuel or waste) | Engine (combustion / reciprocating) |  |  |  |  | Advanced Fuel (produced via gasification or pyrolysis of biofuel or waste) | Engine (combustion / reciprocating) | [5 empty] | Accepted to connect | [6 empty] | 20 | 20 | 21.0526 | 0.1 | 0.1053 | 2021-07-15 | 2022-11-25 | [6 empty] | 2022-04-04 01:01
|  | Innova renewables ltd | Land off | Bath Road | Frocester | Stroud |  | GL10 3TH | United Kingdom | 37799 | 20344 | Port Ham 132Kv S Stn |  |  | 132 | Western Power Distribution (West Midlands) Plc | Solar | Photovoltaic |  |  | 0 | 40 | Advanced Fuel (produced via gasification or pyrolysis of biofuel or waste) | Engine (combustion / reciprocating) |  |  |  |  | Advanced Fuel (produced via gasification or pyrolysis of biofuel or waste) | Engine (combustion / reciprocating) | [5 empty] | Accepted to connect | [6 empty] | 40 | 40 | 42.1053 | 0.2 | 0.2105 | 2021-06-16 | 2023-03-29 | [6 empty] | 2022-04-04 01:01
|  | Londorf capital limited | Parton's pool solar farm | Willoughbridge Lane | Winnington | Newcastle-under-lyme |  | TF9 4JN | United Kingdom | 37338 | 33911 | Cellarhead 132Kv |  |  | 33 | Western Power Distribution (West Midlands) Plc | Solar | Photovoltaic |  |  | 0 | 18 | Advanced Fuel (produced via gasification or pyrolysis of biofuel or waste) | Engine (combustion / reciprocating) |  |  |  |  | Advanced Fuel (produced via gasification or pyrolysis of biofuel or waste) | Engine (combustion / reciprocating) | [5 empty] | Accepted to connect | [6 empty] | 18 | 18 | 18.9474 | 0.3 | 0.3158 | 2021-11-16 | 2022-08-19 | [6 empty] | 2022-04-04 01:01
|  | Couch perry & wilkes llp | Worcestershire royal hospital | Charles Hastings Way | Worcester | Worcestershire |  | WR5 1DD | United Kingdom |  |  | Bishops Wood 132Kv S Stn | Warndon 132Kv S Stn | Warndon 132/11Kv | 11 | Western Power Distribution (West Midlands) Plc | Fossil - Gas | Engine (combustion / reciprocating) | Yes |  | 0 | 1.5 | Advanced Fuel (produced via gasification or pyrolysis of biofuel or waste) | Engine (combustion / reciprocating) |  |  |  |  | Advanced Fuel (produced via gasification or pyrolysis of biofuel or waste) | Engine (combustion / reciprocating) | [5 empty] | Accepted to connect | [6 empty] | 1.5 | 1.5 | 1.5789 | 2.8 | 2.9474 | 2021-10-06 | 2022-06-27 | [6 empty] | 2022-04-04 01:01
|  | Balance power projects limited | Rectory farm 2 | Rectory Lane | Upton Warren | Bromsgrove |  | B61 7EL | United Kingdom | 39318 | 26785 | Bishops Wood 132Kv S Stn |  |  | 66 | Western Power Distribution (West Midlands) Plc | Stored Energy (all stored energy irrespective of the original energy source) | Storage - Electrochemical (Batteries) |  |  | 0 | 30 | Advanced Fuel (produced via gasification or pyrolysis of biofuel or waste) | Engine (combustion / reciprocating) |  |  |  |  | Advanced Fuel (produced via gasification or pyrolysis of biofuel or waste) | Engine (combustion / reciprocating) | [5 empty] | Accepted to connect | [6 empty] | 30 | 30 | 31.5789 | 30 | 31.5789 | 2021-07-07 | 2022-11-17 | [6 empty] | 2022-04-04 01:01
|  | Opde uk limited | East of | Uffington |  | Shrewsbury |  | SY4 4SF | United Kingdom | 35287 | 31390 | Shrewsbury 132Kv S Stn | Shrewsbury 132/33Kv |  | 33 | Western Power Distribution (West Midlands) Plc | Solar | Photovoltaic |  |  | 0 | 25 | Advanced Fuel (produced via gasification or pyrolysis of biofuel or waste) | Engine (combustion / reciprocating) |  |  |  |  | Advanced Fuel (produced via gasification or pyrolysis of biofuel or waste) | Engine (combustion / reciprocating) | [5 empty] | Accepted to connect | [6 empty] | 25 | 25 | 26.3158 | 0.6 | 0.6316 | 2021-12-02 | 2022-09-07 | [6 empty] | 2022-04-04 01:01
|  | Gs vogt limited | Land off, brecks farm | Brick Yard Road | Retford | Nottinghamshire |  | DN22 0PT | United Kingdom | 46922 | 37788 | Staythorpe C 132Kv S Stn | Checkerhouse 33Kv S Stn |  | 33 | Western Power Distribution (East Midlands) Plc | Solar | Photovoltaic |  |  | 0 | 34.5 | Advanced Fuel (produced via gasification or pyrolysis of biofuel or waste) | Engine (combustion / reciprocating) |  |  |  |  | Advanced Fuel (produced via gasification or pyrolysis of biofuel or waste) | Engine (combustion / reciprocating) | [5 empty] | Accepted to connect | [6 empty] | 34.5 | 34.5 | 36.3158 | 0.1 | 0.1053 | 2021-07-07 | 2022-11-01 | [6 empty] | 2022-04-04 01:01
|  | Green switch capital limited | Stanley street solar array | Stanley Street |  |  |  | S44 5QJ | United Kingdom | 44582 | 36334 | Chesterfield 132Kv S Stn | Mansfield 33Kv S Stn | Teversal 33 11Kv S Stn | 11 | Western Power Distribution (East Midlands) Plc | Solar | Photovoltaic |  |  | 0 | 5.2 | Advanced Fuel (produced via gasification or pyrolysis of biofuel or waste) | Engine (combustion / reciprocating) |  |  |  |  | Advanced Fuel (produced via gasification or pyrolysis of biofuel or waste) | Engine (combustion / reciprocating) | [5 empty] | Accepted to connect | [6 empty] | 5.2 | 5.2 | 5.4737 | 0.1 | 0.1053 | 2021-07-23 | 2022-08-30 | [6 empty] | 2022-04-04 01:01
|  | Sswuk ltd | Sandbay solar |  |  | Weston super mare |  | BS22 9YT | United Kingdom | 33415 | 16430 | Seabank Sgp | Weston Bsp 132Kv |  | 33 | Western Power Distribution (South West) Plc | Solar | Photovoltaic |  |  | 0 | 13.69 | Advanced Fuel (produced via gasification or pyrolysis of biofuel or waste) | Engine (combustion / reciprocating) |  |  |  |  | Advanced Fuel (produced via gasification or pyrolysis of biofuel or waste) | Engine (combustion / reciprocating) | [5 empty] | Accepted to connect | [6 empty] | 13.69 | 13.69 | 14.4105 | 0 | 0 | 2021-08-31 | 2022-10-14 | [6 empty] | 2022-04-04 01:01
|  | Infraland & boultbee brooks | Proposed solar | Land Around Criffle Mill | Tideford | Saltash |  | PL12 5JU | United Kingdom | 23296 | 6051 | Landulph Sgp |  |  | 132 | Western Power Distribution (South West) Plc | Solar | Photovoltaic |  |  | 0 | 49.9 | Advanced Fuel (produced via gasification or pyrolysis of biofuel or waste) | Engine (combustion / reciprocating) |  |  |  |  | Advanced Fuel (produced via gasification or pyrolysis of biofuel or waste) | Engine (combustion / reciprocating) | [5 empty] | Accepted to connect | [6 empty] | 49.9 | 49.9 | 52.5263 | 0.2 | 0.2105 | 2021-08-19 | 2025-05-01 | [6 empty] | 2022-04-04 01:01
|  | Caudwell solar international limited | Proposed solar & battery storage | Holbeach St Matthews |  | Spalding | Lincolnshire | PE12 8EW | United Kingdom | 54088 | 33096 | Walpole 132Kv S Stn |  |  | 132 | Western Power Distribution (East Midlands) Plc | Solar | Photovoltaic |  |  | 0 | 49.9 | Advanced Fuel (produced via gasification or pyrolysis of biofuel or waste) | Engine (combustion / reciprocating) |  |  |  |  | Advanced Fuel (produced via gasification or pyrolysis of biofuel or waste) | Engine (combustion / reciprocating) | [5 empty] | Accepted to connect | [6 empty] | 49.9 | 499.9 | 526.2105 | 0.25 | 0.2632 | 2021-06-18 | 2022-11-01 | [6 empty] | 2022-04-04 01:01
|  | Infinis solar ltd | Boston lfg solar project | Slippery Gowt Lane | Boston | Lincs |  | PE21 7AA | United Kingdom | 53383 | 34161 | Walpole 132Kv S Stn | Boston 33Kv S Stn | Marsh Lane 33 11Kv S Stn | 11 | Western Power Distribution (East Midlands) Plc | Solar | Photovoltaic |  |  | 0 | 7.5 | Advanced Fuel (produced via gasification or pyrolysis of biofuel or waste) | Engine (combustion / reciprocating) |  |  |  |  | Advanced Fuel (produced via gasification or pyrolysis of biofuel or waste) | Engine (combustion / reciprocating) | [5 empty] | Accepted to connect | [6 empty] | 7.5 | 7.5 | 7.8947 | 0.1 | 0.1053 | 2021-07-21 | 2022-09-12 | [6 empty] | 2022-04-04 01:01
|  | Tim banks | Land around : | Acre Lane |  | Lincoln |  | LN4 3PH | United Kingdom | 50843 | 35903 | West Burton 132Kv S Stn | Lincoln Main No 1 33Kv S Stn | Metheringham 33 11Kv S Stn | 11 | Western Power Distribution (East Midlands) Plc | Solar | Photovoltaic |  |  | 0 | 7.6 | Advanced Fuel (produced via gasification or pyrolysis of biofuel or waste) | Engine (combustion / reciprocating) |  |  |  |  | Advanced Fuel (produced via gasification or pyrolysis of biofuel or waste) | Engine (combustion / reciprocating) | [5 empty] | Accepted to connect | [6 empty] | 7.6 | 7.6 | 8 | 0.1 | 0.1053 | 2021-06-23 | 2022-04-28 | [6 empty] | 2022-04-04 01:01
|  | Lark connections limited | - | Bridge Street | Holmgate | Clay cross |  | S45 9NY | United Kingdom |  |  | Chesterfield 132Kv S Stn | Chesterfield 33Kv S Stn |  | 33 | Western Power Distribution (East Midlands) Plc | Solar | Photovoltaic |  |  | 0 | 16.8 | Advanced Fuel (produced via gasification or pyrolysis of biofuel or waste) | Engine (combustion / reciprocating) |  |  |  |  | Advanced Fuel (produced via gasification or pyrolysis of biofuel or waste) | Engine (combustion / reciprocating) | [5 empty] | Accepted to connect | [6 empty] | 16.8 | 16.8 | 17.6842 | 2 | 2.1053 | 2021-08-31 | 2023-05-16 | [6 empty] | 2022-04-04 01:01
|  | Anglo es levedale limited |  | Levedale Road |  | Levedale |  | ST18 9AH | United Kingdom | 39050 | 31584 | Bushbury D 132Kv |  |  | 132 | Western Power Distribution (West Midlands) Plc | Stored Energy (all stored energy irrespective of the original energy source) | Storage - Electrochemical (Batteries) |  |  | 0 | 49.9 | Advanced Fuel (produced via gasification or pyrolysis of biofuel or waste) | Engine (combustion / reciprocating) |  |  |  |  | Advanced Fuel (produced via gasification or pyrolysis of biofuel or waste) | Engine (combustion / reciprocating) | [5 empty] | Accepted to connect | [6 empty] | 49.9 | 49.9 | 52.5263 | 49.9 | 52.5263 | 2021-09-13 | 2023-05-12 | [6 empty] | 2022-04-04 01:01
|  | Premier corporate consultants ltd | Import mpan | Bar Road |  | Coventry | Warwickshire | CV3 4AN | United Kingdom | 43475 | 27766 | Coventry 132Kv S Stn | Whitley 33Kv S Stn |  | 33 | Western Power Distribution (East Midlands) Plc | Solar | Photovoltaic |  |  | 0 | 1.2 | Advanced Fuel (produced via gasification or pyrolysis of biofuel or waste) | Engine (combustion / reciprocating) |  |  |  |  | Advanced Fuel (produced via gasification or pyrolysis of biofuel or waste) | Engine (combustion / reciprocating) | [5 empty] | Accepted to connect | [6 empty] | 1.2 | 1.2 | 1.2632 | 0 | 0 | 2021-06-10 | 2023-05-20 | [6 empty] | 2022-04-04 01:01
|  | Brian henton | Hanyards lane, lower hanyards farm |  |  | Tixall |  | ST18 0YA | United Kingdom | 39719 | 32469 | Bushbury D 132Kv | Stafford 132 25Kv S Stn |  | 132 | Western Power Distribution (West Midlands) Plc | Solar | Photovoltaic |  |  | 0 | 49.49 | Advanced Fuel (produced via gasification or pyrolysis of biofuel or waste) | Engine (combustion / reciprocating) |  |  |  |  | Advanced Fuel (produced via gasification or pyrolysis of biofuel or waste) | Engine (combustion / reciprocating) | [5 empty] | Accepted to connect | [6 empty] | 49.49 | 49.49 | 52.0947 | 0.2 | 0.2105 | 2021-07-20 | 2023-01-17 | [6 empty] | 2022-04-04 01:01
|  | Edf renewables | Sandholme solar farm | Sandholme Lane | Frampton | Boston | Lincolnshire | PE20 1AF | United Kingdom |  |  | Walpole 132Kv S Stn |  |  | 132 | Western Power Distribution (East Midlands) Plc | Solar | Photovoltaic |  |  | 0 | 99.9 | Advanced Fuel (produced via gasification or pyrolysis of biofuel or waste) | Engine (combustion / reciprocating) |  |  |  |  | Advanced Fuel (produced via gasification or pyrolysis of biofuel or waste) | Engine (combustion / reciprocating) | [5 empty] | Accepted to connect | [6 empty] | 99.9 | 99.9 | 105.1579 | 0.5 | 0.5263 | 2021-08-03 | 2022-11-18 | [6 empty] | 2022-04-04 01:01
|  | Vitalienergi | Energy centre a | Gloucestershire Royal Hospital |  | Gloucester |  | GL1 3NN | United Kingdom | 384188 | 218670 | Port Ham 132Kv S Stn | Castle Meads 33Kv S Stn | Commercial Rd 33 11Kv S Stn | 11 | Western Power Distribution (West Midlands) Plc | Fossil - Oil | Engine (combustion / reciprocating) |  |  | 0 | 2 | Advanced Fuel (produced via gasification or pyrolysis of biofuel or waste) | Engine (combustion / reciprocating) | No |  | 0 | 0.17 | Advanced Fuel (produced via gasification or pyrolysis of biofuel or waste) | Engine (combustion / reciprocating) | [5 empty] | Accepted to connect | [6 empty] | 2.17 | 2 | 2.1053 | 3.2 | 3.3684 | 2021-08-31 | 2022-08-10 | [6 empty] | 2022-04-04 01:01
|  | Re projects development ltd | Grange farm land on the north west | And South East Sides Of Larks Lane |  | Iron acton |  | BS37 9TX | United Kingdom | 36689 | 18558 | Iron Acton 132Kv S Stn |  |  | 132 | Western Power Distribution (West Midlands) Plc | Stored Energy (all stored energy irrespective of the original energy source) | Storage - Electrochemical (Batteries) |  |  | 0 | 100 | Advanced Fuel (produced via gasification or pyrolysis of biofuel or waste) | Engine (combustion / reciprocating) |  |  |  |  | Advanced Fuel (produced via gasification or pyrolysis of biofuel or waste) | Engine (combustion / reciprocating) | [5 empty] | Accepted to connect | [6 empty] | 100 | 100 | 105.2632 | 100 | 105.2632 | 2021-06-25 | 2022-11-29 | [6 empty] | 2022-04-04 01:01
|  | United downs geothermal ltd | Power project, united downs geothermal | Unit 3 United Downs Ind Estate | St Day | Redruth |  | TR16 5HY | United Kingdom | 17446 | 4149 | Indian Queens Sgp | Rame Bsp |  | 33 | Western Power Distribution (South West) Plc | Geothermal | Geothermal power plant |  |  | 0 | 4 | Advanced Fuel (produced via gasification or pyrolysis of biofuel or waste) | Engine (combustion / reciprocating) |  |  |  |  | Advanced Fuel (produced via gasification or pyrolysis of biofuel or waste) | Engine (combustion / reciprocating) | [5 empty] | Accepted to connect | [6 empty] | 4 | 2.993 | 3.1505 | 1.2 | 1.2632 | 2021-10-01 | 2023-05-26 | [6 empty] | 2022-04-04 01:01
|  | Ecotricity generation ltd | Woodlands farm |  |  | Berkeley |  | GL13 9QU | United Kingdom | 36600 | 19772 | Iron Acton 132Kv S Stn |  |  | 132 | Western Power Distribution (West Midlands) Plc | Solar | Photovoltaic |  |  | 0 | 20 | Advanced Fuel (produced via gasification or pyrolysis of biofuel or waste) | Engine (combustion / reciprocating) |  |  |  |  | Advanced Fuel (produced via gasification or pyrolysis of biofuel or waste) | Engine (combustion / reciprocating) | [5 empty] | Accepted to connect | [6 empty] | 20 | 20 | 21.0526 | 12 | 12.6316 | 2021-08-31 | 2022-09-20 | [6 empty] | 2022-04-04 01:01
|  | Conrad energy (developments) limited | Thurloxton energy storage plant | Haddons Lane | North Petherton | Bridwater |  | TA6 6PQ | United Kingdom | 326896 | 131602 | Bridgwater Sgp | Bridgwater Grid Bsp |  | 132 | Western Power Distribution (South West) Plc | Stored Energy (all stored energy irrespective of the original energy source) | Storage - Electrochemical (Batteries) |  |  | 0 | 49.9 | Advanced Fuel (produced via gasification or pyrolysis of biofuel or waste) | Engine (combustion / reciprocating) |  |  |  |  | Advanced Fuel (produced via gasification or pyrolysis of biofuel or waste) | Engine (combustion / reciprocating) | [5 empty] | Accepted to connect | [6 empty] | 49.9 | 49.9 | 52.5263 | 49.9 | 52.5263 | 2021-09-08 | 2023-09-09 | [6 empty] | 2022-04-04 01:01
|  | Anglo es penn 2 limited | Ar229 - | Blackpit Lane |  | Lower penn |  | WV4 4YA | United Kingdom | 38634 | 29558 | Penn 132Kv S Stn |  |  | 132 | Western Power Distribution (West Midlands) Plc | Stored Energy (all stored energy irrespective of the original energy source) | Storage - Electrochemical (Batteries) |  |  | 0 | 49.9 | Advanced Fuel (produced via gasification or pyrolysis of biofuel or waste) | Engine (combustion / reciprocating) |  |  |  |  | Advanced Fuel (produced via gasification or pyrolysis of biofuel or waste) | Engine (combustion / reciprocating) | [5 empty] | Accepted to connect | [6 empty] | 49.9 | 49.9 | 52.5263 | 49.9 | 52.5263 | 2021-04-29 | 2022-10-18 | [6 empty] | 2022-04-04 01:01
|  | Ledwyche solar limited | Le157 - henley hall | Squirrel Lane | Henley, Bitterley | Middleton | Shropshire | SY8 3HA | United Kingdom | 35327 | 27446 | Bishops Wood 132Kv S Stn | Ludlow 132Kv S Stn |  | 33 | Western Power Distribution (West Midlands) Plc | Solar | Photovoltaic |  |  | 0 | 12 | Advanced Fuel (produced via gasification or pyrolysis of biofuel or waste) | Engine (combustion / reciprocating) |  |  |  |  | Advanced Fuel (produced via gasification or pyrolysis of biofuel or waste) | Engine (combustion / reciprocating) | [5 empty] | Accepted to connect | [6 empty] | 12 | 12 | 12.6316 | 10.47 | 11.021 | 2021-07-12 | 2022-10-18 | [6 empty] | 2022-04-04 01:01
|  | Conrad energy (developments) ltd | Generator connection | 72Mw | North Of Radstock Road | Midsomer norton |  | BA3 2AF | United Kingdom | 36722 | 15468 | Seabank Sgp | Radstock Bsp 132Kv | Midsomer Norton | 11 | Western Power Distribution (South West) Plc | Fossil - Gas | Engine (combustion / reciprocating) |  |  | 0 | 6 | Advanced Fuel (produced via gasification or pyrolysis of biofuel or waste) | Engine (combustion / reciprocating) |  |  |  |  | Advanced Fuel (produced via gasification or pyrolysis of biofuel or waste) | Engine (combustion / reciprocating) | [5 empty] | Accepted to connect | [6 empty] | 6 | 6 | 6.3158 | 6 | 6.3158 | 2021-06-17 | 2022-09-02 | [6 empty] | 2022-04-04 01:01
|  | Elgin energy esco ltd | Lands at chillington estate | Chillington Hall, Upper Avenue |  | Brewood and coven | South Staffordshire | WV8 1RB | United Kingdom | 38616 | 30719 | Bushbury D 132Kv |  |  | 33 | Western Power Distribution (West Midlands) Plc | Solar | Photovoltaic |  |  | 0 | 40 | Advanced Fuel (produced via gasification or pyrolysis of biofuel or waste) | Engine (combustion / reciprocating) |  |  |  |  | Advanced Fuel (produced via gasification or pyrolysis of biofuel or waste) | Engine (combustion / reciprocating) | [5 empty] | Accepted to connect | [6 empty] | 40 | 40 | 42.1053 | 40 | 42.1053 | 2021-09-13 | 2023-04-03 | [6 empty] | 2022-04-04 01:01
|  | Stark energy limited | Wood lodge farm, , wood lodge solar project | Huntingdon Road | Thrapston | Kettering | Northamptonshire | NN14 4NJ | United Kingdom | 50333 | 27704 | Grendon 132Kv S Stn | Kettering 33Kv S Stn |  | 132 | Western Power Distribution (East Midlands) Plc | Solar | Photovoltaic |  |  | 0 | 36 | Advanced Fuel (produced via gasification or pyrolysis of biofuel or waste) | Engine (combustion / reciprocating) |  |  |  |  | Advanced Fuel (produced via gasification or pyrolysis of biofuel or waste) | Engine (combustion / reciprocating) | [5 empty] | Accepted to connect | [6 empty] | 36 | 36 | 37.8947 | 0.35 | 0.3684 | 2021-09-10 | 2022-12-29 | [6 empty] | 2022-04-04 01:01
|  | Carbon climate solutions | Dovecote solar farm | The Landings |  | Burton waters |  | LN1 2TU | United Kingdom |  |  | West Burton 132Kv S Stn | Lincoln Main 132Kv S Stn | South Carlton 33 11Kv S Stn | 11 | Western Power Distribution (East Midlands) Plc | Solar | Photovoltaic |  |  | 0 | 2 | Advanced Fuel (produced via gasification or pyrolysis of biofuel or waste) | Engine (combustion / reciprocating) |  |  |  |  | Advanced Fuel (produced via gasification or pyrolysis of biofuel or waste) | Engine (combustion / reciprocating) | [5 empty] | Accepted to connect | [6 empty] | 2 | 0 | 0 | 0.08 | 0.0842 | 2021-07-21 | 2022-09-13 | [6 empty] | 2022-04-04 01:01
|  | European energy dev ltd | Glebe farm, kingston brook solar | Wysall Road | Costock | Loughborough |  | LE12 6XQ | United Kingdom | 45855 | 32660 | Ratcliffe On Soar 132Kv S Stn |  |  | 132 | Western Power Distribution (East Midlands) Plc | Solar | Photovoltaic |  |  | 0 | 49.9 | Advanced Fuel (produced via gasification or pyrolysis of biofuel or waste) | Engine (combustion / reciprocating) |  |  |  |  | Advanced Fuel (produced via gasification or pyrolysis of biofuel or waste) | Engine (combustion / reciprocating) | [5 empty] | Accepted to connect | [6 empty] | 49.9 | 49.9 | 52.5263 | 0.2 | 0.2105 | 2021-08-23 | 2023-01-16 | [6 empty] | 2022-04-04 01:01
|  | Greentech | Solar pv park |  | Wayford | Crewkerne |  | TA18 8QN | United Kingdom | 34038 | 10655 | Axminster Sgp | Woodcote Bsp |  | 33 | Western Power Distribution (South West) Plc | Solar | Photovoltaic |  |  | 0 | 15 | Advanced Fuel (produced via gasification or pyrolysis of biofuel or waste) | Engine (combustion / reciprocating) |  |  |  |  | Advanced Fuel (produced via gasification or pyrolysis of biofuel or waste) | Engine (combustion / reciprocating) | [5 empty] | Accepted to connect | [6 empty] | 15 | 15 | 15.7895 | 0.5 | 0.5263 | 2021-09-21 | 2022-09-02 | [6 empty] | 2022-04-04 01:01
|  | Green frog connect ltd | Willoughby bess | West Thorpe | Willoughby On The Wold | Leicestershire |  | LE12 6TD | United Kingdom | 46299 | 32516 | Ratcliffe On Soar 132Kv S Stn | Willoughby 33Kv S Stn |  | 33 | Western Power Distribution (East Midlands) Plc | Fossil - Oil | Engine (combustion / reciprocating) |  |  | 0 | 26.4 | Advanced Fuel (produced via gasification or pyrolysis of biofuel or waste) | Engine (combustion / reciprocating) |  |  |  |  | Advanced Fuel (produced via gasification or pyrolysis of biofuel or waste) | Engine (combustion / reciprocating) | [5 empty] | Accepted to connect | [6 empty] | 26.4 | 26.4 | 27.7895 | 26.4 | 27.7895 | 2021-04-14 | 2022-10-13 | [6 empty] | 2022-04-04 01:01
|  | Green frog connect ltd | Dowlais bess | Pant Industrial Estate |  | Dowlais |  | CF48 2YG | United Kingdom | 30787 | 20850 | Upper Boat | Dowlais Grid |  | 33 | Western Power Distribution (South Wales) Plc | Stored Energy (all stored energy irrespective of the original energy source) | Storage - Electrochemical (Batteries) |  |  | 0 | 15 | Advanced Fuel (produced via gasification or pyrolysis of biofuel or waste) | Engine (combustion / reciprocating) |  |  |  |  | Advanced Fuel (produced via gasification or pyrolysis of biofuel or waste) | Engine (combustion / reciprocating) | [5 empty] | Accepted to connect | [6 empty] | 15 | 15 | 15.7895 | 15 | 15.7895 | 2021-07-09 | 2022-09-08 | [6 empty] | 2022-04-04 01:01
|  | Green frog connect ltd | Plymouth bess | Faraday Road |  | Plymouth |  | PL4 0SR | United Kingdom | 24984 | 5431 | Abham Sgp | Plymouth Bsp |  | 33 | Western Power Distribution (South West) Plc | Stored Energy (all stored energy irrespective of the original energy source) | Storage - Electrochemical (Batteries) |  |  | 0 | 20 | Advanced Fuel (produced via gasification or pyrolysis of biofuel or waste) | Engine (combustion / reciprocating) |  |  |  |  | Advanced Fuel (produced via gasification or pyrolysis of biofuel or waste) | Engine (combustion / reciprocating) | [5 empty] | Accepted to connect | [6 empty] | 20 | 20 | 21.0526 | 20 | 21.0526 | 2021-09-03 | 2022-09-16 | [6 empty] | 2022-04-04 01:01
|  | Emsc uk ltd trading as powerstar | Ilmor engineering ltd | Quarry Road |  | Brixorth | Northampton | NN6 9UB | United Kingdom | 47521 | 27101 | Grendon 132Kv S Stn | Northampton West 33Kv S Stn | Chapel Brampton 33 11Kv S Stn | 11 | Western Power Distribution (East Midlands) Plc | Fossil - Gas | Engine (combustion / reciprocating) | Yes |  | 0 | 1.3 | Advanced Fuel (produced via gasification or pyrolysis of biofuel or waste) | Engine (combustion / reciprocating) |  |  |  |  | Advanced Fuel (produced via gasification or pyrolysis of biofuel or waste) | Engine (combustion / reciprocating) | [5 empty] | Accepted to connect | [6 empty] | 1.3 | 1.3 | 1.3684 | 1.3 | 1.3684 | 2021-08-11 | 2022-10-01 | [6 empty] | 2022-04-04 01:01
|  | Infinis limited | Calvert phase | Brackley Lane |  | Calvert |  | MK18 2HF | United Kingdom | 46889 | 22449 | East Claydon 132Kv S Stn | Stony Stratford 33Kv S Stn |  | 33 | Western Power Distribution (East Midlands) Plc | Solar | Photovoltaic |  |  | 0 | 9 | Advanced Fuel (produced via gasification or pyrolysis of biofuel or waste) | Engine (combustion / reciprocating) |  |  |  |  | Advanced Fuel (produced via gasification or pyrolysis of biofuel or waste) | Engine (combustion / reciprocating) | [5 empty] | Accepted to connect | [6 empty] | 9 | 9 | 9.4737 | 0 | 0 | 2021-10-18 | 2023-11-15 | [6 empty] | 2022-04-04 01:01
|  | Wse coxs brook ltd | Land at twigworth court farm | Twigworth |  | Gloucester |  |  | United Kingdom |  |  | Port Ham 132Kv S Stn | Castle Meads 33Kv S Stn |  | 33 | Western Power Distribution (West Midlands) Plc | Solar | Photovoltaic |  |  | 0 | 16 | Advanced Fuel (produced via gasification or pyrolysis of biofuel or waste) | Engine (combustion / reciprocating) |  |  |  |  | Advanced Fuel (produced via gasification or pyrolysis of biofuel or waste) | Engine (combustion / reciprocating) | [5 empty] | Accepted to connect | [6 empty] | 16 | 16 | 16.8421 | 0.82 | 0.8632 | 2021-08-18 | 2022-10-07 | [6 empty] | 2022-04-04 01:01
|  | Anesco limited |  | Land At Bemersley Road | Brown Edge | Staffordshire |  | ST6 8UL | United Kingdom | 38900 | 35366 | Cellarhead 132Kv |  |  | 132 | Western Power Distribution (West Midlands) Plc | Stored Energy (all stored energy irrespective of the original energy source) | Storage - Electrochemical (Batteries) |  |  | 0 | 49.35 | Advanced Fuel (produced via gasification or pyrolysis of biofuel or waste) | Engine (combustion / reciprocating) |  |  |  |  | Advanced Fuel (produced via gasification or pyrolysis of biofuel or waste) | Engine (combustion / reciprocating) | [5 empty] | Accepted to connect | [6 empty] | 49.35 | 49.35 | 51.9474 | 49.35 | 51.9474 | 2021-09-22 | 2023-02-23 | [6 empty] | 2022-04-04 01:01
|  | Industria solar vauls farm limited | Vauls farm solar park | Land Adjoining Vauls Farm |  | Bedworth |  | CV12 0NE | United Kingdom | 43288 | 28770 | Coventry 132Kv S Stn | Coventry North 33Kv S Stn |  | 33 | Western Power Distribution (East Midlands) Plc | Solar | Photovoltaic |  |  | 0 | 16 | Advanced Fuel (produced via gasification or pyrolysis of biofuel or waste) | Engine (combustion / reciprocating) |  |  |  |  | Advanced Fuel (produced via gasification or pyrolysis of biofuel or waste) | Engine (combustion / reciprocating) | [5 empty] | Accepted to connect | [6 empty] | 16 | 16 | 16.8421 | 0.1 | 0.1053 | 2021-08-03 | 2023-02-01 | [6 empty] | 2022-04-04 01:01
|  | Auk pe12 limited | Boston solar pv & bess | Land Off Middle Marsh Bank |  | Holbeach bank | Lincolnshire |  | United Kingdom |  |  | Walpole 132Kv S Stn |  |  | 132 | Western Power Distribution (East Midlands) Plc | Solar | Photovoltaic |  |  | 0 | 39.9 | Stored Energy (all stored energy irrespective of the original energy source) | Storage - Electrochemical (Batteries) |  |  | 0 | 10 | Advanced Fuel (produced via gasification or pyrolysis of biofuel or waste) | Engine (combustion / reciprocating) | [5 empty] | Accepted to connect | [6 empty] | 49.9 | 39.9 | 42 | 10 | 10.5263 | 2021-08-03 | 2023-01-17 | [6 empty] | 2022-04-04 01:01
|  | Balance energy 7 ltd | St austell 495mw bess | Land Next To Bojea |  | St austell |  | PL25 5RU | United Kingdom | 20132 | 5398 | Indian Queens Sgp |  |  | 132 | Western Power Distribution (South West) Plc | Stored Energy (all stored energy irrespective of the original energy source) | Storage - Electrochemical (Batteries) |  |  | 0 | 49.5 | Advanced Fuel (produced via gasification or pyrolysis of biofuel or waste) | Engine (combustion / reciprocating) |  |  |  |  | Advanced Fuel (produced via gasification or pyrolysis of biofuel or waste) | Engine (combustion / reciprocating) | [5 empty] | Accepted to connect | [6 empty] | 49.5 | 49.5 | 52.1053 | 49.5 | 52.1053 | 2021-10-13 | 2023-02-13 | [6 empty] | 2022-04-04 01:01
|  | Sonnedix bengrove limited | Bengrove farm | Base Lane | Sandhurst | Gloucester |  | GL2 9PA | United Kingdom | 38427 | 22328 | Port Ham 132Kv S Stn | Castle Meads 33Kv S Stn |  | 33 | Western Power Distribution (West Midlands) Plc | Solar | Photovoltaic |  |  | 0 | 15 | Advanced Fuel (produced via gasification or pyrolysis of biofuel or waste) | Engine (combustion / reciprocating) |  |  |  |  | Advanced Fuel (produced via gasification or pyrolysis of biofuel or waste) | Engine (combustion / reciprocating) | [5 empty] | Accepted to connect | [6 empty] | 15 | 15 | 15.7895 | 1 | 1.0526 | 2021-06-23 | 2022-09-02 | [6 empty] | 2022-04-04 01:01
|  | Balance power projects limited | Willenhall grid substation | Bilston Road |  | Wolverhampton |  | WV13 3EH | United Kingdom | 39581 | 29792 | Willenhall 132 25Kv S Stn |  |  | 132 | Western Power Distribution (West Midlands) Plc | Stored Energy (all stored energy irrespective of the original energy source) | Storage - Electrochemical (Batteries) |  |  | 0 | 49.9 | Advanced Fuel (produced via gasification or pyrolysis of biofuel or waste) | Engine (combustion / reciprocating) |  |  |  |  | Advanced Fuel (produced via gasification or pyrolysis of biofuel or waste) | Engine (combustion / reciprocating) | [5 empty] | Accepted to connect | [6 empty] | 49.9 | 49.9 | 52.5263 | 49.9 | 52.5263 | 2021-09-01 | 2022-06-17 | [6 empty] | 2022-04-04 01:01
|  | Vital energi | Gloucester royal hospital, , import mpan | Great Western Road |  | Gloucester | Gloucestershire | GL1 3NN | United Kingdom | 384117 | 218670 | Port Ham 132Kv S Stn | Castle Meads 33Kv S Stn | Commercial Rd 33 11Kv S Stn | 11 | Western Power Distribution (West Midlands) Plc | Solar | Photovoltaic |  |  | 0 | 0.176 | Advanced Fuel (produced via gasification or pyrolysis of biofuel or waste) | Engine (combustion / reciprocating) |  |  |  |  | Advanced Fuel (produced via gasification or pyrolysis of biofuel or waste) | Engine (combustion / reciprocating) | [5 empty] | Accepted to connect | [6 empty] | 0.176 | 0.176 | 0.1853 | 3.2 | 3.3684 | 2021-08-31 | 2022-10-07 | [6 empty] | 2022-04-04 01:01
|  | Solis re ltd | 9, , gardner aero space | Victory Park Way |  | Derby | Derbyshire | DE24 8ZF | United Kingdom | 435580 | 332678 | Willington 132Kv S Stn | Derby South 33Kv S Stn | Sinfin Lane 33 11Kv S Stn | 11 | Western Power Distribution (East Midlands) Plc | Solar | Photovoltaic |  |  | 0 | 1.248 | Advanced Fuel (produced via gasification or pyrolysis of biofuel or waste) | Engine (combustion / reciprocating) |  |  |  |  | Advanced Fuel (produced via gasification or pyrolysis of biofuel or waste) | Engine (combustion / reciprocating) | [5 empty] | Accepted to connect | [6 empty] | 1.248 | 1.248 | 1.3137 | 0 | 0 | 2022-02-03 | 2022-05-18 | [6 empty] | 2022-04-04 01:01
|  | Centrica business solutions | Heartlands hospital, estates department | Bordesley Green East | Bordesley Green | Birmingham | West Midlands | B9 5SS | United Kingdom | 411450 | 286881 | Nechells East 132Kv S Stn | Sparkbrook 132Kv S Stn | Sparkbrook 132/11Kv | 0.4 | Western Power Distribution (West Midlands) Plc | Fossil - Gas | Engine (combustion / reciprocating) | Yes |  | 0 | 1.5 | Advanced Fuel (produced via gasification or pyrolysis of biofuel or waste) | Engine (combustion / reciprocating) |  |  |  |  | Advanced Fuel (produced via gasification or pyrolysis of biofuel or waste) | Engine (combustion / reciprocating) | [5 empty] | Accepted to connect | [6 empty] | 1.5 | 0 | 0 | 0 | 0 | 2021-05-13 | 2022-11-23 | [6 empty] | 2022-04-04 01:01
|  | Public power solutions limited | - | Land At Langer Lane | Wingerworth | Chesterfield |  | S42 6TS | United Kingdom | 43734 | 36795 | Chesterfield 132Kv S Stn | Goitside 33Kv S Stn |  | 33 | Western Power Distribution (East Midlands) Plc | Solar | Photovoltaic |  |  | 0 | 7.5 | Stored Energy (all stored energy irrespective of the original energy source) | Storage - Electrochemical (Batteries) |  |  | 0 | 0.999 | Advanced Fuel (produced via gasification or pyrolysis of biofuel or waste) | Engine (combustion / reciprocating) | [5 empty] | Accepted to connect | [6 empty] | 8.499 | 7.5 | 7.8947 | 0.999 | 1.0516 | 2021-08-11 | 2023-09-01 | [6 empty] | 2022-04-04 01:01
|  | Public power solutions | Land on the north side, solar and pv energy storage | Of Queen Charlton Lane |  | Bristol |  | BS31 2SJ | United Kingdom | 36353 | 16715 | Iron Acton Sgp | Feeder Road 33Kv | Whitchurch | 33 | Western Power Distribution (South West) Plc | Solar | Photovoltaic |  |  | 0 | 19.6 | Advanced Fuel (produced via gasification or pyrolysis of biofuel or waste) | Engine (combustion / reciprocating) |  |  |  |  | Advanced Fuel (produced via gasification or pyrolysis of biofuel or waste) | Engine (combustion / reciprocating) | [5 empty] | Accepted to connect | [6 empty] | 19.6 | 19.6 | 20.6316 | 0.1 | 0.1053 | 2021-09-20 | 2023-09-20 | [6 empty] | 2022-04-04 01:01
|  | Anesco ltd | Land at walsall, full grid app | Chapel Lane | Walsall |  |  | WS9 0QU | United Kingdom | 40532 | 29657 | Bustleholm 132Kv S Stn |  |  | 132 | Western Power Distribution (West Midlands) Plc | Stored Energy (all stored energy irrespective of the original energy source) | Storage - Electrochemical (Batteries) |  |  | 0 | 49.35 | Advanced Fuel (produced via gasification or pyrolysis of biofuel or waste) | Engine (combustion / reciprocating) |  |  |  |  | Advanced Fuel (produced via gasification or pyrolysis of biofuel or waste) | Engine (combustion / reciprocating) | [5 empty] | Accepted to connect | [6 empty] | 49.35 | 49.35 | 51.9474 | 49.35 | 51.9474 | 2021-08-02 | 2022-10-03 | [6 empty] | 2022-04-04 01:01
|  | Jbm solar projects 12 ltd | Main land centred around:, j081 myttons | Roden Lane | Recall Magna | Telford |  | TF6 6BP | United Kingdom | 35693 | 31653 | Shrewsbury 132Kv S Stn |  |  | 33 | Western Power Distribution (West Midlands) Plc | Solar | Photovoltaic |  |  | 0 | 30 | Advanced Fuel (produced via gasification or pyrolysis of biofuel or waste) | Engine (combustion / reciprocating) |  |  |  |  | Advanced Fuel (produced via gasification or pyrolysis of biofuel or waste) | Engine (combustion / reciprocating) | [5 empty] | Accepted to connect | [6 empty] | 30 | 30 | 31.5789 | 30 | 31.5789 | 2021-11-19 | 2023-05-17 | [6 empty] | 2022-04-04 01:01
|  | Voltalia uk ltd | Land off a5/kilsby road | Kilsby |  | West northamptonshire |  | CV23 8UW | United Kingdom | 45779 | 27048 | Coventry 132Kv S Stn |  |  | 132 | Western Power Distribution (East Midlands) Plc | Solar | Photovoltaic |  |  | 0 | 40.6 | Advanced Fuel (produced via gasification or pyrolysis of biofuel or waste) | Engine (combustion / reciprocating) |  |  |  |  | Advanced Fuel (produced via gasification or pyrolysis of biofuel or waste) | Engine (combustion / reciprocating) | [5 empty] | Accepted to connect | [6 empty] | 40.6 | 40.6 | 42.7368 | 0.2 | 0.2105 | 2021-10-11 | 2023-03-08 | [6 empty] | 2022-04-04 01:01
|  | Aura power solar uk ltd | - | Whatton Estate |  | Long whatton | Loughborough |  | United Kingdom |  |  | Ratcliffe On Soar 132Kv S Stn |  |  | 132 | Western Power Distribution (East Midlands) Plc | Solar | Photovoltaic |  |  | 0 | 60 | Stored Energy (all stored energy irrespective of the original energy source) | Storage - Electrochemical (Batteries) |  |  | 0 | 60 | Advanced Fuel (produced via gasification or pyrolysis of biofuel or waste) | Engine (combustion / reciprocating) | [5 empty] | Accepted to connect | [6 empty] | 120 | 60 | 63.1579 | 60 | 63.1579 | 2021-08-02 | 2022-12-07 | [6 empty] | 2022-04-04 01:01
|  | Innova renewables limited | Rodington solar & storage | Land At Rodington |  | Shrewsbury |  | TF6 6NF | United Kingdom | 36108 | 31379 | Ironbridge 132Kv S Stn |  |  | 132 | Western Power Distribution (West Midlands) Plc | Solar | Photovoltaic |  |  | 0 | 99.9 | Stored Energy (all stored energy irrespective of the original energy source) | Storage - Electrochemical (Batteries) |  |  | 0 | 49.9 | Advanced Fuel (produced via gasification or pyrolysis of biofuel or waste) | Engine (combustion / reciprocating) | [5 empty] | Accepted to connect | [6 empty] | 149.8 | 99.9 | 105.1579 | 49.9 | 52.5263 | 2021-12-22 | 2022-09-13 | [6 empty] | 2022-04-04 01:01
|  | Ham farm solar limited | Ham farm | Creech St Michael |  | Taunton |  | TA3 5NY | United Kingdom | 32863 | 12511 | Bridgwater Sgp | Bridgwater Grid Bsp |  | 33 | Western Power Distribution (South West) Plc | Solar | Photovoltaic |  |  | 0 | 14 | Advanced Fuel (produced via gasification or pyrolysis of biofuel or waste) | Engine (combustion / reciprocating) |  |  |  |  | Advanced Fuel (produced via gasification or pyrolysis of biofuel or waste) | Engine (combustion / reciprocating) | [5 empty] | Accepted to connect | [6 empty] | 14 | 14 | 14.7368 | 2 | 2.1053 | 2021-09-22 | 2022-08-10 | [6 empty] | 2022-04-04 01:01
|  | Sping che ltd | Dodderhill, upton solar farm | Wychavon | Upton Warren | Bromsgrove | Worcestershire | B61 7EH | United Kingdom | 39294 | 26742 | Bishops Wood 132Kv S Stn | Stourport 132 66 33Kv S Stn |  | 66 | Western Power Distribution (West Midlands) Plc | Solar | Photovoltaic |  |  | 0 | 30 | Advanced Fuel (produced via gasification or pyrolysis of biofuel or waste) | Engine (combustion / reciprocating) |  |  |  |  | Advanced Fuel (produced via gasification or pyrolysis of biofuel or waste) | Engine (combustion / reciprocating) | [5 empty] | Accepted to connect | [6 empty] | 30 | 30 | 31.5789 | 0.23 | 0.2421 | 2021-10-04 | 2022-09-23 | [6 empty] | 2022-04-04 01:01
|  | Farrans limited | Proposed recycling centre | Pixash Lane | Keynsham | Bristol |  | BS31 1TP | United Kingdom | 36745 | 16819 | Seabank Sgp | Radstock Bsp 132Kv | Keynsham East | 11 | Western Power Distribution (South West) Plc | Solar | Photovoltaic |  |  | 0 | 0.8 | Advanced Fuel (produced via gasification or pyrolysis of biofuel or waste) | Engine (combustion / reciprocating) |  |  |  |  | Advanced Fuel (produced via gasification or pyrolysis of biofuel or waste) | Engine (combustion / reciprocating) | [5 empty] | Accepted to connect | [6 empty] | 0.8 | 0.8 | 0.8421 | 1.2 | 1.2632 | 2021-07-13 | 2022-06-01 | [6 empty] | 2022-04-04 01:01
|  | Green power consultants ltd | Land near cinders farm | Gipsyhill Lane |  | Worksop |  | S80 3EQ | United Kingdom | 45097 | 37755 | Chesterfield 132Kv S Stn | Whitwell 33Kv S Stn |  | 33 | Western Power Distribution (East Midlands) Plc | Solar | Photovoltaic |  |  | 0 | 20 | Advanced Fuel (produced via gasification or pyrolysis of biofuel or waste) | Engine (combustion / reciprocating) |  |  |  |  | Advanced Fuel (produced via gasification or pyrolysis of biofuel or waste) | Engine (combustion / reciprocating) | [5 empty] | Accepted to connect | [6 empty] | 20 | 20 | 21.0526 | 0.25 | 0.2632 | 2021-10-04 | 2023-02-27 | [6 empty] | 2022-04-04 01:01
|  | Moorside energy reserve limited | Moorside battery storage | Eaves Lane |  | Bagnall | Staffordshire | ST2 7NH | United Kingdom | 39173 | 34957 | Cellarhead 132Kv |  |  | 132 | Western Power Distribution (West Midlands) Plc | Stored Energy (all stored energy irrespective of the original energy source) | Storage - Electrochemical (Batteries) |  |  | 0 | 49.9 | Advanced Fuel (produced via gasification or pyrolysis of biofuel or waste) | Engine (combustion / reciprocating) |  |  |  |  | Advanced Fuel (produced via gasification or pyrolysis of biofuel or waste) | Engine (combustion / reciprocating) | [5 empty] | Accepted to connect | [6 empty] | 49.9 | 49.9 | 52.5263 | 49.9 | 52.5263 | 2021-09-23 | 2022-10-03 | [6 empty] | 2022-04-04 01:01
|  | Infraland limited | Land at leaton | Tiddlecross Lane | Wrockwardine | Wellington | Shropshire | TF6 5EG | United Kingdom | 36094 | 31271 | Shrewsbury 132Kv S Stn |  |  | 33 | Western Power Distribution (West Midlands) Plc | Solar | Photovoltaic |  |  | 0 | 12 | Advanced Fuel (produced via gasification or pyrolysis of biofuel or waste) | Engine (combustion / reciprocating) |  |  |  |  | Advanced Fuel (produced via gasification or pyrolysis of biofuel or waste) | Engine (combustion / reciprocating) | [5 empty] | Accepted to connect | [6 empty] | 12 | 12 | 12.6316 | 4 | 4.2105 | 2021-10-08 | 2024-10-01 | [6 empty] | 2022-04-04 01:01
|  | Namene service company limited |  | Ingleberry Road |  | Charley | Leicestershire | LE12 9XR | United Kingdom |  |  | Ratcliffe On Soar 132Kv S Stn |  |  | 132 | Western Power Distribution (East Midlands) Plc | Solar | Photovoltaic |  |  | 0 | 49.9 | Advanced Fuel (produced via gasification or pyrolysis of biofuel or waste) | Engine (combustion / reciprocating) |  |  |  |  | Advanced Fuel (produced via gasification or pyrolysis of biofuel or waste) | Engine (combustion / reciprocating) | [5 empty] | Accepted to connect | [6 empty] | 49.9 | 49.9 | 52.5263 | 0.5 | 0.5263 | 2021-08-02 | 2023-01-09 | [6 empty] | 2022-04-04 01:01
|  | Sswuk ltd | Cymric ltd |  | Bromfield | Ludlow | Shropshire | SY8 2JP | United Kingdom | 34802 | 27686 | Bishops Wood 132Kv S Stn | Ludlow 132Kv S Stn | Craven Arms 33 11Kv S Stn | 11 | Western Power Distribution (West Midlands) Plc | Solar | Photovoltaic |  |  | 0 | 0.96 | Water (flowing water or head of water) | Hydro - Run of river |  |  | 0 | 0.164 | Advanced Fuel (produced via gasification or pyrolysis of biofuel or waste) | Engine (combustion / reciprocating) | [5 empty] | Accepted to connect | [6 empty] | 1.124 | 1.124 | 1.1832 | 0.644 | 0.6779 | 2021-05-15 | 2022-06-29 | [6 empty] | 2022-04-04 01:01
|  | Gfv-1 limited | Ir cardiff bess | Ipswich Road |  | Cardiff |  | CF23 9AQ | United Kingdom | 32046 | 17823 | Cardiff East Grid | Cardiff East Grid Bsp |  | 132 | Western Power Distribution (South Wales) Plc | Stored Energy (all stored energy irrespective of the original energy source) | Storage - Electrochemical (Batteries) |  |  | 0 | 49.9 | Advanced Fuel (produced via gasification or pyrolysis of biofuel or waste) | Engine (combustion / reciprocating) |  |  |  |  | Advanced Fuel (produced via gasification or pyrolysis of biofuel or waste) | Engine (combustion / reciprocating) | [5 empty] | Accepted to connect | [6 empty] | 49.9 | 49.9 | 52.5263 | 49.9 | 52.5263 | 2021-09-24 | 2023-01-18 | [6 empty] | 2022-04-04 01:01
|  | Penso power ltd | Land to the east of | Exeter Substation | Broadclyst | Exeter |  | EX5 3DB | United Kingdom | 30179 | 9775 | Exeter Main Sgp | Exeter Main Bsp |  | 132 | Western Power Distribution (South West) Plc | Stored Energy (all stored energy irrespective of the original energy source) | Storage - Electrochemical (Batteries) |  |  | 0 | 99.9 | Advanced Fuel (produced via gasification or pyrolysis of biofuel or waste) | Engine (combustion / reciprocating) |  |  |  |  | Advanced Fuel (produced via gasification or pyrolysis of biofuel or waste) | Engine (combustion / reciprocating) | [5 empty] | Accepted to connect | [6 empty] | 99.9 | 99.9 | 105.1579 | 99.9 | 105.1579 | 2021-10-11 | 2022-08-08 | [6 empty] | 2022-04-04 01:01
|  | Codrington energy centre ltd | - | Codrington Road | Wapley | Gloucestershire |  | BS37 8RH | United Kingdom | 37158 | 17942 | Iron Acton 132Kv S Stn | Chipping Sodbury 132Kv S Stn |  | 33 | Western Power Distribution (West Midlands) Plc | Solar | Photovoltaic |  |  | 0 | 15 | Advanced Fuel (produced via gasification or pyrolysis of biofuel or waste) | Engine (combustion / reciprocating) |  |  |  |  | Advanced Fuel (produced via gasification or pyrolysis of biofuel or waste) | Engine (combustion / reciprocating) | [5 empty] | Accepted to connect | [6 empty] | 15 | 15 | 15.7895 | 0.15 | 0.1579 | 2021-08-26 | 2023-03-31 | [6 empty] | 2022-04-04 01:01
|  | Push generation and supply ltd | Rolleston park farm, rolleston park 2 | Tutbury | Burton On Trent | Staffordshire |  | DE13 9HQ | United Kingdom | 42130 | 32691 | Drakelow 132Kv | Burton 33Kv |  | 33 | Western Power Distribution (East Midlands) Plc | Solar | Photovoltaic |  |  | 0 | 12 | Advanced Fuel (produced via gasification or pyrolysis of biofuel or waste) | Engine (combustion / reciprocating) |  |  |  |  | Advanced Fuel (produced via gasification or pyrolysis of biofuel or waste) | Engine (combustion / reciprocating) | [5 empty] | Accepted to connect | [6 empty] | 12 | 12 | 12.6316 | 0.25 | 0.2632 | 2021-07-09 | 2022-08-15 | [6 empty] | 2022-04-04 01:01
|  | Innova renewables limited | Lower farm solar and storage plant | Drointon Road | Stowe-By-Chartley | Staffordshire |  | WS15 3NX | United Kingdom | 40258 | 32641 | Rugeley 132Kv S Stn |  |  | 132 | Western Power Distribution (West Midlands) Plc | Stored Energy (all stored energy irrespective of the original energy source) | Storage - Electrochemical (Batteries) |  |  | 0 | 49.9 | Advanced Fuel (produced via gasification or pyrolysis of biofuel or waste) | Engine (combustion / reciprocating) |  |  |  |  | Advanced Fuel (produced via gasification or pyrolysis of biofuel or waste) | Engine (combustion / reciprocating) | [5 empty] | Accepted to connect | [6 empty] | 49.9 | 49.9 | 52.5263 | 30 | 31.5789 | 2021-09-13 | 2023-01-18 | [6 empty] | 2022-04-04 01:01
|  | Uk power distribution | Unit 2, dhl | Hall Farm Road |  | Castle donnington |  | DE24 2BF | United Kingdom |  |  | Ratcliffe On Soar 132Kv S Stn | Toton 3 33Kv S Stn |  | 33 | Western Power Distribution (East Midlands) Plc | Solar | Photovoltaic |  |  | 0 | 1.36 | Advanced Fuel (produced via gasification or pyrolysis of biofuel or waste) | Engine (combustion / reciprocating) |  |  |  |  | Advanced Fuel (produced via gasification or pyrolysis of biofuel or waste) | Engine (combustion / reciprocating) | [5 empty] | Accepted to connect | [6 empty] | 1.36 | 1.36 | 1.4316 | 0 | 0 | 2021-06-16 | 2022-11-17 | [6 empty] | 2022-04-04 01:01
|  | Uk power distribution limited | Unit 12, dhl | Wilders Way | East Midlands Gateway | Castle donnington |  | DE74 2BB | United Kingdom | 44737 | 32612 | Ratcliffe On Soar 132Kv S Stn | Toton 3 33Kv S Stn |  | 33 | Western Power Distribution (East Midlands) Plc | Solar | Photovoltaic |  |  | 0 | 4.2 | Advanced Fuel (produced via gasification or pyrolysis of biofuel or waste) | Engine (combustion / reciprocating) |  |  |  |  | Advanced Fuel (produced via gasification or pyrolysis of biofuel or waste) | Engine (combustion / reciprocating) | [5 empty] | Accepted to connect | [6 empty] | 4.2 | 4.2 | 4.4211 | 0 | 0 | 2021-06-16 | 2022-11-18 | [6 empty] | 2022-04-04 01:01
|  | Mitie group plc | Russells hall hospital | Pensnett Road |  | Dudley | West Midlands | DY1 2HQ | United Kingdom | 391900 | 289545 | Penn 132Kv S Stn | Dudley 132Kv S Stn | Dudley 132/11Kv | 0.4 | Western Power Distribution (West Midlands) Plc | Fossil - Gas | Engine (combustion / reciprocating) | Yes |  | 0 | 1.287 | Advanced Fuel (produced via gasification or pyrolysis of biofuel or waste) | Engine (combustion / reciprocating) |  |  |  |  | Advanced Fuel (produced via gasification or pyrolysis of biofuel or waste) | Engine (combustion / reciprocating) | [5 empty] | Accepted to connect | [6 empty] | 1.287 | 0 | 0 | 5 | 5.2632 | 2021-07-27 | 2022-04-25 | [6 empty] | 2022-04-04 01:01
|  | Lightrock power limited |  | Land At Leonard Stanley |  | Stroud | Gloucestershire | GL10 2 | United Kingdom |  |  | Iron Acton 132Kv S Stn |  |  | 132 | Western Power Distribution (West Midlands) Plc | Solar | Photovoltaic |  |  | 0 | 40 | Advanced Fuel (produced via gasification or pyrolysis of biofuel or waste) | Engine (combustion / reciprocating) |  |  |  |  | Advanced Fuel (produced via gasification or pyrolysis of biofuel or waste) | Engine (combustion / reciprocating) | [5 empty] | Accepted to connect | [6 empty] | 40 | 40 | 42.1053 | 10 | 10.5263 | 2021-10-20 | 2022-09-08 | [6 empty] | 2022-04-04 01:01
|  | Bath and west community energy ltd | Mw formal offer | Fairy Hill Solar Farm |  | Comtpon dando |  |  | United Kingdom |  |  | Iron Acton Sgp | Feeder Road 33Kv | Whitchurch | 11 | Western Power Distribution (South West) Plc | Solar | Photovoltaic |  |  | 0 | 1.6 | Advanced Fuel (produced via gasification or pyrolysis of biofuel or waste) | Engine (combustion / reciprocating) |  |  |  |  | Advanced Fuel (produced via gasification or pyrolysis of biofuel or waste) | Engine (combustion / reciprocating) | [5 empty] | Accepted to connect | [6 empty] | 1.6 | 1.6 | 1.6842 | 0.2 | 0.2105 | 2021-10-14 | 2022-05-31 | [6 empty] | 2022-04-04 01:01
|  | Bath and west community energy ltd | Proposed solar pv | Near Scott Lane |  | Chew stoke | Bristol |  | United Kingdom | 355696 | 162406 | Bridgwater Sgp | Churchill Bsp 132Kv | Chew Stoke | 11 | Western Power Distribution (South West) Plc | Solar | Photovoltaic |  |  | 0 | 1.2 | Advanced Fuel (produced via gasification or pyrolysis of biofuel or waste) | Engine (combustion / reciprocating) |  |  |  |  | Advanced Fuel (produced via gasification or pyrolysis of biofuel or waste) | Engine (combustion / reciprocating) | [5 empty] | Accepted to connect | [6 empty] | 1.2 | 1.2 | 1.2632 | 0.2 | 0.2105 | 2021-10-14 | 2022-06-07 | [6 empty] | 2022-04-04 01:01
|  | Low carbon uk solar invest company ltd | Grantham solar farm | Barkston Heath |  | Grantham | Lincolnshire | NG32 2DF | United Kingdom | 49519 | 33978 | Bicker Fen 132Kv S Stn | Grantham 33Kv S Stn |  | 33 | Western Power Distribution (East Midlands) Plc | Solar | Photovoltaic |  |  | 0 | 25 | Stored Energy (all stored energy irrespective of the original energy source) | Storage - Electrochemical (Batteries) |  |  | 0 | 25 | Advanced Fuel (produced via gasification or pyrolysis of biofuel or waste) | Engine (combustion / reciprocating) | [5 empty] | Accepted to connect | [6 empty] | 50 | 25 | 26.3158 | 25 | 26.3158 | 2021-10-21 | 2022-10-03 | [6 empty] | 2022-04-04 01:01
|  | Ameresco | Coldstore 5 | Park Road | Holmewood | Chesterfield | Derbyshire | S42 5UY | United Kingdom | 442928 | 366224 | Chesterfield 132Kv S Stn | Chesterfield 33Kv S Stn | Grassmoor 33 11Kv S Stn | 11 | Western Power Distribution (East Midlands) Plc | Fossil - Gas | Gas turbine (OCGT) |  |  | 0 | 1.84 | Advanced Fuel (produced via gasification or pyrolysis of biofuel or waste) | Engine (combustion / reciprocating) |  |  |  |  | Advanced Fuel (produced via gasification or pyrolysis of biofuel or waste) | Engine (combustion / reciprocating) | [5 empty] | Accepted to connect | [6 empty] | 1.84 | 0 | 0 | 4.2 | 4.4211 | 2021-12-20 | 2022-06-10 | [6 empty] | 2022-04-04 01:01
|  | Utility connection solutions limited | Poc - yalberton road |  |  | Paignton |  | TQ4 7QL | United Kingdom | 28698 | 5937 | Abham Sgp | Paignton Bsp |  | 33 | Western Power Distribution (South West) Plc | Biofuel - Landfill gas | Gas turbine (OCGT) |  |  | 0 | 25.3 | Advanced Fuel (produced via gasification or pyrolysis of biofuel or waste) | Engine (combustion / reciprocating) |  |  |  |  | Advanced Fuel (produced via gasification or pyrolysis of biofuel or waste) | Engine (combustion / reciprocating) | [5 empty] | Accepted to connect | [6 empty] | 25.3 | 25.3 | 26.6316 | 25.3 | 26.6316 | 2021-10-20 | 2023-04-18 | [6 empty] | 2022-04-04 01:01
|  | Eeb70 limited | Proposed solar scheme, 261010 | Treassowe Farm | Nr Ludgvan | Penzance |  | TR20 8XQ | United Kingdom | 14977 | 3374 | Indian Queens Sgp | Hayle Bsp |  | 33 | Western Power Distribution (South West) Plc | Solar | Photovoltaic |  |  | 0 | 20 | Advanced Fuel (produced via gasification or pyrolysis of biofuel or waste) | Engine (combustion / reciprocating) |  |  |  |  | Advanced Fuel (produced via gasification or pyrolysis of biofuel or waste) | Engine (combustion / reciprocating) | [5 empty] | Accepted to connect | [6 empty] | 20 | 20 | 21.0526 | 0.1 | 0.1053 | 2021-09-30 | 2023-05-26 | [6 empty] | 2022-04-04 01:01
|  | Preston farm solar limited | Preston farm | Garnivals Week Farm | Milverton | Taunton |  | TA4 1PJ | United Kingdom | 31350 | 12629 | Taunton Sgp | Taunton Main Bsp |  | 33 | Western Power Distribution (South West) Plc | Solar | Photovoltaic |  |  | 0 | 20 | Advanced Fuel (produced via gasification or pyrolysis of biofuel or waste) | Engine (combustion / reciprocating) |  |  |  |  | Advanced Fuel (produced via gasification or pyrolysis of biofuel or waste) | Engine (combustion / reciprocating) | [5 empty] | Accepted to connect | [6 empty] | 20 | 20 | 21.0526 | 0.1 | 0.1053 | 2021-10-07 | 2022-08-09 | [6 empty] | 2022-04-04 01:01
|  | Solar southwest | Proposed battery storage | Tutnalls |  | Lydney |  | GL15 5PX | United Kingdom | 36391 | 20298 | Port Ham 132Kv S Stn | Lydney 33Kv S Stn | Mead La 33 11Kv S Stn | 11 | Western Power Distribution (West Midlands) Plc | Stored Energy (all stored energy irrespective of the original energy source) | Storage - Electrochemical (Batteries) |  |  | 0 | 4 | Advanced Fuel (produced via gasification or pyrolysis of biofuel or waste) | Engine (combustion / reciprocating) |  |  |  |  | Advanced Fuel (produced via gasification or pyrolysis of biofuel or waste) | Engine (combustion / reciprocating) | [5 empty] | Accepted to connect | [6 empty] | 4 | 4 | 4.2105 | 4 | 4.2105 | 2021-11-24 | 2022-09-05 | [6 empty] | 2022-04-04 01:01
|  | Dorrymee limited | Land on east side | Meaford Road |  | Barlaston | Staffs | ST15 0UU | United Kingdom |  |  | Cellarhead 132Kv | Meaford C 132Kv S Stn |  | 33 | Western Power Distribution (West Midlands) Plc | Stored Energy (all stored energy irrespective of the original energy source) | Storage - Electrochemical (Batteries) |  |  | 0 | 40 | Advanced Fuel (produced via gasification or pyrolysis of biofuel or waste) | Engine (combustion / reciprocating) |  |  |  |  | Advanced Fuel (produced via gasification or pyrolysis of biofuel or waste) | Engine (combustion / reciprocating) | [5 empty] | Accepted to connect | [6 empty] | 40 | 40 | 42.1053 | 40 | 42.1053 | 2021-08-11 | 2023-11-03 | [6 empty] | 2022-04-04 01:01
|  | Clarke energy ltd | Magna house, , special confectioners limited | Stafford Park 3 |  | Telford | Shropshire | TF3 3BH | United Kingdom | 371546 | 308914 | Ironbridge 132Kv S Stn | Ketley 132Kv S Stn | Snedshill 33 11Kv S Stn | 11 | Western Power Distribution (West Midlands) Plc | Fossil - Gas | Engine (combustion / reciprocating) | Yes |  | 0 | 2.002 | Advanced Fuel (produced via gasification or pyrolysis of biofuel or waste) | Engine (combustion / reciprocating) |  |  |  |  | Advanced Fuel (produced via gasification or pyrolysis of biofuel or waste) | Engine (combustion / reciprocating) | [5 empty] | Accepted to connect | [6 empty] | 2.002 | 0 | 0 | 0 | 0 | 2021-06-29 | 2022-06-15 | [6 empty] | 2022-04-04 01:01
|  | Balance power projects limited | Kitwell | Illey Lane | Frankley | Birmingham |  | B32 4AR | United Kingdom | 39894 | 28120 | Kitwell 132Kv S Stn |  |  | 132 | Western Power Distribution (West Midlands) Plc | Stored Energy (all stored energy irrespective of the original energy source) | Storage - Electrochemical (Batteries) |  |  | 0 | 49.9 | Advanced Fuel (produced via gasification or pyrolysis of biofuel or waste) | Engine (combustion / reciprocating) |  |  |  |  | Advanced Fuel (produced via gasification or pyrolysis of biofuel or waste) | Engine (combustion / reciprocating) | [5 empty] | Accepted to connect | [6 empty] | 49.9 | 49.9 | 52.5263 | 49.9 | 52.5263 | 2022-01-11 | 2022-09-19 | [6 empty] | 2022-04-04 01:01
|  | Fpc electric land | El087 | Hawkins Lane |  | Burton-on-trent |  | DE14 1QG | United Kingdom | 42515 | 32423 | Drakelow 132Kv | Burton 33Kv |  | 33 | Western Power Distribution (East Midlands) Plc | Stored Energy (all stored energy irrespective of the original energy source) | Storage - Electrochemical (Batteries) |  |  | 0 | 25 | Advanced Fuel (produced via gasification or pyrolysis of biofuel or waste) | Engine (combustion / reciprocating) |  |  |  |  | Advanced Fuel (produced via gasification or pyrolysis of biofuel or waste) | Engine (combustion / reciprocating) | [5 empty] | Accepted to connect | [6 empty] | 25 | 25 | 26.3158 | 25 | 26.3158 | 2021-08-30 | 2022-09-21 | [6 empty] | 2022-04-04 01:01
|  | Newhurst erf limited | Newhurst quarry | Shepshed |  | Leicestershire |  | LE12 9BU | United Kingdom | 44829 | 31810 | Ratcliffe On Soar 132Kv S Stn |  |  | 132 | Western Power Distribution (East Midlands) Plc | Waste | Steam turbine (thermal power plant) |  |  | 0 | 46 | Advanced Fuel (produced via gasification or pyrolysis of biofuel or waste) | Engine (combustion / reciprocating) |  |  |  |  | Advanced Fuel (produced via gasification or pyrolysis of biofuel or waste) | Engine (combustion / reciprocating) | [5 empty] | Accepted to connect | [6 empty] | 46 | 46 | 48.4211 | 6.45 | 6.7895 | 2021-08-04 | 2022-11-11 | [6 empty] | 2022-04-04 01:01
|  | Tean leys energy storage ltd | Tean leys | Tean Leys | Stoke On Trent | Staffordshire |  | ST10 4NS | United Kingdom | 40117 | 33819 | Cellarhead 132Kv |  |  | 33 | Western Power Distribution (West Midlands) Plc | Solar | Photovoltaic |  |  | 0 | 20 | Advanced Fuel (produced via gasification or pyrolysis of biofuel or waste) | Engine (combustion / reciprocating) |  |  |  |  | Advanced Fuel (produced via gasification or pyrolysis of biofuel or waste) | Engine (combustion / reciprocating) | [5 empty] | Accepted to connect | [6 empty] | 20 | 20 | 21.0526 | 20 | 21.0526 | 2021-09-15 | 2023-05-11 | [6 empty] | 2022-04-04 01:01
|  | Dno consulting | Ref: 23114 | Horsey Level | East Horsey | Bridgwater |  | TA7 8QL | United Kingdom | 33210 | 13889 | Bridgwater Sgp | Bridgwater Grid Bsp |  | 33 | Western Power Distribution (South West) Plc | Solar | Photovoltaic |  |  | 0 | 20 | Advanced Fuel (produced via gasification or pyrolysis of biofuel or waste) | Engine (combustion / reciprocating) |  |  |  |  | Advanced Fuel (produced via gasification or pyrolysis of biofuel or waste) | Engine (combustion / reciprocating) | [5 empty] | Accepted to connect | [6 empty] | 20 | 20 | 21.0526 | 0.3 | 0.3158 | 2021-10-29 | 2023-03-07 | [6 empty] | 2022-04-04 01:01
|  | Andigestion ltd | Holsworthy biogas plant |  | Manworthy | Holsworthy | Devon | EX22 7HH | United Kingdom | 23443 | 10575 | Alverdiscott Sgp | Pyworthy Bsp | Holsworthy | 11 | Western Power Distribution (South West) Plc | Biofuel - Biogas from anaerobic digestion (excluding landfill & sewage) | Engine (combustion / reciprocating) | Yes |  | 0 | 5 | Advanced Fuel (produced via gasification or pyrolysis of biofuel or waste) | Engine (combustion / reciprocating) |  |  |  |  | Advanced Fuel (produced via gasification or pyrolysis of biofuel or waste) | Engine (combustion / reciprocating) | [5 empty] | Accepted to connect | [6 empty] | 5 | 5 | 5.2632 | 0.8 | 0.8421 | 2021-07-23 | 2022-06-20 | [6 empty] | 2022-04-04 01:01
|  | Anglian water services limitied | Sewage works | Washingborough Road | Canwick | Lincoln | Lincolnshire | LN4 1EF | United Kingdom | 49979 | 37037 | West Burton 132Kv S Stn | Lincoln Local 132Kv S Stn | Lincoln No 2 11Kv S Stn | 11 | Western Power Distribution (East Midlands) Plc | Solar | Photovoltaic |  |  | 0 | 3.325 | Advanced Fuel (produced via gasification or pyrolysis of biofuel or waste) | Engine (combustion / reciprocating) |  |  |  |  | Advanced Fuel (produced via gasification or pyrolysis of biofuel or waste) | Engine (combustion / reciprocating) | [5 empty] | Accepted to connect | [6 empty] | 3.325 | 3.325 | 3.5 | 0 | 0 | 2021-08-13 | 2022-06-09 | [6 empty] | 2022-04-04 01:01
|  | Re projects development limited | New buildings farm | - | Hilderstone | Stone |  | ST15 8SL | United Kingdom | 39650 | 33646 | Cellarhead 132Kv |  |  | 132 | Western Power Distribution (West Midlands) Plc | Solar | Photovoltaic |  |  | 0 | 40 | Advanced Fuel (produced via gasification or pyrolysis of biofuel or waste) | Engine (combustion / reciprocating) |  |  |  |  | Advanced Fuel (produced via gasification or pyrolysis of biofuel or waste) | Engine (combustion / reciprocating) | [5 empty] | Accepted to connect | [6 empty] | 40 | 40 | 42.1053 | 1 | 1.0526 | 2021-08-17 | 2023-04-10 | [6 empty] | 2022-04-04 01:01
|  | R&p clean power ltd | Depot 3, recovery facility, swadlingcote energy | Cadley Hill Road |  | Swadlingcote | Derbyshire | DE11 9GE | United Kingdom | 42681 | 31905 | Drakelow 132Kv | Burton South 33Kv S Stn |  | 33 | Western Power Distribution (East Midlands) Plc | Waste | Steam turbine (thermal power plant) |  |  | 0 | 20 | Advanced Fuel (produced via gasification or pyrolysis of biofuel or waste) | Engine (combustion / reciprocating) |  |  |  |  | Advanced Fuel (produced via gasification or pyrolysis of biofuel or waste) | Engine (combustion / reciprocating) | [5 empty] | Accepted to connect | [6 empty] | 20 | 20 | 21.0526 | 2.5 | 2.6316 | 2021-10-14 | 2023-02-08 | [6 empty] | 2022-04-04 01:01
|  | Hydrock consultants limited |  |  | Minsterley | Shrewsbury |  | SY5 0BD | United Kingdom |  |  | Shrewsbury 132Kv S Stn |  |  | 33 | Western Power Distribution (West Midlands) Plc | Stored Energy (all stored energy irrespective of the original energy source) | Storage - Electrochemical (Batteries) |  |  | 0 | 10.625 | Advanced Fuel (produced via gasification or pyrolysis of biofuel or waste) | Engine (combustion / reciprocating) |  |  |  |  | Advanced Fuel (produced via gasification or pyrolysis of biofuel or waste) | Engine (combustion / reciprocating) | [5 empty] | Accepted to connect | [6 empty] | 10.625 | 10.625 | 11.1842 | 10.625 | 11.1842 | 2021-08-16 | 2023-01-12 | [6 empty] | 2022-04-04 01:01
|  | Econergy international ltd | Exton estate solar farm | Exton |  | Oakham | Rutland | LE15 8AH | United Kingdom | 49119 | 31061 | Grendon 132Kv S Stn | Oakham 132Kv S Stn |  | 132 | Western Power Distribution (East Midlands) Plc | Solar | Photovoltaic |  |  | 0 | 49.9 | Advanced Fuel (produced via gasification or pyrolysis of biofuel or waste) | Engine (combustion / reciprocating) |  |  |  |  | Advanced Fuel (produced via gasification or pyrolysis of biofuel or waste) | Engine (combustion / reciprocating) | [5 empty] | Accepted to connect | [6 empty] | 49.9 | 49.9 | 52.5263 | 0.2 | 0.2105 | 2021-08-13 | 2022-10-28 | [6 empty] | 2022-04-04 01:01
|  | Balance power projects limited | - | Hyde'S Lane |  | Hinckley |  | LE10 3DP | United Kingdom | 44120 | 29266 | Coventry 132Kv S Stn |  |  | 132 | Western Power Distribution (East Midlands) Plc | Stored Energy (all stored energy irrespective of the original energy source) | Storage - Electrochemical (Batteries) |  |  | 0 | 49.5 | Advanced Fuel (produced via gasification or pyrolysis of biofuel or waste) | Engine (combustion / reciprocating) |  |  |  |  | Advanced Fuel (produced via gasification or pyrolysis of biofuel or waste) | Engine (combustion / reciprocating) | [5 empty] | Accepted to connect | [6 empty] | 49.5 | 49.5 | 52.1053 | 49.5 | 52.1053 | 2021-09-02 | 2023-01-02 | [6 empty] | 2022-04-04 01:01
|  | Utility connection solutions ltd | Bess coity road | Coity Road |  | Bridgend |  | CF31 1NN | United Kingdom | 29071 | 18143 | Pyle Grid | Bridgend Grid |  | 33 | Western Power Distribution (South Wales) Plc | Stored Energy (all stored energy irrespective of the original energy source) | Storage - Electrochemical (Batteries) |  |  | 0 | 17.7 | Advanced Fuel (produced via gasification or pyrolysis of biofuel or waste) | Engine (combustion / reciprocating) |  |  |  |  | Advanced Fuel (produced via gasification or pyrolysis of biofuel or waste) | Engine (combustion / reciprocating) | [5 empty] | Accepted to connect | [6 empty] | 17.7 | 17.7 | 18.6316 | 17.7 | 18.6316 | 2021-10-26 | 2023-03-08 | [6 empty] | 2022-04-04 01:01
|  | Centrica business services | Jlr gaydon | Banbury Road | Gaydon, | Warwick |  | CV35 0RR | United Kingdom |  |  | Berkswell 132Kv S Stn | Harbury 33Kv S Stn | Jaguar Land Rover | 11 | Western Power Distribution (East Midlands) Plc | Solar | Photovoltaic | Yes |  | 0 | 14.85 | Fossil - Gas | Engine (combustion / reciprocating) | Yes |  | 0 | 0.999 | Advanced Fuel (produced via gasification or pyrolysis of biofuel or waste) | Engine (combustion / reciprocating) | [5 empty] | Accepted to connect | [6 empty] | 15.849 | 16.848 | 17.7347 | 30 | 31.5789 | 2022-02-10 | 2022-06-30 | [6 empty] | 2022-04-04 01:01
|  | Anglo es hams hall limited | Hams hall 1 bess | Lichfield Road |  | Curdworth |  | B76 0BE | United Kingdom | 41920 | 29232 | Lea Marston 132Kv S Stn |  |  | 132 | Western Power Distribution (West Midlands) Plc | Stored Energy (all stored energy irrespective of the original energy source) | Storage - Electrochemical (Batteries) |  |  | 0 | 49.9 | Advanced Fuel (produced via gasification or pyrolysis of biofuel or waste) | Engine (combustion / reciprocating) |  |  |  |  | Advanced Fuel (produced via gasification or pyrolysis of biofuel or waste) | Engine (combustion / reciprocating) | [5 empty] | Accepted to connect | [6 empty] | 49.9 | 49.9 | 52.5263 | 49.9 | 52.5263 | 2021-10-29 | 2023-05-12 | [6 empty] | 2022-04-04 01:01
|  | Newfields bess limited | Newfields farm, land at : | Rownall Road |  | Stoke on trent |  | ST9 0BS | United Kingdom | 39505 | 35006 | Cellarhead 132Kv |  |  | 132 | Western Power Distribution (West Midlands) Plc | Stored Energy (all stored energy irrespective of the original energy source) | Storage - Electrochemical (Batteries) |  |  | 0 | 99.9 | Advanced Fuel (produced via gasification or pyrolysis of biofuel or waste) | Engine (combustion / reciprocating) |  |  |  |  | Advanced Fuel (produced via gasification or pyrolysis of biofuel or waste) | Engine (combustion / reciprocating) | [5 empty] | Accepted to connect | [6 empty] | 99.9 | 99.9 | 105.1579 | 99.9 | 105.1579 | 2021-08-31 | 2024-10-01 | [6 empty] | 2022-04-04 01:01
|  | Creacombe grid ltd | Mw battery storage | Creacombe | Holbeton | Plymouth |  | PL8 2JA | United Kingdom | 25841 | 5000 | Abham Sgp | Plympton Bsp |  | 33 | Western Power Distribution (South West) Plc | Solar | Photovoltaic |  |  | 0 | 5.6 | Advanced Fuel (produced via gasification or pyrolysis of biofuel or waste) | Engine (combustion / reciprocating) |  |  |  |  | Advanced Fuel (produced via gasification or pyrolysis of biofuel or waste) | Engine (combustion / reciprocating) | [5 empty] | Accepted to connect | [6 empty] | 5.6 | 5.6 | 5.8947 | 5.6 | 5.8947 | 2021-11-19 | 2022-10-17 | [6 empty] | 2022-04-04 01:01
|  | Grenergy renewables uk limited | Cuc 688 | Fibden Farm Energy Park | Broad Alley | Hampton lovett |  | WR9 0NB | United Kingdom |  |  | Bishops Wood 132Kv S Stn |  |  | 132 | Western Power Distribution (West Midlands) Plc | Stored Energy (all stored energy irrespective of the original energy source) | Storage - Electrochemical (Batteries) |  |  | 0 | 40 | Advanced Fuel (produced via gasification or pyrolysis of biofuel or waste) | Engine (combustion / reciprocating) |  |  |  |  | Advanced Fuel (produced via gasification or pyrolysis of biofuel or waste) | Engine (combustion / reciprocating) | [5 empty] | Accepted to connect | [6 empty] | 40 | 40 | 42.1053 | 40 | 42.1053 | 2021-11-05 | 2023-04-12 | [6 empty] | 2022-04-04 01:01
|  | Infinis solar limited | Sutton pv | Huthwaite Road |  | Sutton-in-ashfield |  |  | United Kingdom |  |  | Chesterfield 132Kv S Stn | Annesley 33Kv S Stn | Huthwaite 33 11Kv S Stn | 11 | Western Power Distribution (East Midlands) Plc | Solar | Photovoltaic |  |  | 0 | 5.5 | Stored Energy (all stored energy irrespective of the original energy source) | Storage - Electrochemical (Batteries) |  |  | 0 | 3 | Advanced Fuel (produced via gasification or pyrolysis of biofuel or waste) | Engine (combustion / reciprocating) | [5 empty] | Accepted to connect | [6 empty] | 8.5 | 5.5 | 5.7895 | 3 | 3.1579 | 2021-12-02 | 2022-09-01 | [6 empty] | 2022-04-04 01:01
|  | Stark energy | Aston somerville solar farm |  | Aston Somerville | Broadway |  | WR12 7JD | United Kingdom | 40449 | 23838 | Port Ham 132Kv S Stn | Cheltenham 66Kv S Stn | Alderton 66 11Kv S Stn | 66 | Western Power Distribution (West Midlands) Plc | Solar | Photovoltaic |  |  | 0 | 25 | Advanced Fuel (produced via gasification or pyrolysis of biofuel or waste) | Engine (combustion / reciprocating) |  |  |  |  | Advanced Fuel (produced via gasification or pyrolysis of biofuel or waste) | Engine (combustion / reciprocating) | [5 empty] | Accepted to connect | [6 empty] | 25 | 25 | 26.3158 | 0 | 0 | 2021-09-10 | 2022-08-24 | [6 empty] | 2022-04-04 01:01
|  | Jbm solar projects (uk) ltd | - | Main Land Centred Around Newland | Malvern Hills | Worcestershire | West Midlands | WR13 5BA | United Kingdom | 37984 | 24952 | Bishops Wood 132Kv S Stn | Malvern 132Kv S Stn | Malvern 132/11Kv | 132 | Western Power Distribution (West Midlands) Plc | Stored Energy (all stored energy irrespective of the original energy source) | Storage - Electrochemical (Batteries) |  |  | 0 | 49.9 | Advanced Fuel (produced via gasification or pyrolysis of biofuel or waste) | Engine (combustion / reciprocating) |  |  |  |  | Advanced Fuel (produced via gasification or pyrolysis of biofuel or waste) | Engine (combustion / reciprocating) | [5 empty] | Accepted to connect | [6 empty] | 49.9 | 49.9 | 52.5263 | 49.9 | 52.5263 | 2021-10-07 | 2022-09-08 | [6 empty] | 2022-04-04 01:01
|  | Adv 005 limited |  | Calow Green | Calow | Chesterfield |  | S44 5XQ | United Kingdom | 44180 | 36964 | Chesterfield 132Kv S Stn |  |  | 132 | Western Power Distribution (East Midlands) Plc | Stored Energy (all stored energy irrespective of the original energy source) | Storage - Electrochemical (Batteries) |  |  | 0 | 99.9 | Advanced Fuel (produced via gasification or pyrolysis of biofuel or waste) | Engine (combustion / reciprocating) |  |  |  |  | Advanced Fuel (produced via gasification or pyrolysis of biofuel or waste) | Engine (combustion / reciprocating) | [5 empty] | Accepted to connect | [6 empty] | 99.9 | 99.9 | 105.1579 | 99.9 | 105.1579 | 2021-11-08 | 2022-10-11 | [6 empty] | 2022-04-04 01:01
|  | Natural power | Offshore wind scheme |  |  | Whitecross |  |  | United Kingdom |  |  | Alverdiscott Sgp |  |  | 132 | Western Power Distribution (South West) Plc | Wind | Offshore wind turbines |  |  | 0 | 140 | Advanced Fuel (produced via gasification or pyrolysis of biofuel or waste) | Engine (combustion / reciprocating) |  |  |  |  | Advanced Fuel (produced via gasification or pyrolysis of biofuel or waste) | Engine (combustion / reciprocating) | [5 empty] | Accepted to connect | [6 empty] | 140 | 99.9 | 105.1579 | 0.8 | 0.8421 | 2021-11-09 | 2022-07-26 | [6 empty] | 2022-04-04 01:01
|  | Conrad energy (developments) ii ltd | Ellbridge farm, landulph energy storage plant | Hatt |  | Saltash | Cornwall | PL12 6PU | United Kingdom | 24026 | 6321 | Landulph Sgp | Landulph Bsp |  | 132 | Western Power Distribution (South West) Plc | Stored Energy (all stored energy irrespective of the original energy source) | Storage - Electrochemical (Batteries) |  |  | 0 | 49.9 | Advanced Fuel (produced via gasification or pyrolysis of biofuel or waste) | Engine (combustion / reciprocating) |  |  |  |  | Advanced Fuel (produced via gasification or pyrolysis of biofuel or waste) | Engine (combustion / reciprocating) | [5 empty] | Accepted to connect | [6 empty] | 49.9 | 49.9 | 52.5263 | 49.9 | 52.5263 | 2021-11-14 | 2023-01-26 | [6 empty] | 2022-04-04 01:01
|  | Hydrock consultants limited | Proposed battery storage | Traston Road |  | Newport |  | NP19 4RQ | United Kingdom | 33300 | 18578 | Uskmouth | Newport South |  | 33 | Western Power Distribution (South Wales) Plc | Fossil - Gas | Engine (combustion / reciprocating) |  |  | 0 | 20.6 | Advanced Fuel (produced via gasification or pyrolysis of biofuel or waste) | Engine (combustion / reciprocating) |  |  |  |  | Advanced Fuel (produced via gasification or pyrolysis of biofuel or waste) | Engine (combustion / reciprocating) | [5 empty] | Accepted to connect | [6 empty] | 20.6 | 20.6 | 21.6842 | 20.6 | 21.6842 | 2021-08-09 | 2022-12-20 | [6 empty] | 2022-04-04 01:01
|  | Xrenewable limited | Land lying to the north east of | Home Farm | Buildwas | Telford |  | TF8 7BU | United Kingdom | 36437 | 30459 | Ironbridge 132Kv S Stn |  |  | 132 | Western Power Distribution (West Midlands) Plc | Stored Energy (all stored energy irrespective of the original energy source) | Storage - Electrochemical (Batteries) |  |  | 0 | 99 | Advanced Fuel (produced via gasification or pyrolysis of biofuel or waste) | Engine (combustion / reciprocating) |  |  |  |  | Advanced Fuel (produced via gasification or pyrolysis of biofuel or waste) | Engine (combustion / reciprocating) | [5 empty] | Accepted to connect | [6 empty] | 99 | 99 | 104.2105 | 99 | 104.2105 | 2021-10-06 | 2023-02-23 | [6 empty] | 2022-04-04 01:01
|  | Xrenewable ltd | Home farm, land lying to the north east of | Buildwas |  | Telford |  | TF8 7BU | United Kingdom | 36437 | 30459 | Ironbridge 132Kv S Stn |  |  | 132 | Western Power Distribution (West Midlands) Plc | Stored Energy (all stored energy irrespective of the original energy source) | Storage - Electrochemical (Batteries) |  |  | 0 | 99 | Advanced Fuel (produced via gasification or pyrolysis of biofuel or waste) | Engine (combustion / reciprocating) |  |  |  |  | Advanced Fuel (produced via gasification or pyrolysis of biofuel or waste) | Engine (combustion / reciprocating) | [5 empty] | Accepted to connect | [6 empty] | 99 | 99 | 104.2105 | 99 | 104.2105 | 2021-10-06 | 2023-02-23 | [6 empty] | 2022-04-04 01:01
|  | Green switch capital limited |  | Land Off Alfreton Road |  | Alfreton | Derbyshire | DE55 5JQ | United Kingdom | 44304 | 35816 | Chesterfield 132Kv S Stn | Alfreton 33Kv S Stn | Blackwell 33 11Kv S Stn | 11 | Western Power Distribution (East Midlands) Plc | Solar | Photovoltaic |  |  | 0 | 4 | Advanced Fuel (produced via gasification or pyrolysis of biofuel or waste) | Engine (combustion / reciprocating) |  |  |  |  | Advanced Fuel (produced via gasification or pyrolysis of biofuel or waste) | Engine (combustion / reciprocating) | [5 empty] | Accepted to connect | [6 empty] | 4 | 4 | 4.2105 | 0.1 | 0.1053 | 2021-11-22 | 2022-09-14 | [6 empty] | 2022-04-04 01:01
|  | Green frog connect ltd | Guy hull farm |  | Awre | Newnham |  | GL14 1EL | United Kingdom | 37039 | 20836 | Port Ham 132Kv S Stn |  |  | 132 | Western Power Distribution (West Midlands) Plc | Solar | Photovoltaic |  |  | 0 | 35 | Advanced Fuel (produced via gasification or pyrolysis of biofuel or waste) | Engine (combustion / reciprocating) |  |  |  |  | Advanced Fuel (produced via gasification or pyrolysis of biofuel or waste) | Engine (combustion / reciprocating) | [5 empty] | Accepted to connect | [6 empty] | 35 | 35 | 36.8421 | 35 | 36.8421 | 2021-11-08 | 2022-08-15 | [6 empty] | 2022-04-04 01:01
|  | Clean earth energy | Proposed wind turbine | Land At Imerys |  | St austell |  | PL26 7XR | United Kingdom |  |  | Indian Queens Sgp | St Austell Bsp |  | 33 | Western Power Distribution (South West) Plc | Wind | Onshore wind turbines |  |  | 0 | 9.98 | Advanced Fuel (produced via gasification or pyrolysis of biofuel or waste) | Engine (combustion / reciprocating) |  |  |  |  | Advanced Fuel (produced via gasification or pyrolysis of biofuel or waste) | Engine (combustion / reciprocating) | [5 empty] | Accepted to connect | [6 empty] | 9.98 | 9.98 | 10.5053 | 0.082 | 0.0863 | 2021-10-28 | 2022-09-23 | [6 empty] | 2022-04-04 01:01
|  | Intelligent alternatives | Axe view, , import mpan |  | Wadbrook | Axminster | Devon | EX13 7AS | United Kingdom | 332531 | 101790 | Axminster Sgp | Woodcote Bsp |  | 33 | Western Power Distribution (South West) Plc | Stored Energy (all stored energy irrespective of the original energy source) | Storage - Electrochemical (Batteries) |  |  | 0 | 4.04 | Solar | Photovoltaic |  |  | 0 | 4 | Advanced Fuel (produced via gasification or pyrolysis of biofuel or waste) | Engine (combustion / reciprocating) | [5 empty] | Accepted to connect | [6 empty] | 8.04 | 8.04 | 8.4632 | 4.04 | 4.2526 | 2021-12-03 | 2022-08-17 | [6 empty] | 2022-04-04 01:01
|  | Hydrock consultants limited | - | Hollins Lane | Market Drayton | Shropshire |  | TF9 2AL | United Kingdom | 36831 | 33171 | Cellarhead 132Kv |  |  | 33 | Western Power Distribution (West Midlands) Plc | Stored Energy (all stored energy irrespective of the original energy source) | Storage - Electrochemical (Batteries) |  |  | 0 | 13 | Advanced Fuel (produced via gasification or pyrolysis of biofuel or waste) | Engine (combustion / reciprocating) |  |  |  |  | Advanced Fuel (produced via gasification or pyrolysis of biofuel or waste) | Engine (combustion / reciprocating) | [5 empty] | Accepted to connect | [6 empty] | 13 | 13 | 13.6842 | 13 | 13.6842 | 2021-09-23 | 2023-02-16 | [6 empty] | 2022-04-04 01:01
|  | Green frog connect ltd | Maes mawr farm | Pound Farm Lane |  | Tonteg |  | CF38 1SL | United Kingdom | 31048 | 18519 | Upper Boat |  |  | 132 | Western Power Distribution (South Wales) Plc | Solar | Photovoltaic |  |  | 0 | 30 | Advanced Fuel (produced via gasification or pyrolysis of biofuel or waste) | Engine (combustion / reciprocating) |  |  |  |  | Advanced Fuel (produced via gasification or pyrolysis of biofuel or waste) | Engine (combustion / reciprocating) | [5 empty] | Accepted to connect | [6 empty] | 30 | 30 | 31.5789 | 30 | 31.5789 | 2021-11-11 | 2022-11-08 | [6 empty] | 2022-04-04 01:01
|  | Intelligent alternatives | Wyld meadow farm, , import mpan |  | Monkton Wyld | Bridport | Dorset | DT6 6DD | United Kingdom | 333898 | 97856 | Axminster Sgp | Woodcote Bsp |  | 33 | Western Power Distribution (South West) Plc | Solar | Photovoltaic |  |  | 0 | 4.9 | Stored Energy (all stored energy irrespective of the original energy source) | Storage - Electrochemical (Batteries) |  |  | 0 | 4.9 | Advanced Fuel (produced via gasification or pyrolysis of biofuel or waste) | Engine (combustion / reciprocating) | [5 empty] | Accepted to connect | [6 empty] | 9.8 | 9.8 | 10.3158 | 4.9 | 5.1579 | 2021-12-03 | 2022-07-27 | [6 empty] | 2022-04-04 01:01
|  | Intelligent alternatives | Import mpan | Whitley Lane | Ashcott | Bridgwater | Somerset | TA7 9QW | United Kingdom | 343397 | 137034 | Bridgwater Sgp | Bridgwater Grid Bsp |  | 33 | Western Power Distribution (South West) Plc | Solar | Photovoltaic |  |  | 0 | 6 | Advanced Fuel (produced via gasification or pyrolysis of biofuel or waste) | Engine (combustion / reciprocating) |  |  |  |  | Advanced Fuel (produced via gasification or pyrolysis of biofuel or waste) | Engine (combustion / reciprocating) | [5 empty] | Accepted to connect | [6 empty] | 6 | 6 | 6.3158 | 6 | 6.3158 | 2021-11-22 | 2022-07-13 | [6 empty] | 2022-04-04 01:01
|  | Exagen development limited | Willoughby 2 | Costock Road | Wysall | Nottingham |  | NG12 5QT | United Kingdom | 46028 | 32659 | Ratcliffe On Soar 132Kv S Stn |  |  | 132 | Western Power Distribution (East Midlands) Plc | Solar | Photovoltaic |  |  | 0 | 40 | Advanced Fuel (produced via gasification or pyrolysis of biofuel or waste) | Engine (combustion / reciprocating) |  |  |  |  | Advanced Fuel (produced via gasification or pyrolysis of biofuel or waste) | Engine (combustion / reciprocating) | [5 empty] | Accepted to connect | [6 empty] | 40 | 40 | 42.1053 | 10 | 10.5263 | 2021-09-13 | 2023-01-19 | [6 empty] | 2022-04-04 01:01
|  | Conrad (oldbury) limited | Birchley island | Wolverhampton Road |  | Oldbury |  | B69 4RJ | United Kingdom | 39884 | 28784 | Oldbury 132Kv | Oldbury B 132Kv | Oldbury B 11Kv | 11 | Western Power Distribution (West Midlands) Plc | Fossil - Gas | Gas turbine (OCGT) |  |  | 0 | 10.14 | Advanced Fuel (produced via gasification or pyrolysis of biofuel or waste) | Engine (combustion / reciprocating) |  |  |  |  | Advanced Fuel (produced via gasification or pyrolysis of biofuel or waste) | Engine (combustion / reciprocating) | [5 empty] | Accepted to connect | [6 empty] | 10.14 | 10.14 | 10.6737 | 0.5 | 0.5263 | 2021-06-29 | 2022-08-02 | [6 empty] | 2022-04-04 01:01
|  | Low carbon uk | Solar & battery storage | Sparrowhawk Solar Farm |  | Exeter |  | EX15 2PJ | United Kingdom | 30296 | 11111 | Exeter Main Sgp | Tiverton Bsp |  | 33 | Western Power Distribution (South West) Plc | Solar | Photovoltaic |  |  | 0 | 35 | Advanced Fuel (produced via gasification or pyrolysis of biofuel or waste) | Engine (combustion / reciprocating) |  |  |  |  | Advanced Fuel (produced via gasification or pyrolysis of biofuel or waste) | Engine (combustion / reciprocating) | [5 empty] | Accepted to connect | [6 empty] | 35 | 35 | 36.8421 | 0.25 | 0.2632 | 2021-10-01 | 2023-02-07 | [6 empty] | 2022-04-04 01:01
|  | Vital energi solutions limited | Bilsthorpe business park | Eakring Road | Bilsthorpe | Nottingham | Nottinghamshire | NG22 8ST | United Kingdom | 46505 | 36158 | Chesterfield 132Kv S Stn | Clipstone 33Kv S Stn |  | 33 | Western Power Distribution (East Midlands) Plc | Waste | Steam turbine (thermal power plant) |  |  | 0 | 19 | Advanced Fuel (produced via gasification or pyrolysis of biofuel or waste) | Engine (combustion / reciprocating) |  |  |  |  | Advanced Fuel (produced via gasification or pyrolysis of biofuel or waste) | Engine (combustion / reciprocating) | [5 empty] | Accepted to connect | [6 empty] | 19 | 19 | 20 | 4.25 | 4.4737 | 2021-12-01 | 2023-05-02 | [6 empty] | 2022-04-04 01:01
|  | Infinate | Turbine site mountain ash aberfan | Cwmpenner | Mountain Ash |  |  |  | United Kingdom |  |  | Upper Boat | Mountain Ash Grid | Mountain Ash | 11 | Western Power Distribution (South Wales) Plc | Wind | Onshore wind turbines |  |  | 0 | 2.5 | Advanced Fuel (produced via gasification or pyrolysis of biofuel or waste) | Engine (combustion / reciprocating) |  |  |  |  | Advanced Fuel (produced via gasification or pyrolysis of biofuel or waste) | Engine (combustion / reciprocating) | [5 empty] | Accepted to connect | [6 empty] | 2.5 | 2.5 | 2.6316 | 0.05 | 0.0526 | 2021-12-30 | 2022-11-17 | [6 empty] | 2022-04-04 01:01
|  | Sswuk ltd | East rightadown farm | Rightadown Farm |  | Holsworthy |  | EX22 7XZ | United Kingdom | 24107 | 10379 | Alverdiscott Sgp | Pyworthy Bsp |  | 33 | Western Power Distribution (South West) Plc | Solar | Photovoltaic |  |  | 0 | 5.59 | Advanced Fuel (produced via gasification or pyrolysis of biofuel or waste) | Engine (combustion / reciprocating) |  |  |  |  | Advanced Fuel (produced via gasification or pyrolysis of biofuel or waste) | Engine (combustion / reciprocating) | [5 empty] | Accepted to connect | [6 empty] | 5.59 | 5.59 | 5.8842 | 0.15 | 0.1579 | 2021-10-25 | 2024-10-01 | [6 empty] | 2022-04-04 01:01
|  | Green switch capital limited | Laskey's pallastreet | Land Near Felldownhead |  | Tavistok |  | PL19 0QR | United Kingdom | 23735 | 8040 | Landulph Sgp | Landulph Bsp |  | 33 | Western Power Distribution (South West) Plc | Solar | Photovoltaic |  |  | 0 | 20 | Advanced Fuel (produced via gasification or pyrolysis of biofuel or waste) | Engine (combustion / reciprocating) |  |  |  |  | Advanced Fuel (produced via gasification or pyrolysis of biofuel or waste) | Engine (combustion / reciprocating) | [5 empty] | Accepted to connect | [6 empty] | 20 | 20 | 21.0526 | 0 | 0 | 2021-10-20 | 2022-10-28 | [6 empty] | 2022-04-04 01:01
|  | Nextpower development limited | Land on the south | Side Of Station Road | Barlaston | Stoke-on-trent |  | ST12 9AQ | United Kingdom | 38941 | 33869 | Cellarhead 132Kv | Meaford C 132Kv S Stn |  | 33 | Western Power Distribution (West Midlands) Plc | Solar | Photovoltaic |  |  | 0 | 20 | Advanced Fuel (produced via gasification or pyrolysis of biofuel or waste) | Engine (combustion / reciprocating) |  |  |  |  | Advanced Fuel (produced via gasification or pyrolysis of biofuel or waste) | Engine (combustion / reciprocating) | [5 empty] | Accepted to connect | [6 empty] | 20 | 20 | 21.0526 | 20 | 21.0526 | 2021-11-11 | 2022-09-14 | [6 empty] | 2022-04-04 01:01
|  | Nextpower development limited | Wood farm (bourne) | Of Wood Lane | Thurlby | Bourne |  |  | United Kingdom |  |  | Walpole 132Kv S Stn | Bourne 33Kv S Stn |  | 33 | Western Power Distribution (East Midlands) Plc | Solar | Photovoltaic |  |  | 0 | 30 | Stored Energy (all stored energy irrespective of the original energy source) | Storage - Electrochemical (Batteries) |  |  | 0 | 30 | Advanced Fuel (produced via gasification or pyrolysis of biofuel or waste) | Engine (combustion / reciprocating) | [5 empty] | Accepted to connect | [6 empty] | 60 | 30 | 31.5789 | 30 | 31.5789 | 2021-12-03 | 2023-05-31 | [6 empty] | 2022-04-04 01:01
|  | Green frog venture limited |  | Northmead Lane |  | Rangeworthy |  | BS37 7QH | United Kingdom | 36931 | 18589 | Iron Acton 132Kv S Stn |  |  | 132 | Western Power Distribution (West Midlands) Plc | Stored Energy (all stored energy irrespective of the original energy source) | Storage - Electrochemical (Batteries) |  |  | 0 | 35 | Advanced Fuel (produced via gasification or pyrolysis of biofuel or waste) | Engine (combustion / reciprocating) |  |  |  |  | Advanced Fuel (produced via gasification or pyrolysis of biofuel or waste) | Engine (combustion / reciprocating) | [5 empty] | Accepted to connect | [6 empty] | 35 | 35 | 36.8421 | 35 | 36.8421 | 2021-12-15 | 2023-01-16 | [6 empty] | 2022-04-04 01:01
|  | Zlc | Primafruit limited | Enterprise Way | Vale Park | Evesham | Worcestershire | WR11 1GS | United Kingdom | 404816 | 241673 | Feckenham 66 11Kv S Stn | Feckenham 66/11Kv | Evesham 66 11Kv S Stn | 0.4 | Western Power Distribution (West Midlands) Plc | Solar | Photovoltaic |  |  | 0 | 1.1 | Advanced Fuel (produced via gasification or pyrolysis of biofuel or waste) | Engine (combustion / reciprocating) |  |  |  |  | Advanced Fuel (produced via gasification or pyrolysis of biofuel or waste) | Engine (combustion / reciprocating) | [5 empty] | Accepted to connect | [6 empty] | 1.1 | 0 | 0 | 0.93 | 0.9789 | 2021-07-30 | 2022-08-10 | [6 empty] | 2022-04-04 01:01
|  | Ridge clean energy ltd | Fields farm | Asher Lane |  | Ruddington | Nottinghamshire | NG11 6JX | United Kingdom | 45681 | 33173 | Ratcliffe On Soar 132Kv S Stn |  |  | 132 | Western Power Distribution (East Midlands) Plc | Solar | Photovoltaic |  |  | 0 | 50 | Solar | Photovoltaic |  |  | 0 | 49.9 | Advanced Fuel (produced via gasification or pyrolysis of biofuel or waste) | Engine (combustion / reciprocating) | [5 empty] | Accepted to connect | [6 empty] | 99.9 | 49.9 | 52.5263 | 50 | 52.6316 | 2021-10-15 | 2023-02-08 | [6 empty] | 2022-04-04 01:01
|  | The electric highway company | Service area, moto hospitality ltd | M42, J10 |  | Tamworth |  | B77 5PS | United Kingdom | 42437 | 30126 | Lea Marston 132Kv S Stn | Tamworth 33Kv S Stn |  | 33 | Western Power Distribution (East Midlands) Plc | Stored Energy (all stored energy irrespective of the original energy source) | Storage - Electrochemical (Batteries) |  |  | 0 | 16 | Advanced Fuel (produced via gasification or pyrolysis of biofuel or waste) | Engine (combustion / reciprocating) |  |  |  |  | Advanced Fuel (produced via gasification or pyrolysis of biofuel or waste) | Engine (combustion / reciprocating) | [5 empty] | Accepted to connect | [6 empty] | 16 | 8 | 8.421 | 8 | 8.421 | 2021-10-04 | 2023-02-21 | [6 empty] | 2022-04-04 01:01
|  | Esmart networks limited | Moto hospitality ltd, service area | M5 Motorway, J3/4 |  | Birmingham |  | B32 4AR | United Kingdom | 39894 | 28120 | Kitwell 132Kv S Stn |  | Bartley Green 132 11Kv Substn | 11 | Western Power Distribution (West Midlands) Plc | Stored Energy (all stored energy irrespective of the original energy source) | Storage - Electrochemical (Batteries) |  |  | 0 | 4 | Advanced Fuel (produced via gasification or pyrolysis of biofuel or waste) | Engine (combustion / reciprocating) |  |  |  |  | Advanced Fuel (produced via gasification or pyrolysis of biofuel or waste) | Engine (combustion / reciprocating) | [5 empty] | Accepted to connect | [6 empty] | 4 | 4 | 4.2105 | 4 | 4.2105 | 2021-09-08 | 2022-09-08 | [6 empty] | 2022-04-04 01:01
|  | Esmart networks limited | Moto hospitality ltd, service area | M5 Motorway, J3/4 |  | Birmingham |  | B32 4AR | United Kingdom | 39894 | 28120 | Kitwell 132Kv S Stn |  | Bartley Green 132 11Kv Substn | 11 | Western Power Distribution (West Midlands) Plc | Stored Energy (all stored energy irrespective of the original energy source) | Storage - Electrochemical (Batteries) |  |  | 0 | 4 | Advanced Fuel (produced via gasification or pyrolysis of biofuel or waste) | Engine (combustion / reciprocating) |  |  |  |  | Advanced Fuel (produced via gasification or pyrolysis of biofuel or waste) | Engine (combustion / reciprocating) | [5 empty] | Accepted to connect | [6 empty] | 4 | 4 | 4.2105 | 4 | 4.2105 | 2021-09-08 | 2022-09-08 | [6 empty] | 2022-04-04 01:01
|  | Grenergy renewables uk limited | Enderby solar | Off Enderby Road | Potters Marston | Blaby | Leicestershire | LE9 3LE | United Kingdom | 45155 | 29902 | Enderby 132Kv S Stn |  |  | 132 | Western Power Distribution (East Midlands) Plc | Solar | Photovoltaic |  |  | 0 | 49.9 | Stored Energy (all stored energy irrespective of the original energy source) | Storage - Electrochemical (Batteries) |  |  | 0 | 5 | Advanced Fuel (produced via gasification or pyrolysis of biofuel or waste) | Engine (combustion / reciprocating) | [5 empty] | Accepted to connect | [6 empty] | 54.9 | 49.9 | 52.5263 | 5 | 5.2632 | 2021-12-07 | 2023-04-24 | [6 empty] | 2022-04-04 01:01
|  | Fafnir bess limited | Whitfield battery storage | Bemersley Road |  | Stoke-on-trent |  |  | United Kingdom |  |  | Cellarhead 132Kv | Whitfield 132 33Kv S Stn |  | 132 | Western Power Distribution (West Midlands) Plc | Stored Energy (all stored energy irrespective of the original energy source) | Storage - Electrochemical (Batteries) |  |  | 0 | 99.8 | Advanced Fuel (produced via gasification or pyrolysis of biofuel or waste) | Engine (combustion / reciprocating) |  |  |  |  | Advanced Fuel (produced via gasification or pyrolysis of biofuel or waste) | Engine (combustion / reciprocating) | [5 empty] | Accepted to connect | [6 empty] | 99.8 | 99.8 | 105.0526 | 99.8 | 105.0526 | 2021-11-15 | 2023-03-16 | [6 empty] | 2022-04-04 01:01
|  | Auk wr11 limited | Proposed solar pv | Saintbury |  | Broadway |  | WR12 | United Kingdom |  |  | Feckenham 66 11Kv S Stn | Feckenham 66/11Kv | Broadway 66 11Kv S Stn | 66 | Western Power Distribution (West Midlands) Plc | Solar | Photovoltaic |  |  | 0 | 21 | Advanced Fuel (produced via gasification or pyrolysis of biofuel or waste) | Engine (combustion / reciprocating) |  |  |  |  | Advanced Fuel (produced via gasification or pyrolysis of biofuel or waste) | Engine (combustion / reciprocating) | [5 empty] | Accepted to connect | [6 empty] | 21 | 21 | 22.1053 | 0.25 | 0.2632 | 2021-12-01 | 2022-10-26 | [6 empty] | 2022-04-04 01:01
|  | Tnei |  | Point Lane |  | Cosheston | Pembroke Dock | SA72 | United Kingdom |  |  | Pembroke Power Station | Golden Hill Grid |  | 33 | Western Power Distribution (South Wales) Plc | Solar | Photovoltaic |  |  | 0 | 5.62 | Advanced Fuel (produced via gasification or pyrolysis of biofuel or waste) | Engine (combustion / reciprocating) |  |  |  |  | Advanced Fuel (produced via gasification or pyrolysis of biofuel or waste) | Engine (combustion / reciprocating) | [5 empty] | Accepted to connect | [6 empty] | 5.62 | 5.62 | 5.9158 | 0.25 | 0.2632 | 2021-10-12 | 2023-07-28 | [6 empty] | 2022-04-04 01:01
|  | Windel capital ltd | Treos solar plant | Land To The South Of Treoes |  | Vale of glamorgan |  | CF35 | United Kingdom |  |  | Pyle Grid | Waterton Industrial Grid | Waterton Industrial Primary | 11 | Western Power Distribution (South Wales) Plc | Solar | Photovoltaic |  |  | 0 | 7.6 | Advanced Fuel (produced via gasification or pyrolysis of biofuel or waste) | Engine (combustion / reciprocating) |  |  |  |  | Advanced Fuel (produced via gasification or pyrolysis of biofuel or waste) | Engine (combustion / reciprocating) | [5 empty] | Accepted to connect | [6 empty] | 7.6 | 7.6 | 8 | 0.015 | 0.0158 | 2021-12-14 | 2022-10-10 | [6 empty] | 2022-04-04 01:01
|  | Novergy ltd | Rugeley 3 solar park | Nr Blithbury Road | Colton | Lichfield | Staffordshire | WS15 3HW | United Kingdom | 40619 | 31984 | Rugeley 132Kv S Stn |  |  | 132 | Western Power Distribution (West Midlands) Plc | Solar | Photovoltaic |  |  | 0 | 49.9 | Advanced Fuel (produced via gasification or pyrolysis of biofuel or waste) | Engine (combustion / reciprocating) |  |  |  |  | Advanced Fuel (produced via gasification or pyrolysis of biofuel or waste) | Engine (combustion / reciprocating) | [5 empty] | Accepted to connect | [6 empty] | 49.9 | 49.9 | 52.5263 | 20 | 21.0526 | 2021-11-02 | 2023-03-31 | [6 empty] | 2022-04-04 01:01
|  | Ion ventures ltd | Beausale battery system | Land Lying To The South West |  | Kenilworth |  | CV8 1NN | United Kingdom | 42667 | 26982 | Berkswell 132Kv S Stn |  |  | 132 | Western Power Distribution (East Midlands) Plc | Solar | Photovoltaic |  |  | 0 | 49.9 | Advanced Fuel (produced via gasification or pyrolysis of biofuel or waste) | Engine (combustion / reciprocating) |  |  |  |  | Advanced Fuel (produced via gasification or pyrolysis of biofuel or waste) | Engine (combustion / reciprocating) | [5 empty] | Accepted to connect | [6 empty] | 49.9 | 49.9 | 52.5263 | 49.9 | 52.5263 | 2021-10-19 | 2023-02-08 | [6 empty] | 2022-04-04 01:01
|  | Res uk & ireland ltd | Hoppaworthy energy park | Hoppatown Farm |  | Holsworthy |  | EX22 6SP | United Kingdom | 23119 | 10273 | Alverdiscott Sgp |  |  | 132 | Western Power Distribution (South West) Plc | Solar | Photovoltaic |  |  | 0 | 50.4 | Stored Energy (all stored energy irrespective of the original energy source) | Storage - Electrochemical (Batteries) |  |  | 0 | 50.4 | Advanced Fuel (produced via gasification or pyrolysis of biofuel or waste) | Engine (combustion / reciprocating) | [5 empty] | Accepted to connect | [6 empty] | 100.8 | 49.9 | 52.5263 | 49.9 | 52.5263 | 2021-10-28 | 2023-04-18 | [6 empty] | 2022-04-04 01:01
|  | Zlc energy ltd | Combined universities cornwall (cuc), new import mpan 1 | Tremough Campus | Tremough | Penryn | Cornwall | TR10 9EZ | United Kingdom | 17680 | 3478 | Indian Queens Sgp | Rame Bsp | Penryn | 11 | Western Power Distribution (South West) Plc | Solar | Photovoltaic |  |  | 0 | 1.25 | Advanced Fuel (produced via gasification or pyrolysis of biofuel or waste) | Engine (combustion / reciprocating) |  |  |  |  | Advanced Fuel (produced via gasification or pyrolysis of biofuel or waste) | Engine (combustion / reciprocating) | [5 empty] | Accepted to connect | [6 empty] | 1.25 | 0 | 0 | 0 | 0 | 2021-10-20 | 2022-09-22 | [6 empty] | 2022-04-04 01:01
|  | The abbey group cambridgeshire ltd | Nailcote farm, land east of | Burton Green | Berkswell | Coventry |  | CV7 7DE | United Kingdom | 42628 | 27758 | Berkswell 132Kv S Stn |  |  | 132 | Western Power Distribution (East Midlands) Plc | Solar | Photovoltaic |  |  | 0 | 49.9 | Advanced Fuel (produced via gasification or pyrolysis of biofuel or waste) | Engine (combustion / reciprocating) |  |  |  |  | Advanced Fuel (produced via gasification or pyrolysis of biofuel or waste) | Engine (combustion / reciprocating) | [5 empty] | Accepted to connect | [6 empty] | 49.9 | 49.9 | 52.5263 | 49.9 | 52.5263 | 2021-08-31 | 2023-03-09 | [6 empty] | 2022-04-04 01:01
|  | Exagen development limited | Enderby 1 |  |  | Leicestershire |  | LE19 4AT | United Kingdom | 45291 | 30009 | Enderby 132Kv S Stn |  |  | 132 | Western Power Distribution (East Midlands) Plc | Solar | Photovoltaic |  |  | 0 | 50 | Solar | Photovoltaic |  |  | 0 | 40 | Advanced Fuel (produced via gasification or pyrolysis of biofuel or waste) | Engine (combustion / reciprocating) | [5 empty] | Accepted to connect | [6 empty] | 90 | 90 | 94.7368 | 50 | 52.6316 | 2021-08-23 | 2023-02-06 | [6 empty] | 2022-04-04 01:01
|  | Hydrock consultants limited | St austell 10mw battery storage |  |  | St austell |  | PL25 5RX | United Kingdom | 20190 | 5415 | Indian Queens Sgp | St Austell Bsp |  | 33 | Western Power Distribution (South West) Plc | Stored Energy (all stored energy irrespective of the original energy source) | Storage - Electrochemical (Batteries) |  |  | 0 | 10 | Advanced Fuel (produced via gasification or pyrolysis of biofuel or waste) | Engine (combustion / reciprocating) |  |  |  |  | Advanced Fuel (produced via gasification or pyrolysis of biofuel or waste) | Engine (combustion / reciprocating) | [5 empty] | Accepted to connect | [6 empty] | 10 | 10 | 10.5263 | 10 | 10.5263 | 2021-10-12 | 2022-08-15 | [6 empty] | 2022-04-04 01:01
|  | Greentech projects holding uk limited | Barn farm | Melbourne Road |  | Ravenstone |  | LE67 2ED | United Kingdom |  |  | Enderby 132Kv S Stn | Coalville 33Kv S Stn |  | 33 | Western Power Distribution (East Midlands) Plc | Solar | Photovoltaic |  |  | 0 | 12 | Advanced Fuel (produced via gasification or pyrolysis of biofuel or waste) | Engine (combustion / reciprocating) |  |  |  |  | Advanced Fuel (produced via gasification or pyrolysis of biofuel or waste) | Engine (combustion / reciprocating) | [5 empty] | Accepted to connect | [6 empty] | 12 | 12 | 12.6316 | 0 | 0 | 2021-12-17 | 2023-01-19 | [6 empty] | 2022-04-04 01:01
|  | Hale construction | Stage 1, gwynfaen farm |  | Gorseinon | Swansea |  | SA4 4YH | United Kingdom | 25787 | 19924 | Swansea North Grid | Swansea North Bsp | Lime Street Gorseinon | 0.4 | Western Power Distribution (South Wales) Plc | Solar | Photovoltaic |  |  | 0 | 0.288 | Advanced Fuel (produced via gasification or pyrolysis of biofuel or waste) | Engine (combustion / reciprocating) |  |  |  |  | Advanced Fuel (produced via gasification or pyrolysis of biofuel or waste) | Engine (combustion / reciprocating) | [5 empty] | Accepted to connect | [6 empty] | 0.288 | 0.288 | 0.3032 | 1.8 | 1.8947 | 2021-11-18 | 2022-10-14 | [6 empty] | 2022-04-04 01:01
|  | Wallace wood solar farm limited | Barry solar farm | - |  | Barry |  | CF5 6BE | United Kingdom | 31207 | 17153 | Aberthaw Power Station |  |  | 132 | Western Power Distribution (South Wales) Plc | Solar | Photovoltaic |  |  | 0 | 48.98 | Advanced Fuel (produced via gasification or pyrolysis of biofuel or waste) | Engine (combustion / reciprocating) |  |  |  |  | Advanced Fuel (produced via gasification or pyrolysis of biofuel or waste) | Engine (combustion / reciprocating) | [5 empty] | Accepted to connect | [6 empty] | 48.98 | 48.98 | 51.5579 | 0.5 | 0.5263 | 2021-10-01 | 2022-12-29 | [6 empty] | 2022-04-04 01:01
|  | Photon energy ltd | University of warwick, import mpan 2 | Agent Court Estates Office | Sir William Lyons Road | Coventry |  | CV4 7EZ | United Kingdom | 42972 | 27628 | Berkswell 132Kv S Stn | Coventry South 33Kv S Stn | University Of Warwick 33 11Kv S Stn | 11 | Western Power Distribution (East Midlands) Plc | Fossil - Gas | Engine (combustion / reciprocating) | Yes |  | 0 | 8.2 | Solar | Photovoltaic | Yes |  | 0 | 0.8864 | Fossil - Gas | Engine (combustion / reciprocating) | Yes |  | 0 | 0.4 |  | Accepted to connect | [6 empty] | 9.5664 | 9.5664 | 10.0699 | 17.6 | 18.5263 | 2021-07-28 | 2022-10-04 | [6 empty] | 2022-04-04 01:01
|  | Opde uk limited | Abbey farm | Lilyhurst Road | Lilleshall | Telford |  | TF11 8RJ | United Kingdom | 37635 | 31323 | Ironbridge 132Kv S Stn |  |  | 33 | Western Power Distribution (West Midlands) Plc | Solar | Photovoltaic |  |  | 0 | 25 | Advanced Fuel (produced via gasification or pyrolysis of biofuel or waste) | Engine (combustion / reciprocating) |  |  |  |  | Advanced Fuel (produced via gasification or pyrolysis of biofuel or waste) | Engine (combustion / reciprocating) | [5 empty] | Accepted to connect | [6 empty] | 25 | 25 | 26.3158 | 0.6 | 0.6316 | 2021-11-11 | 2023-04-21 | [6 empty] | 2022-04-04 01:01
|  | Re projects development limited | Land and builds lying to the | Moor Lane | Amington | Tamworth |  | B79 0BX | United Kingdom | 42302 | 30542 | Lea Marston 132Kv S Stn | Tamworth 33Kv S Stn |  | 33 | Western Power Distribution (East Midlands) Plc | Solar | Photovoltaic |  |  | 0 | 30 | Advanced Fuel (produced via gasification or pyrolysis of biofuel or waste) | Engine (combustion / reciprocating) |  |  |  |  | Advanced Fuel (produced via gasification or pyrolysis of biofuel or waste) | Engine (combustion / reciprocating) | [5 empty] | Accepted to connect | [6 empty] | 30 | 30 | 31.5789 | 1 | 1.0526 | 2021-10-20 | 2023-10-30 | [6 empty] | 2022-04-04 01:01
|  | Anglo energy storage limited | Penn 3 bess | Blackpit Lane |  | Lower penn |  | WV4 4YA | United Kingdom | 38634 | 29558 | Penn 132Kv S Stn |  |  | 132 | Western Power Distribution (West Midlands) Plc | Stored Energy (all stored energy irrespective of the original energy source) | Storage - Electrochemical (Batteries) |  |  | 0 | 29 | Advanced Fuel (produced via gasification or pyrolysis of biofuel or waste) | Engine (combustion / reciprocating) |  |  |  |  | Advanced Fuel (produced via gasification or pyrolysis of biofuel or waste) | Engine (combustion / reciprocating) | [5 empty] | Accepted to connect | [6 empty] | 29 | 29 | 30.5263 | 29 | 30.5263 | 2021-12-08 | 2022-10-25 | [6 empty] | 2022-04-04 01:01
|  | Re projects development ltd | Bengrove farm | Base Lane |  | Sandhurst | Gloucester | GL2 9NU | United Kingdom | 38300 | 22294 | Port Ham 132Kv S Stn |  |  | 132 | Western Power Distribution (West Midlands) Plc | Stored Energy (all stored energy irrespective of the original energy source) | Storage - Electrochemical (Batteries) |  |  | 0 | 49.9 | Advanced Fuel (produced via gasification or pyrolysis of biofuel or waste) | Engine (combustion / reciprocating) |  |  |  |  | Advanced Fuel (produced via gasification or pyrolysis of biofuel or waste) | Engine (combustion / reciprocating) | [5 empty] | Accepted to connect | [6 empty] | 49.9 | 49.9 | 52.5263 | 49.9 | 52.5263 | 2021-12-17 | 2023-05-18 | [6 empty] | 2022-04-04 01:01
|  | Conrad energy (developments) ltd | Tuxton farm | Plympton |  | Plymouth |  | PL7 5AA | United Kingdom | 25650 | 5479 | Abham Sgp | Plympton Bsp |  | 33 | Western Power Distribution (South West) Plc | Stored Energy (all stored energy irrespective of the original energy source) | Storage - Electrochemical (Batteries) |  |  | 0 | 15.4 | Advanced Fuel (produced via gasification or pyrolysis of biofuel or waste) | Engine (combustion / reciprocating) |  |  |  |  | Advanced Fuel (produced via gasification or pyrolysis of biofuel or waste) | Engine (combustion / reciprocating) | [5 empty] | Accepted to connect | [6 empty] | 15.4 | 15.4 | 16.2105 | 15.4 | 16.2105 | 2021-12-24 | 2023-01-26 | [6 empty] | 2022-04-04 01:01
|  | Londorf capital limited | Green farm | Betton Abbots |  | Shropshire |  | SY5 7AJ | United Kingdom | 35020 | 30621 | Shrewsbury 132Kv S Stn |  |  | 33 | Western Power Distribution (West Midlands) Plc | Stored Energy (all stored energy irrespective of the original energy source) | Storage - Electrochemical (Batteries) |  |  | 0 | 10 | Advanced Fuel (produced via gasification or pyrolysis of biofuel or waste) | Engine (combustion / reciprocating) |  |  |  |  | Advanced Fuel (produced via gasification or pyrolysis of biofuel or waste) | Engine (combustion / reciprocating) | [5 empty] | Accepted to connect | [6 empty] | 10 | 10 | 10.5263 | 10 | 10.5263 | 2021-12-22 | 2022-12-29 | [6 empty] | 2022-04-04 01:01
|  | Stor power developments ltd | Hele manor farm | Hele |  | Taunton | Somerset | TA4 1AH | United Kingdom | 31863 | 12436 | Taunton Sgp | Taunton Main Bsp |  | 33 | Western Power Distribution (South West) Plc | Biofuel - Landfill gas | Gas turbine (OCGT) |  |  | 0 | 20 | Advanced Fuel (produced via gasification or pyrolysis of biofuel or waste) | Engine (combustion / reciprocating) |  |  |  |  | Advanced Fuel (produced via gasification or pyrolysis of biofuel or waste) | Engine (combustion / reciprocating) | [5 empty] | Accepted to connect | [6 empty] | 20 | 20 | 21.0526 | 20 | 21.0526 | 2021-11-24 | 2023-01-05 | [6 empty] | 2022-04-04 01:01
|  | Balance power projects ltd |  | Much Wenlock |  | Telford |  | TF8 7BP | United Kingdom | 36410 | 30401 | Ironbridge 132Kv S Stn |  |  | 33 | Western Power Distribution (West Midlands) Plc | Stored Energy (all stored energy irrespective of the original energy source) | Storage - Electrochemical (Batteries) |  |  | 0 | 30 | Advanced Fuel (produced via gasification or pyrolysis of biofuel or waste) | Engine (combustion / reciprocating) |  |  |  |  | Advanced Fuel (produced via gasification or pyrolysis of biofuel or waste) | Engine (combustion / reciprocating) | [5 empty] | Accepted to connect | [6 empty] | 30 | 30 | 31.5789 | 30 | 31.5789 | 2022-01-10 | 2022-06-16 | [6 empty] | 2022-04-04 01:01
|  | Pathfinder clean energy (pace) ukdevltd | Uku113 bc bleathwood (tilt) | Bleathwood Road |  | Ludlow |  | SY8 4LE | United Kingdom | 35468 | 27079 | Bishops Wood 132Kv S Stn |  |  | 132 | Western Power Distribution (West Midlands) Plc | Solar | Photovoltaic |  |  | 0 | 49.8 | Advanced Fuel (produced via gasification or pyrolysis of biofuel or waste) | Engine (combustion / reciprocating) |  |  |  |  | Advanced Fuel (produced via gasification or pyrolysis of biofuel or waste) | Engine (combustion / reciprocating) | [5 empty] | Accepted to connect | [6 empty] | 49.8 | 49.8 | 52.4211 | 30 | 31.5789 | 2021-10-13 | 2022-09-19 | [6 empty] | 2022-04-04 01:01
|  | Renewable connections dev ltd |  | Enterprise Way | Pinchbeck | Spalding | Lincolnshire | PE11 3YR | United Kingdom | 52473 | 32455 | Walpole 132Kv S Stn | Spalding Clay Lake 33Kv S Stn | Wardentree Park 33 11Kv S Stn | 11 | Western Power Distribution (East Midlands) Plc | Solar | Photovoltaic |  |  | 0 | 0 | Advanced Fuel (produced via gasification or pyrolysis of biofuel or waste) | Engine (combustion / reciprocating) |  |  |  |  | Advanced Fuel (produced via gasification or pyrolysis of biofuel or waste) | Engine (combustion / reciprocating) | [5 empty] | Accepted to connect | [6 empty] | 0 | 0 | 0 | 1.5 | 1.5789 | 2021-11-25 | 2022-04-20 | [6 empty] | 2022-04-04 01:01
|  | Bluestone energy ltd | Proposed battery storage | Parrotts Grove |  | Coventry |  | CV2 1NQ | United Kingdom | 436568 | 285364 | Coventry 132Kv S Stn |  |  | 132 | Western Power Distribution (East Midlands) Plc | Stored Energy (all stored energy irrespective of the original energy source) | Storage - Electrochemical (Batteries) |  |  | 0 | 98 | Advanced Fuel (produced via gasification or pyrolysis of biofuel or waste) | Engine (combustion / reciprocating) |  |  |  |  | Advanced Fuel (produced via gasification or pyrolysis of biofuel or waste) | Engine (combustion / reciprocating) | [5 empty] | Accepted to connect | [6 empty] | 98 | 98 | 103.1579 | 109.6 | 115.3684 | 2021-12-29 | 2023-06-06 | [6 empty] | 2022-04-04 01:01
|  | Re projects development limited | Longlands solar farm | Stoney Lane |  | Bromsgrove |  | B60 1LZ | United Kingdom | 39957 | 27042 | Bishops Wood 132Kv S Stn | Stourport 132 66 33Kv S Stn |  | 66 | Western Power Distribution (West Midlands) Plc | Solar | Photovoltaic |  |  | 0 | 25 | Advanced Fuel (produced via gasification or pyrolysis of biofuel or waste) | Engine (combustion / reciprocating) |  |  |  |  | Advanced Fuel (produced via gasification or pyrolysis of biofuel or waste) | Engine (combustion / reciprocating) | [5 empty] | Accepted to connect | [6 empty] | 25 | 25 | 26.3158 | 1 | 1.0526 | 2021-11-10 | 2023-01-04 | [6 empty] | 2022-04-04 01:01
|  | High voltage technical services ltd | Taunton solar park |  |  | Taunton |  |  | United Kingdom |  |  | Taunton Sgp | Taunton Main Bsp |  | 132 | Western Power Distribution (South West) Plc | Stored Energy (all stored energy irrespective of the original energy source) | Storage - Electrochemical (Batteries) |  |  | 0 | 40 | Advanced Fuel (produced via gasification or pyrolysis of biofuel or waste) | Engine (combustion / reciprocating) |  |  |  |  | Advanced Fuel (produced via gasification or pyrolysis of biofuel or waste) | Engine (combustion / reciprocating) | [5 empty] | Accepted to connect | [6 empty] | 40 | 40 | 42.1053 | 40 | 42.1053 | 2021-11-01 | 2022-10-04 | [6 empty] | 2022-04-04 01:01
|  | Keir | Cuc 725 - pinxton solar | Brookhill Lane |  | Pinxton |  | NG16 6JU | United Kingdom | 44634 | 35613 | Chesterfield 132Kv S Stn | Pinxton 132Kv S Stn | Pinxton 11Kv S Stn | 11 | Western Power Distribution (East Midlands) Plc | Solar | Photovoltaic |  |  | 0 | 6 | Advanced Fuel (produced via gasification or pyrolysis of biofuel or waste) | Engine (combustion / reciprocating) |  |  |  |  | Advanced Fuel (produced via gasification or pyrolysis of biofuel or waste) | Engine (combustion / reciprocating) | [5 empty] | Accepted to connect | [6 empty] | 6 | 6 | 6.3158 | 0.2 | 0.2105 | 2021-11-18 | 2022-09-07 | [6 empty] | 2022-04-04 01:01
|  | Clearstone services | Gaverigan manor | Gaverigan | Indian Queens | St columb |  | TR9 6HE | United Kingdom | 19252 | 5904 | Indian Queens Sgp |  |  | 132 | Western Power Distribution (South West) Plc | Stored Energy (all stored energy irrespective of the original energy source) | Storage - Electrochemical (Batteries) |  |  | 0 | 49.9 | Advanced Fuel (produced via gasification or pyrolysis of biofuel or waste) | Engine (combustion / reciprocating) |  |  |  |  | Advanced Fuel (produced via gasification or pyrolysis of biofuel or waste) | Engine (combustion / reciprocating) | [5 empty] | Accepted to connect | [6 empty] | 49.9 | 49.9 | 52.5263 | 49.9 | 52.5263 | 2021-11-22 | 2023-03-23 | [6 empty] | 2022-04-04 01:01
|  | Clearstone energy | Land south-west side of | Westonzoyland Road |  | Bridgewater |  | TA7 0HZ | United Kingdom | 33253 | 13597 | Bridgwater Sgp |  |  | 132 | Western Power Distribution (South West) Plc | Stored Energy (all stored energy irrespective of the original energy source) | Storage - Electrochemical (Batteries) |  |  | 0 | 50 | Advanced Fuel (produced via gasification or pyrolysis of biofuel or waste) | Engine (combustion / reciprocating) |  |  |  |  | Advanced Fuel (produced via gasification or pyrolysis of biofuel or waste) | Engine (combustion / reciprocating) | [5 empty] | Accepted to connect | [6 empty] | 50 | 50 | 52.6316 | 50 | 52.6316 | 2021-11-22 | 2023-06-05 | [6 empty] | 2022-04-04 01:01
|  | Advanced proteins | Advanced proteins | Bones Lane |  | Cheddleton | Staffordshire | ST13 7BT | United Kingdom | 41970 | 33176 | Cellarhead 132Kv | Whitfield 132 33Kv S Stn | Cheddleton 33 11Kv S Stn | 11 | Western Power Distribution (West Midlands) Plc | Waste | Steam turbine (thermal power plant) |  |  | 0 | 2.026 | Advanced Fuel (produced via gasification or pyrolysis of biofuel or waste) | Engine (combustion / reciprocating) |  |  |  |  | Advanced Fuel (produced via gasification or pyrolysis of biofuel or waste) | Engine (combustion / reciprocating) | [5 empty] | Accepted to connect | [6 empty] | 2.026 | 0 | 0 | 3.7 | 3.8947 | 2021-10-13 | 2022-08-04 | [6 empty] | 2022-04-04 01:01
|  | Exagen development limited | Ohl tower connection |  |  | Solihull |  | CV8 1PT | United Kingdom | 42574 | 27445 | Berkswell 132Kv S Stn |  |  | 132 | Western Power Distribution (East Midlands) Plc | Solar | Photovoltaic |  |  | 0 | 75 | Stored Energy (all stored energy irrespective of the original energy source) | Storage - Electrochemical (Batteries) |  |  | 0 | 75 | Advanced Fuel (produced via gasification or pyrolysis of biofuel or waste) | Engine (combustion / reciprocating) | [5 empty] | Accepted to connect | [6 empty] | 150 | 75 | 78.9474 | 50 | 52.6316 | 2021-10-19 | 2023-03-08 | [6 empty] | 2022-04-04 01:01
|  | Flexion energy uk storage ltd |  | Abbey Hulton |  | Stoke on trent |  | ST2 8DE | United Kingdom | 39037 | 34901 | Cellarhead 132Kv |  |  | 132 | Western Power Distribution (West Midlands) Plc | Stored Energy (all stored energy irrespective of the original energy source) | Storage - Electrochemical (Batteries) |  |  | 0 | 49.9 | Advanced Fuel (produced via gasification or pyrolysis of biofuel or waste) | Engine (combustion / reciprocating) |  |  |  |  | Advanced Fuel (produced via gasification or pyrolysis of biofuel or waste) | Engine (combustion / reciprocating) | [5 empty] | Accepted to connect | [6 empty] | 49.9 | 49.9 | 52.5263 | 49.9 | 52.5263 | 2021-11-12 | 2022-09-15 | [6 empty] | 2022-04-04 01:01
|  | Gfi73 ltd | - | Titanium Road |  | Swansea |  | SA5 4SF | United Kingdom | 26040 | 19538 | Swansea North Grid | Swansea North Bsp |  | 33 | Western Power Distribution (South Wales) Plc | Fossil - Gas | Engine (combustion / reciprocating) |  |  | 0 | 20 | Advanced Fuel (produced via gasification or pyrolysis of biofuel or waste) | Engine (combustion / reciprocating) |  |  |  |  | Advanced Fuel (produced via gasification or pyrolysis of biofuel or waste) | Engine (combustion / reciprocating) | [5 empty] | Accepted to connect | [6 empty] | 20 | 20 | 21.0526 | 0.5 | 0.5263 | 2021-11-17 | 2022-12-31 | [6 empty] | 2022-04-04 01:01
|  | Hydrock | St columb major bess |  |  | St columb major |  | TR9 6TT | United Kingdom |  |  | Indian Queens Sgp | Fraddon Bsp |  | 33 | Western Power Distribution (South West) Plc | Stored Energy (all stored energy irrespective of the original energy source) | Storage - Electrochemical (Batteries) |  |  | 0 | 5.625 | Advanced Fuel (produced via gasification or pyrolysis of biofuel or waste) | Engine (combustion / reciprocating) |  |  |  |  | Advanced Fuel (produced via gasification or pyrolysis of biofuel or waste) | Engine (combustion / reciprocating) | [5 empty] | Accepted to connect | [6 empty] | 5.625 | 5 | 5.2632 | 5 | 5.2632 | 2021-11-22 | 2023-03-23 | [6 empty] | 2022-04-04 01:01
|  | Utility connection solutions limited | Blackhill quarry | Woodbury |  | Exeter |  | EX5 1JL | United Kingdom | 30284 | 8580 | Exeter Main Sgp |  |  | 132 | Western Power Distribution (South West) Plc | Stored Energy (all stored energy irrespective of the original energy source) | Storage - Electrochemical (Batteries) |  |  | 0 | 60.8 | Advanced Fuel (produced via gasification or pyrolysis of biofuel or waste) | Engine (combustion / reciprocating) |  |  |  |  | Advanced Fuel (produced via gasification or pyrolysis of biofuel or waste) | Engine (combustion / reciprocating) | [5 empty] | Accepted to connect | [6 empty] | 60.8 | 60.8 | 64 | 60.8 | 64 | 2022-01-25 | 2023-04-13 | [6 empty] | 2022-04-04 01:01
|  | Geothermal engineering ltd | Glyncrest farm, mawla geothermal power plant | Mawla |  | Redruth |  | TR16 5DN | United Kingdom | 17050 | 4634 | Indian Queens Sgp | Camborne Bsp |  | 33 | Western Power Distribution (South West) Plc | Geothermal | Geothermal power plant |  |  | 0 | 6.5 | Advanced Fuel (produced via gasification or pyrolysis of biofuel or waste) | Engine (combustion / reciprocating) |  |  |  |  | Advanced Fuel (produced via gasification or pyrolysis of biofuel or waste) | Engine (combustion / reciprocating) | [5 empty] | Accepted to connect | [6 empty] | 6.5 | 5 | 5.2632 | 1.5 | 1.5789 | 2021-12-06 | 2023-04-17 | [6 empty] | 2022-04-04 01:01
|  | Geothermal engineering ltd | Manhay geoghermal power plant | Manhay Farm |  | Helston |  | TR13 0ND | United Kingdom | 168973 | 29918 | Indian Queens Sgp | Rame Bsp |  | 33 | Western Power Distribution (South West) Plc | Geothermal | Geothermal power plant |  |  | 0 | 6.5 | Advanced Fuel (produced via gasification or pyrolysis of biofuel or waste) | Engine (combustion / reciprocating) |  |  |  |  | Advanced Fuel (produced via gasification or pyrolysis of biofuel or waste) | Engine (combustion / reciprocating) | [5 empty] | Accepted to connect | [6 empty] | 6.5 | 5 | 5.2632 | 1.5 | 1.5789 | 2021-12-06 | 2022-09-16 | [6 empty] | 2022-04-04 01:01
|  | Gel geothermal eng ltd | Lambriggan farm, penhallow geothermal |  |  | Truro |  | TR4 9LT | United Kingdom | 17656 | 5062 | Indian Queens Sgp | Truro Bsp | Perranporth | 11 | Western Power Distribution (South West) Plc | Geothermal | Geothermal power plant |  |  | 0 | 6.5 | Advanced Fuel (produced via gasification or pyrolysis of biofuel or waste) | Engine (combustion / reciprocating) |  |  |  |  | Advanced Fuel (produced via gasification or pyrolysis of biofuel or waste) | Engine (combustion / reciprocating) | [5 empty] | Accepted to connect | [6 empty] | 6.5 | 5 | 5.2632 | 1.5 | 1.5789 | 2021-12-06 | 2023-04-17 | [6 empty] | 2022-04-04 01:01
|  | Geothermal engineering ltd | Tolvaddon geothermal | Tolvaddon Energy Park | Tolvaddon | Camborne |  | TR14 0HX | United Kingdom | 16594 | 4204 | Indian Queens Sgp | Camborne Bsp |  | 33 | Western Power Distribution (South West) Plc | Geothermal | Geothermal power plant |  |  | 0 | 6.5 | Advanced Fuel (produced via gasification or pyrolysis of biofuel or waste) | Engine (combustion / reciprocating) |  |  |  |  | Advanced Fuel (produced via gasification or pyrolysis of biofuel or waste) | Engine (combustion / reciprocating) | [5 empty] | Accepted to connect | [6 empty] | 6.5 | 5 | 5.2632 | 1.5 | 1.5789 | 2021-12-06 | 2022-10-14 | [6 empty] | 2022-04-04 01:01
|  | Conrad energy (developments) limited | Land at parsonage farm | Smithyard Lane | Five Bells | Watchet |  | TA23 0NA | United Kingdom | 30677 | 14218 | Taunton Sgp | Bowhays Cross Bsp | Watchet | 33 | Western Power Distribution (South West) Plc | Stored Energy (all stored energy irrespective of the original energy source) | Storage - Electrochemical (Batteries) |  |  | 0 | 15.4 | Advanced Fuel (produced via gasification or pyrolysis of biofuel or waste) | Engine (combustion / reciprocating) |  |  |  |  | Advanced Fuel (produced via gasification or pyrolysis of biofuel or waste) | Engine (combustion / reciprocating) | [5 empty] | Accepted to connect | [6 empty] | 15.4 | 15.4 | 16.2105 | 15.4 | 16.2105 | 2021-11-24 | 2024-05-24 | [6 empty] | 2022-04-04 01:01
|  | Balanced grid solutions ltd | Stanleyfields farm | Bemersley Road | Brown Edge | Stoke on trent |  | ST6 | United Kingdom |  |  | Cellarhead 132Kv |  |  | 132 | Western Power Distribution (West Midlands) Plc | Stored Energy (all stored energy irrespective of the original energy source) | Storage - Electrochemical (Batteries) |  |  | 0 | 49.9 | Advanced Fuel (produced via gasification or pyrolysis of biofuel or waste) | Engine (combustion / reciprocating) |  |  |  |  | Advanced Fuel (produced via gasification or pyrolysis of biofuel or waste) | Engine (combustion / reciprocating) | [5 empty] | Accepted to connect | [6 empty] | 49.9 | 49.9 | 52.5263 | 49.9 | 52.5263 | 2021-12-02 | 2023-05-11 | [6 empty] | 2022-04-04 01:01
|  | Balance power projects ltd |  | Latteridge Lane |  | Iron acton |  | BS35 3TF | United Kingdom | 36602 | 18603 | Iron Acton 132Kv S Stn |  |  | 132 | Western Power Distribution (West Midlands) Plc | Stored Energy (all stored energy irrespective of the original energy source) | Storage - Electrochemical (Batteries) |  |  | 0 | 49.5 | Advanced Fuel (produced via gasification or pyrolysis of biofuel or waste) | Engine (combustion / reciprocating) |  |  |  |  | Advanced Fuel (produced via gasification or pyrolysis of biofuel or waste) | Engine (combustion / reciprocating) | [5 empty] | Accepted to connect | [6 empty] | 49.5 | 49.5 | 52.1053 | 49.5 | 52.1053 | 2021-12-23 | 2023-03-07 | [6 empty] | 2022-04-04 01:01
|  | Hydrock consultants limited | Battery storage project |  |  | Uffington |  | SY4 4SN | United Kingdom | 35287 | 31390 | Shrewsbury 132Kv S Stn |  |  | 33 | Western Power Distribution (West Midlands) Plc | Stored Energy (all stored energy irrespective of the original energy source) | Storage - Electrochemical (Batteries) |  |  | 0 | 8 | Advanced Fuel (produced via gasification or pyrolysis of biofuel or waste) | Engine (combustion / reciprocating) |  |  |  |  | Advanced Fuel (produced via gasification or pyrolysis of biofuel or waste) | Engine (combustion / reciprocating) | [5 empty] | Accepted to connect | [6 empty] | 8 | 8 | 8.421 | 8 | 8.421 | 2021-11-11 | 2022-09-21 | [6 empty] | 2022-04-04 01:01
|  | Vital energi | The energy centre | City Hospital Campus | Hucknall Road | Nottingham |  | NG5 1PB | United Kingdom |  |  | Ratcliffe On Soar 132Kv S Stn |  | Nottingham North 11Kv S Stn | 11 | Western Power Distribution (East Midlands) Plc | Fossil - Gas | Engine (combustion / reciprocating) | Yes |  | 0 | 2.99 | Advanced Fuel (produced via gasification or pyrolysis of biofuel or waste) | Engine (combustion / reciprocating) |  |  |  |  | Advanced Fuel (produced via gasification or pyrolysis of biofuel or waste) | Engine (combustion / reciprocating) | [5 empty] | Accepted to connect | [6 empty] | 2.99 | 0 | 0 | 5.1 | 5.3684 | 2021-10-20 | 2022-05-16 | [6 empty] | 2022-04-04 01:01
|  | Anesco limited |  | Lawn Lane | Bilbrook | Coven |  | WV9 5BA | United Kingdom | 39068 | 30593 | Bushbury D 132Kv |  |  | 33 | Western Power Distribution (West Midlands) Plc | Solar | Photovoltaic |  |  | 0 | 39.59 | Advanced Fuel (produced via gasification or pyrolysis of biofuel or waste) | Engine (combustion / reciprocating) |  |  |  |  | Advanced Fuel (produced via gasification or pyrolysis of biofuel or waste) | Engine (combustion / reciprocating) | [5 empty] | Accepted to connect | [6 empty] | 39.59 | 39.59 | 41.6737 | 0.1 | 0.1053 | 2021-12-14 | 2022-08-15 | [6 empty] | 2022-04-04 01:01
|  | Cambridge power ltd | Cuc 745 - pinxton energy park | Pinxton Lane |  | Pinxton |  | NG17 9LE | United Kingdom | 44795 | 35485 | Chesterfield 132Kv S Stn |  |  | 132 | Western Power Distribution (East Midlands) Plc | Solar | Photovoltaic |  |  | 0 | 49.9 | Stored Energy (all stored energy irrespective of the original energy source) | Storage - Electrochemical (Batteries) |  |  | 0 | 49.9 | Advanced Fuel (produced via gasification or pyrolysis of biofuel or waste) | Engine (combustion / reciprocating) | [5 empty] | Accepted to connect | [6 empty] | 99.8 | 49.9 | 52.5263 | 49.9 | 52.5263 | 2021-12-02 | 2023-01-26 | [6 empty] | 2022-04-04 01:01
|  | Integrum renewable energy | Fen dyke farm | Land Off Barding Drove | Sutton St James | Spalding |  | PE12 0HD | United Kingdom | 53774 | 31692 | Walpole 132Kv S Stn | South Holland 33Kv S Stn |  | 33 | Western Power Distribution (East Midlands) Plc | Solar | Photovoltaic |  |  | 0 | 20 | Stored Energy (all stored energy irrespective of the original energy source) | Storage - Electrochemical (Batteries) |  |  | 0 | 9.9 | Advanced Fuel (produced via gasification or pyrolysis of biofuel or waste) | Engine (combustion / reciprocating) | [5 empty] | Accepted to connect | [6 empty] | 29.9 | 20 | 21.0526 | 9.9 | 10.421 | 2022-01-04 | 2023-06-05 | [6 empty] | 2022-04-04 01:01
|  | Anglo renewables limited | Nupdown farm | Nupdown Lane | Oldbury-On-Severn | Bristol |  | BS35 1RS | United Kingdom | 36308 | 19594 | Iron Acton 132Kv S Stn |  |  | 132 | Western Power Distribution (West Midlands) Plc | Stored Energy (all stored energy irrespective of the original energy source) | Storage - Electrochemical (Batteries) |  |  | 0 | 49.9 | Advanced Fuel (produced via gasification or pyrolysis of biofuel or waste) | Engine (combustion / reciprocating) |  |  |  |  | Advanced Fuel (produced via gasification or pyrolysis of biofuel or waste) | Engine (combustion / reciprocating) | [5 empty] | Accepted to connect | [6 empty] | 49.9 | 49.9 | 52.5263 | 49.9 | 52.5263 | 2022-01-10 | 2023-03-16 | [6 empty] | 2022-04-04 01:01
|  | Nextpower lower strensham limited | Import mpan | Land On The West Of Bourne Road |  | Worcester |  | WR8 9DT | United Kingdom | 39032 | 24085 | Feckenham 66 11Kv S Stn | Feckenham 66/11Kv | Strensham 66 11Kv S Stn | 66 | Western Power Distribution (West Midlands) Plc | Stored Energy (all stored energy irrespective of the original energy source) | Storage - Electrochemical (Batteries) |  |  | 0 | 0 | Advanced Fuel (produced via gasification or pyrolysis of biofuel or waste) | Engine (combustion / reciprocating) |  |  |  |  | Advanced Fuel (produced via gasification or pyrolysis of biofuel or waste) | Engine (combustion / reciprocating) | [5 empty] | Accepted to connect | [6 empty] | 0 | 0 | 0 | 13 | 13.6842 | 2022-01-14 | 2022-12-20 | [6 empty] | 2022-04-04 01:01
|  | Green switch capital limited | Lower farm |  |  | Newnham |  | B95 6FD | United Kingdom | 41573 | 26307 | Feckenham 66 11Kv S Stn | Feckenham 66/11Kv | Great Alne 66 11Kv S Stn | 66 | Western Power Distribution (West Midlands) Plc | Solar | Photovoltaic |  |  | 0 | 13.5 | Advanced Fuel (produced via gasification or pyrolysis of biofuel or waste) | Engine (combustion / reciprocating) |  |  |  |  | Advanced Fuel (produced via gasification or pyrolysis of biofuel or waste) | Engine (combustion / reciprocating) | [5 empty] | Accepted to connect | [6 empty] | 13.5 | 13.5 | 14.2105 | 0.1 | 0.1053 | 2021-12-22 | 2022-11-29 | [6 empty] | 2022-04-04 01:01
|  | Arl 016 limited | Catherine de barnes site | Land To The West Of Grand Unio |  | Catherine de barnes |  | B91 2SY | United Kingdom | 41810 | 27903 | Lea Marston 132Kv S Stn |  |  | 132 | Western Power Distribution (West Midlands) Plc | Stored Energy (all stored energy irrespective of the original energy source) | Storage - Electrochemical (Batteries) |  |  | 0 | 49.9 | Advanced Fuel (produced via gasification or pyrolysis of biofuel or waste) | Engine (combustion / reciprocating) |  |  |  |  | Advanced Fuel (produced via gasification or pyrolysis of biofuel or waste) | Engine (combustion / reciprocating) | [5 empty] | Accepted to connect | [6 empty] | 49.9 | 49.9 | 52.5263 | 49.9 | 52.5263 | 2022-01-22 | 2023-06-21 | [6 empty] | 2022-04-04 01:01
|  | Spring che ltd | Land at brickyard farm, creech solar farm | Creech St Michael |  | Taunton | Somerset | TA3 5PW | United Kingdom | 32747 | 12521 | Bridgwater Sgp | Bridgwater Grid Bsp |  | 33 | Western Power Distribution (South West) Plc | Solar | Photovoltaic |  |  | 0 | 19.4 | Advanced Fuel (produced via gasification or pyrolysis of biofuel or waste) | Engine (combustion / reciprocating) |  |  |  |  | Advanced Fuel (produced via gasification or pyrolysis of biofuel or waste) | Engine (combustion / reciprocating) | [5 empty] | Accepted to connect | [6 empty] | 19.4 | 19.4 | 20.421 | 0.15 | 0.1579 | 2022-02-04 | 2023-07-26 | [6 empty] | 2022-04-04 01:01
|  | Hydrock consultants limited | Aspley enterprises limited | - |  | Staffordshire |  | ST21 6FB | United Kingdom | 38192 | 33292 | Cellarhead 132Kv |  |  | 33 | Western Power Distribution (West Midlands) Plc | Stored Energy (all stored energy irrespective of the original energy source) | Storage - Electrochemical (Batteries) |  |  | 0 | 10 | Advanced Fuel (produced via gasification or pyrolysis of biofuel or waste) | Engine (combustion / reciprocating) |  |  |  |  | Advanced Fuel (produced via gasification or pyrolysis of biofuel or waste) | Engine (combustion / reciprocating) | [5 empty] | Accepted to connect | [6 empty] | 10 | 10 | 10.5263 | 10 | 10.5263 | 2021-11-19 | 2023-04-20 | [6 empty] | 2022-04-04 01:01
|  | Cx-group | Pitts plantation | Stover |  | Teignbridge | Devon | TQ12 6QG | United Kingdom | 28459 | 7402 | Abham Sgp | Newton Abbot Bsp (Forde Road) | Chudleigh Knighton | 11 | Western Power Distribution (South West) Plc | Solar | Photovoltaic |  |  | 0 | 2 | Advanced Fuel (produced via gasification or pyrolysis of biofuel or waste) | Engine (combustion / reciprocating) |  |  |  |  | Advanced Fuel (produced via gasification or pyrolysis of biofuel or waste) | Engine (combustion / reciprocating) | [5 empty] | Accepted to connect | [6 empty] | 2 | 2 | 2.1053 | 3 | 3.1579 | 2021-10-27 | 2022-12-19 | [6 empty] | 2022-04-04 01:01
|  | Re projects development ltd | Land at westfields farm | Fosse Way | Radford Semele | Semele |  | CV31 1XL | United Kingdom | 43592 | 26149 | Berkswell 132Kv S Stn |  |  | 132 | Western Power Distribution (East Midlands) Plc | Solar | Photovoltaic |  |  | 0 | 30 | Advanced Fuel (produced via gasification or pyrolysis of biofuel or waste) | Engine (combustion / reciprocating) |  |  |  |  | Advanced Fuel (produced via gasification or pyrolysis of biofuel or waste) | Engine (combustion / reciprocating) | [5 empty] | Accepted to connect | [6 empty] | 30 | 30 | 31.5789 | 1 | 1.0526 | 2022-02-10 | 2023-06-09 | [6 empty] | 2022-04-04 01:01
|  | Solar securities ltd | West venn farm, ashwater solar farm | Ashwater |  | Beaworthy |  | EX21 5DG | United Kingdom | 23717 | 9779 | Alverdiscott Sgp | Pyworthy Bsp |  | 33 | Western Power Distribution (South West) Plc | Stored Energy (all stored energy irrespective of the original energy source) | Storage - Electrochemical (Batteries) |  |  | 0 | 3 | Advanced Fuel (produced via gasification or pyrolysis of biofuel or waste) | Engine (combustion / reciprocating) |  |  |  |  | Advanced Fuel (produced via gasification or pyrolysis of biofuel or waste) | Engine (combustion / reciprocating) | [5 empty] | Accepted to connect | [6 empty] | 3 | 3 | 3.1579 | 3 | 3.1579 | 2022-02-01 | 2022-08-16 | [6 empty] | 2022-04-04 01:01
|  | Anglo renewables limited | Land west of : | Larks Lane | Latteridge | Bristol |  | BS37 9TY | United Kingdom | 36646 | 18504 | Iron Acton 132Kv S Stn |  |  | 132 | Western Power Distribution (West Midlands) Plc | Stored Energy (all stored energy irrespective of the original energy source) | Storage - Electrochemical (Batteries) |  |  | 0 | 49.5 | Advanced Fuel (produced via gasification or pyrolysis of biofuel or waste) | Engine (combustion / reciprocating) |  |  |  |  | Advanced Fuel (produced via gasification or pyrolysis of biofuel or waste) | Engine (combustion / reciprocating) | [5 empty] | Accepted to connect | [6 empty] | 49.5 | 49.5 | 52.1053 | 49.5 | 52.1053 | 2021-12-07 | 2022-08-26 | [6 empty] | 2022-04-04 01:01
|  | Npd uk ii limited | The fields farm | Draycott Cross |  | Cheadle | Stoke On Trent | ST10 2NT | United Kingdom | 39869 | 34129 | Cellarhead 132Kv |  |  | 132 | Western Power Distribution (West Midlands) Plc | Stored Energy (all stored energy irrespective of the original energy source) | Storage - Electrochemical (Batteries) |  |  | 0 | 50 | Advanced Fuel (produced via gasification or pyrolysis of biofuel or waste) | Engine (combustion / reciprocating) |  |  |  |  | Advanced Fuel (produced via gasification or pyrolysis of biofuel or waste) | Engine (combustion / reciprocating) | [5 empty] | Accepted to connect | [6 empty] | 50 | 50 | 52.6316 | 50 | 52.6316 | 2021-12-17 | 2022-09-23 | [6 empty] | 2022-04-04 01:01
|  | Green switch capital ltd | Washdyke farm | Stow Lane | Folkingham | Sleaford |  | NG34 OJA | United Kingdom |  |  | Bicker Fen 132Kv S Stn | Sleaford 33Kv S Stn |  | 33 | Western Power Distribution (East Midlands) Plc | Solar | Photovoltaic |  |  | 0 | 24.75 | Advanced Fuel (produced via gasification or pyrolysis of biofuel or waste) | Engine (combustion / reciprocating) |  |  |  |  | Advanced Fuel (produced via gasification or pyrolysis of biofuel or waste) | Engine (combustion / reciprocating) | [5 empty] | Accepted to connect | [6 empty] | 24.75 | 24.75 | 26.0526 | 0.1 | 0.1053 | 2021-12-21 | 2023-05-22 | [6 empty] | 2022-04-04 01:01
|  | Solar 2 limited | - | Acton Reynald |  | Shropshire |  | SY4 5QL | United Kingdom |  |  | Shrewsbury 132Kv S Stn |  |  | 132 | Western Power Distribution (West Midlands) Plc | Stored Energy (all stored energy irrespective of the original energy source) | Storage - Electrochemical (Batteries) |  |  | 0 | 150 | Advanced Fuel (produced via gasification or pyrolysis of biofuel or waste) | Engine (combustion / reciprocating) |  |  |  |  | Advanced Fuel (produced via gasification or pyrolysis of biofuel or waste) | Engine (combustion / reciprocating) | [5 empty] | Accepted to connect | [6 empty] | 150 | 150 | 157.8947 | 150 | 157.8947 | 2022-01-19 | 2022-10-27 | [6 empty] | 2022-04-04 01:01
|  | Roadnight taylor ignite ltd | Varley farm | - |  | Wotton-under-edge, |  | GL12 8AJ | United Kingdom | 37005 | 19058 | Iron Acton 132Kv S Stn | Chipping Sodbury 132Kv S Stn |  | 33 | Western Power Distribution (West Midlands) Plc | Solar | Photovoltaic |  |  | 0 | 25 | Advanced Fuel (produced via gasification or pyrolysis of biofuel or waste) | Engine (combustion / reciprocating) |  |  |  |  | Advanced Fuel (produced via gasification or pyrolysis of biofuel or waste) | Engine (combustion / reciprocating) | [5 empty] | Accepted to connect | [6 empty] | 25 | 25 | 26.3158 | 0.1 | 0.1053 | 2022-01-27 | 2022-10-17 | [6 empty] | 2022-04-04 01:01
|  | Mercia power response | Little morton farm |  | Little Morton | Retford |  | DN22 8BE | United Kingdom | 46752 | 37885 | Staythorpe C 132Kv S Stn |  |  | 33 | Western Power Distribution (East Midlands) Plc | Stored Energy (all stored energy irrespective of the original energy source) | Storage - Electrochemical (Batteries) |  |  | 0 | 30 | Advanced Fuel (produced via gasification or pyrolysis of biofuel or waste) | Engine (combustion / reciprocating) |  |  |  |  | Advanced Fuel (produced via gasification or pyrolysis of biofuel or waste) | Engine (combustion / reciprocating) | [5 empty] | Accepted to connect | [6 empty] | 30 | 30 | 31.5789 | 30 | 31.5789 | 2022-01-12 | 2025-07-12 | [6 empty] | 2022-04-04 01:01
|  | Green switch energy | Wincote farm | Eccleshall |  |  |  | ST21 6HU | United Kingdom | 38243 | 32710 | Cellarhead 132Kv | Meaford C 132Kv S Stn | Eccleshall Primary 33 11Kv S Stn | 33 | Western Power Distribution (West Midlands) Plc | Solar | Photovoltaic |  |  | 0 | 30.25 | Advanced Fuel (produced via gasification or pyrolysis of biofuel or waste) | Engine (combustion / reciprocating) |  |  |  |  | Advanced Fuel (produced via gasification or pyrolysis of biofuel or waste) | Engine (combustion / reciprocating) | [5 empty] | Accepted to connect | [6 empty] | 30.25 | 30.25 | 31.8421 | 0.1 | 0.1053 | 2022-02-16 | 2022-09-22 | [6 empty] | 2022-04-04 01:01
|  | Sirius renewable energy | Land ar pen yr heol farm | Heol Las | Energlyn | Caerphilly |  | CF83 2TT | United Kingdom | 31433 | 18872 | Upper Boat | Upper Boat Bsp | Energlyn 33Kv | 11 | Western Power Distribution (South Wales) Plc | Stored Energy (all stored energy irrespective of the original energy source) | Storage - Electrochemical (Batteries) |  |  | 0 | 10 | Advanced Fuel (produced via gasification or pyrolysis of biofuel or waste) | Engine (combustion / reciprocating) |  |  |  |  | Advanced Fuel (produced via gasification or pyrolysis of biofuel or waste) | Engine (combustion / reciprocating) | [5 empty] | Accepted to connect | [6 empty] | 10 | 10 | 10.5263 | 4 | 4.2105 | 2021-09-21 | 2022-07-29 | [6 empty] | 2022-04-04 01:01
|  | Pennant walters | Cynhordy wind farm | Llangynwd | Maesteg |  |  | CF34 0EA | United Kingdom | 28826 | 18902 | Pyle Grid |  |  | 66 | Western Power Distribution (South Wales) Plc | Wind | Onshore wind turbines |  |  | 0 | 16.4 | Advanced Fuel (produced via gasification or pyrolysis of biofuel or waste) | Engine (combustion / reciprocating) |  |  |  |  | Advanced Fuel (produced via gasification or pyrolysis of biofuel or waste) | Engine (combustion / reciprocating) | [5 empty] | Accepted to connect | [6 empty] | 16.4 | 16.4 | 17.2632 | 0.24 | 0.2526 | 2021-12-01 | 2026-12-31 | [6 empty] | 2022-04-04 01:01
|  | Innova renewables limited | Stanton under bardon solar & storage | Stanton Lane |  | Ibstock | North West Leicestershire | LE67 1FF | United Kingdom | 44451 | 31052 | Enderby 132Kv S Stn | Coalville 33Kv S Stn |  | 33 | Western Power Distribution (East Midlands) Plc | Solar | Photovoltaic |  |  | 0 | 30 | Stored Energy (all stored energy irrespective of the original energy source) | Storage - Electrochemical (Batteries) |  |  | 0 | 30 | Advanced Fuel (produced via gasification or pyrolysis of biofuel or waste) | Engine (combustion / reciprocating) | [5 empty] | Accepted to connect | [6 empty] | 60 | 30 | 31.5789 | 30 | 31.5789 | 2021-12-06 | 2023-01-19 | [6 empty] | 2022-04-04 01:01
|  | Gtc | 27001250 - summit park | Sherwood Way S |  | Mansfield |  | NG17 5LD | United Kingdom | 45118 | 35838 | Chesterfield 132Kv S Stn | Mansfield 33Kv S Stn | Skegby Lane 33 11Kv S Stn | 11 | Western Power Distribution (East Midlands) Plc | Solar | Photovoltaic |  |  | 0 | 4.2 | Advanced Fuel (produced via gasification or pyrolysis of biofuel or waste) | Engine (combustion / reciprocating) |  |  |  |  | Advanced Fuel (produced via gasification or pyrolysis of biofuel or waste) | Engine (combustion / reciprocating) | [5 empty] | Accepted to connect | [6 empty] | 4.2 | 0 | 0 | 0 | 0 | 2022-03-04 | 2022-07-04 | [6 empty] | 2022-04-04 01:01
|  | Renewable connections | - | Heath Road |  | Bagworth | Leicestershire | LE67 1DF | United Kingdom | 44497 | 30663 | Enderby 132Kv S Stn | Coalville 33Kv S Stn |  | 33 | Western Power Distribution (East Midlands) Plc | Solar | Photovoltaic |  |  | 0 | 18 | Advanced Fuel (produced via gasification or pyrolysis of biofuel or waste) | Engine (combustion / reciprocating) |  |  |  |  | Advanced Fuel (produced via gasification or pyrolysis of biofuel or waste) | Engine (combustion / reciprocating) | [5 empty] | Accepted to connect | [6 empty] | 18 | 18 | 18.9474 | 0.25 | 0.2632 | 2021-12-21 | 2025-08-21 | [6 empty] | 2022-04-04 01:01
|  | Green energy solar ltd | Barn farm | Walton Road | Drakelow |  |  | DE15 9TX | United Kingdom | 42453 | 31918 | Drakelow 132Kv |  |  | 132 | Western Power Distribution (East Midlands) Plc | Stored Energy (all stored energy irrespective of the original energy source) | Storage - Electrochemical (Batteries) |  |  | 0 | 78.4 | Advanced Fuel (produced via gasification or pyrolysis of biofuel or waste) | Engine (combustion / reciprocating) |  |  |  |  | Advanced Fuel (produced via gasification or pyrolysis of biofuel or waste) | Engine (combustion / reciprocating) | [5 empty] | Accepted to connect | [6 empty] | 78.4 | 78.4 | 82.5263 | 78.4 | 82.5263 | 2021-12-08 | 2023-05-09 | [6 empty] | 2022-04-04 01:01
|  | Ase holdings uk ltd | - | Tregair Farm | St Newlyn East | Newquay |  | TR8 5JL | United Kingdom | 18240 | 5838 | Indian Queens Sgp | Fraddon Bsp | Newquay Trevemper | 11 | Western Power Distribution (South West) Plc | Solar | Photovoltaic |  |  | 0 | 1.2 | Stored Energy (all stored energy irrespective of the original energy source) | Storage - Electrochemical (Batteries) |  |  | 0 | 1.2 | Advanced Fuel (produced via gasification or pyrolysis of biofuel or waste) | Engine (combustion / reciprocating) | [5 empty] | Accepted to connect | [6 empty] | 2.4 | 1.2 | 1.2632 | 0 | 0 | 2021-09-16 | 2022-08-01 | [6 empty] | 2022-04-04 01:01
|  | O & g group ltd | Greenway pv station | High Ham |  | South somerset |  | TA7 9BN | United Kingdom | 34286 | 13491 | Bridgwater Sgp | Street Bsp |  | 33 | Western Power Distribution (South West) Plc | Solar | Photovoltaic |  |  | 0 | 15 | Advanced Fuel (produced via gasification or pyrolysis of biofuel or waste) | Engine (combustion / reciprocating) |  |  |  |  | Advanced Fuel (produced via gasification or pyrolysis of biofuel or waste) | Engine (combustion / reciprocating) | [5 empty] | Accepted to connect | [6 empty] | 15 | 15 | 15.7895 | 0.12 | 0.1263 | 2022-01-24 | 2023-07-17 | [6 empty] | 2022-04-04 01:01
|  | Wessex water | Avonmouth waste water treatment works |  |  | Bristol |  | BS11 0YS | United Kingdom |  |  | Seabank Sgp | Avonmouth Bsp | Avonmouth | 11 | Western Power Distribution (South West) Plc | Biofuel - Landfill gas | Gas turbine (OCGT) |  |  | 0 | 4 | Advanced Fuel (produced via gasification or pyrolysis of biofuel or waste) | Engine (combustion / reciprocating) |  |  |  |  | Advanced Fuel (produced via gasification or pyrolysis of biofuel or waste) | Engine (combustion / reciprocating) | [5 empty] | Accepted to connect | [6 empty] | 4 | 4 | 4.2105 | 12 | 12.6316 | 2021-12-22 | 2022-06-22 | [6 empty] | 2022-04-04 01:01
|  | Rolton group | Unit 10 | Chalker Way |  | Banbury |  | OX16 4XJ | United Kingdom | 44714 | 24076 | East Claydon 132Kv S Stn | Banbury 132Kv S Stn | Banbury 132/11Kv | 11 | Western Power Distribution (West Midlands) Plc | Solar | Photovoltaic |  |  | 0 | 0.073 | Advanced Fuel (produced via gasification or pyrolysis of biofuel or waste) | Engine (combustion / reciprocating) |  |  |  |  | Advanced Fuel (produced via gasification or pyrolysis of biofuel or waste) | Engine (combustion / reciprocating) | [5 empty] | Accepted to connect | [6 empty] | 0.073 | 0.073 | 0.0768 | 2.8 | 2.9474 | 2022-01-04 | 2022-07-07 | [6 empty] | 2022-04-04 01:01
|  | Swinford wind farm limited | Swinford wind farm | Swinford Wind Farm | Lutterworth | Leicester |  | LE17 6BQ | United Kingdom | 45712 | 27960 | Coventry 132Kv S Stn | Pailton 33Kv S Stn |  | 33 | Western Power Distribution (East Midlands) Plc | Wind | Onshore wind turbines |  |  | 0 | 32.129 | Advanced Fuel (produced via gasification or pyrolysis of biofuel or waste) | Engine (combustion / reciprocating) |  |  |  |  | Advanced Fuel (produced via gasification or pyrolysis of biofuel or waste) | Engine (combustion / reciprocating) | [5 empty] | Accepted to connect | [6 empty] | 32.129 | 32.129 | 33.82 | 10 | 10.5263 | 2021-11-17 | 2023-01-02 | [6 empty] | 2022-04-04 01:01
|  | Regener8 power limited | Glebe farm solar farm | Turweston |  | Brackley |  | NN13 5JE | United Kingdom | 46004 | 23679 | East Claydon 132Kv S Stn | Brackley 132Kv S Stn | Brackley Town 33 11Kv S Stn | 11 | Western Power Distribution (East Midlands) Plc | Solar | Photovoltaic |  |  | 0 | 5 | Advanced Fuel (produced via gasification or pyrolysis of biofuel or waste) | Engine (combustion / reciprocating) |  |  |  |  | Advanced Fuel (produced via gasification or pyrolysis of biofuel or waste) | Engine (combustion / reciprocating) | [5 empty] | Accepted to connect | [6 empty] | 5 | 5 | 5.2632 | 0.1 | 0.1053 | 2022-03-04 | 2022-05-27 | [6 empty] | 2022-04-04 01:01
|  | European energy dev ltd | Glebe farm, kingston brook solar | Wysall Road | Costock | Loughborough |  | LE12 6XQ | United Kingdom | 45855 | 32660 | Ratcliffe On Soar 132Kv S Stn |  |  | 132 | Western Power Distribution (East Midlands) Plc | Stored Energy (all stored energy irrespective of the original energy source) | Storage - Electrochemical (Batteries) |  |  | 0 | 49.9 | Advanced Fuel (produced via gasification or pyrolysis of biofuel or waste) | Engine (combustion / reciprocating) |  |  |  |  | Advanced Fuel (produced via gasification or pyrolysis of biofuel or waste) | Engine (combustion / reciprocating) | [5 empty] | Accepted to connect | [6 empty] | 49.9 | 49.9 | 52.5263 | 49.9 | 52.5263 | 2021-12-10 | 2022-09-15 | [6 empty] | 2022-04-04 01:01
|  | O&g group limited | Wetmore hall farm |  | Burton On Trent | Staffordshire |  | DE15 0TG | United Kingdom | 42691 | 32524 | Drakelow 132Kv |  |  | 33 | Western Power Distribution (East Midlands) Plc | Solar | Photovoltaic |  |  | 0 | 25 | Advanced Fuel (produced via gasification or pyrolysis of biofuel or waste) | Engine (combustion / reciprocating) |  |  |  |  | Advanced Fuel (produced via gasification or pyrolysis of biofuel or waste) | Engine (combustion / reciprocating) | [5 empty] | Accepted to connect | [6 empty] | 25 | 25 | 26.3158 | 0.15 | 0.1579 | 2022-01-25 | 2023-06-16 | [6 empty] | 2022-04-04 01:01
|  | Conrad energy (dev) 11 ltd | Ritherdens farm | - | Rumwell | Taunton | Somerset | TA4 1EJ | United Kingdom | 31925 | 12362 | Taunton Sgp | Taunton Main Bsp |  | 132 | Western Power Distribution (South West) Plc | Stored Energy (all stored energy irrespective of the original energy source) | Storage - Electrochemical (Batteries) |  |  | 0 | 49.9 | Advanced Fuel (produced via gasification or pyrolysis of biofuel or waste) | Engine (combustion / reciprocating) |  |  |  |  | Advanced Fuel (produced via gasification or pyrolysis of biofuel or waste) | Engine (combustion / reciprocating) | [5 empty] | Accepted to connect | [6 empty] | 49.9 | 49.9 | 52.5263 | 49.9 | 52.5263 | 2022-03-11 | 2022-05-31 | [6 empty] | 2022-04-04 01:01
|  | Renewable energy systems limited | Pencoose farm | - | Stithians | Truro |  | TR3 7DN | United Kingdom | 17381 | 3795 | Indian Queens Sgp | Truro Bsp |  | 132 | Western Power Distribution (South West) Plc | Stored Energy (all stored energy irrespective of the original energy source) | Storage - Electrochemical (Batteries) |  |  | 0 | 76.23 | Advanced Fuel (produced via gasification or pyrolysis of biofuel or waste) | Engine (combustion / reciprocating) |  |  |  |  | Advanced Fuel (produced via gasification or pyrolysis of biofuel or waste) | Engine (combustion / reciprocating) | [5 empty] | Accepted to connect | [6 empty] | 76.23 | 49.9 | 52.5263 | 49.9 | 52.5263 | 2022-01-26 | 2023-03-13 | [6 empty] | 2022-04-04 01:01
|  | Anglo renewables ltd | Great wyrley bess | Walsall Road |  | Great wyrley |  | WS6 6AG | United Kingdom | 39926 | 30576 | Rugeley 132Kv S Stn |  |  | 132 | Western Power Distribution (West Midlands) Plc | Stored Energy (all stored energy irrespective of the original energy source) | Storage - Electrochemical (Batteries) |  |  | 0 | 49.9 | Advanced Fuel (produced via gasification or pyrolysis of biofuel or waste) | Engine (combustion / reciprocating) |  |  |  |  | Advanced Fuel (produced via gasification or pyrolysis of biofuel or waste) | Engine (combustion / reciprocating) | [5 empty] | Accepted to connect | [6 empty] | 49.9 | 49.9 | 52.5263 | 49.9 | 52.5263 | 2022-01-31 | 2022-09-15 | [6 empty] | 2022-04-04 01:01
|  | Hydrock consultants limited | Trebal bess facility |  |  | St austell | Cornwall | PL26 8YH | United Kingdom | 20340 | 5691 | Indian Queens Sgp | St Austell Bsp |  | 33 | Western Power Distribution (South West) Plc | Stored Energy (all stored energy irrespective of the original energy source) | Storage - Electrochemical (Batteries) |  |  | 0 | 10 | Advanced Fuel (produced via gasification or pyrolysis of biofuel or waste) | Engine (combustion / reciprocating) |  |  |  |  | Advanced Fuel (produced via gasification or pyrolysis of biofuel or waste) | Engine (combustion / reciprocating) | [5 empty] | Accepted to connect | [6 empty] | 10 | 10 | 10.5263 | 10 | 10.5263 | 2022-01-26 | 2023-06-06 | [6 empty] | 2022-04-04 01:01
|  | Utility connections | Symmetry park, poc | Coventry Road |  | Rugby |  | CV23 9JR | United Kingdom | 44692 | 27138 | Coventry 132Kv S Stn | Rugby 33Kv S Stn | Union Street 33 11Kv S Stn | 11 | Western Power Distribution (East Midlands) Plc | Solar | Photovoltaic | Yes |  | 0 | 2 | Advanced Fuel (produced via gasification or pyrolysis of biofuel or waste) | Engine (combustion / reciprocating) |  |  |  |  | Advanced Fuel (produced via gasification or pyrolysis of biofuel or waste) | Engine (combustion / reciprocating) | [5 empty] | Accepted to connect | [6 empty] | 2 | 5 | 5.2632 | 4 | 4.2105 | 2022-01-06 | 2022-09-09 | [6 empty] | 2022-04-04 01:01
|  | Stor power developments | Linton bess | Linton | Highnam | Glocester |  | GL2 8AA | United Kingdom |  |  | Port Ham 132Kv S Stn |  |  | 132 | Western Power Distribution (West Midlands) Plc | Stored Energy (all stored energy irrespective of the original energy source) | Storage - Electrochemical (Batteries) |  |  | 0 | 99.9 | Advanced Fuel (produced via gasification or pyrolysis of biofuel or waste) | Engine (combustion / reciprocating) |  |  |  |  | Advanced Fuel (produced via gasification or pyrolysis of biofuel or waste) | Engine (combustion / reciprocating) | [5 empty] | Accepted to connect | [6 empty] | 99.9 | 99.9 | 105.1579 | 99.9 | 105.1579 | 2022-02-04 | 2022-08-23 | [6 empty] | 2022-04-04 01:01
|  | Ashton hurst | Long clawson dairy limited | Hickling Lane | Long Clawson | Melton mowbray | Leicestershire | LE14 4PJ | United Kingdom | 471733 | 327198 | Grendon 132Kv S Stn | Melton Mowbray 33Kv S Stn | Old Dalby 33 11Kv S Stn | 11 | Western Power Distribution (East Midlands) Plc | Fossil - Gas | Engine (combustion / reciprocating) | Yes |  | 0 | 0.8 | Solar | Photovoltaic | Yes |  | 0 | 0.4 | Advanced Fuel (produced via gasification or pyrolysis of biofuel or waste) | Engine (combustion / reciprocating) | [5 empty] | Accepted to connect | [6 empty] | 1.2 | 0 | 0 | 0 | 0 | 2021-11-08 | 2022-05-16 | [6 empty] | 2022-04-04 01:01
|  | Evans energy ltd | Helland wind farm |  | Helland | Bodmin |  |  | United Kingdom |  |  | Indian Queens Sgp | St Tudy Bsp |  | 33 | Western Power Distribution (South West) Plc | Wind | Onshore wind turbines |  |  | 0 | 25 | Advanced Fuel (produced via gasification or pyrolysis of biofuel or waste) | Engine (combustion / reciprocating) |  |  |  |  | Advanced Fuel (produced via gasification or pyrolysis of biofuel or waste) | Engine (combustion / reciprocating) | [5 empty] | Accepted to connect | [6 empty] | 25 | 25 | 26.3158 | 0 | 0 | 2022-01-25 | 2022-11-15 | [6 empty] | 2022-04-04 01:01
|  | Green switch capital limited | Oatcroft farm |  |  | Titley | Herefordshire | HR5 3SB | United Kingdom |  |  | Bishops Wood 132Kv S Stn | Hereford 66Kv S Stn | Kington 66 11Kv S Stn | 66 | Western Power Distribution (West Midlands) Plc | Solar | Photovoltaic |  |  | 0 | 20.5 | Advanced Fuel (produced via gasification or pyrolysis of biofuel or waste) | Engine (combustion / reciprocating) |  |  |  |  | Advanced Fuel (produced via gasification or pyrolysis of biofuel or waste) | Engine (combustion / reciprocating) | [5 empty] | Accepted to connect | [6 empty] | 20.5 | 20.5 | 21.5789 | 0.1 | 0.1053 | 2022-02-25 | 2022-12-20 | [6 empty] | 2022-04-04 01:01
|  | Harlaxton engineering services ltd | 8346 | Sleaford Moor Enterprise Park | Sleafrod | Lincolnshire |  | NG34 8GJ | United Kingdom | 50780 | 34702 | Bicker Fen 132Kv S Stn | Sleaford 33Kv S Stn | Ruskington 33 11Kv S Stn | 11 | Western Power Distribution (East Midlands) Plc | Solar | Photovoltaic |  |  | 0 | 0.099 | Advanced Fuel (produced via gasification or pyrolysis of biofuel or waste) | Engine (combustion / reciprocating) |  |  |  |  | Advanced Fuel (produced via gasification or pyrolysis of biofuel or waste) | Engine (combustion / reciprocating) | [5 empty] | Accepted to connect | [6 empty] | 0.099 | 0.099 | 0.1042 | 5.22 | 5.4947 | 2021-12-13 | 2022-08-09 | [6 empty] | 2022-04-04 01:01
|  | Dno consulting ltd | Brinsea batch farm |  | Congresbury | Bristol |  | BS49 5JY | United Kingdom | 34430 | 16204 | Bridgwater Sgp | Churchill Bsp 132Kv |  | 132 | Western Power Distribution (South West) Plc | Stored Energy (all stored energy irrespective of the original energy source) | Storage - Electrochemical (Batteries) |  |  | 0 | 100 | Advanced Fuel (produced via gasification or pyrolysis of biofuel or waste) | Engine (combustion / reciprocating) |  |  |  |  | Advanced Fuel (produced via gasification or pyrolysis of biofuel or waste) | Engine (combustion / reciprocating) | [5 empty] | Accepted to connect | [6 empty] | 100 | 100 | 105.2632 | 100.6 | 105.8947 | 2022-02-06 | 2022-09-02 | [6 empty] | 2022-04-04 01:01
|  | Mercia power response | Wellington road - ano b | Wellington Road |  | Burton-on-trent |  | DE14 2DW | United Kingdom | 42357 | 32269 | Drakelow 132Kv | Burton South 33Kv S Stn | Wellington St 33 11Kv S Stn | 11 | Western Power Distribution (East Midlands) Plc | Fossil - Gas | Engine (combustion / reciprocating) |  |  | 0 | 5.2 | Advanced Fuel (produced via gasification or pyrolysis of biofuel or waste) | Engine (combustion / reciprocating) |  |  |  |  | Advanced Fuel (produced via gasification or pyrolysis of biofuel or waste) | Engine (combustion / reciprocating) | [5 empty] | Accepted to connect | [6 empty] | 5.2 | 5.2 | 5.4737 | 0.15 | 0.1579 | 2021-12-01 | 2022-07-12 | [6 empty] | 2022-04-04 01:01
|  | Vitalenergi | Cheltenham hospital battery storage | College Baths Road |  | Cheltenham |  | GL53 7QB | United Kingdom |  |  | Port Ham 132Kv S Stn | Montpellier 132Kv S Stn | Montpellier 132/11Kv | 11 | Western Power Distribution (West Midlands) Plc | Stored Energy (all stored energy irrespective of the original energy source) | Storage - Electrochemical (Batteries) |  |  | 0 | 3 | Advanced Fuel (produced via gasification or pyrolysis of biofuel or waste) | Engine (combustion / reciprocating) |  |  |  |  | Advanced Fuel (produced via gasification or pyrolysis of biofuel or waste) | Engine (combustion / reciprocating) | [5 empty] | Accepted to connect | [6 empty] | 3 | 3.225 | 3.3947 | 1.6 | 1.6842 | 2022-01-12 | 2022-12-01 | [6 empty] | 2022-04-04 01:01
|  | Cx group | Royle farm business park | Caldwell Rd |  | Drakelow |  | DE15 9TU | United Kingdom | 42497 | 31905 | Drakelow 132Kv | Burton South 33Kv S Stn |  | 33 | Western Power Distribution (East Midlands) Plc | Stored Energy (all stored energy irrespective of the original energy source) | Storage - Electrochemical (Batteries) |  |  | 0 | 22 | Advanced Fuel (produced via gasification or pyrolysis of biofuel or waste) | Engine (combustion / reciprocating) |  |  |  |  | Advanced Fuel (produced via gasification or pyrolysis of biofuel or waste) | Engine (combustion / reciprocating) | [5 empty] | Accepted to connect | [6 empty] | 22 | 22 | 23.1579 | 22 | 23.1579 | 2022-02-23 | 2022-07-22 | [6 empty] | 2022-04-04 01:01
|  | Vale green energy ltd | Rotherdale farm | Long Lane | Tilesford | , |  | WR10 2LA | United Kingdom | 39651 | 24978 | Feckenham 66 11Kv S Stn |  |  | 66 | Western Power Distribution (West Midlands) Plc | Biofuel - Biogas from anaerobic digestion (excluding landfill & sewage) | Gas turbine (OCGT) | Yes |  | 0 | 3.046 | Advanced Fuel (produced via gasification or pyrolysis of biofuel or waste) | Engine (combustion / reciprocating) |  |  |  |  | Advanced Fuel (produced via gasification or pyrolysis of biofuel or waste) | Engine (combustion / reciprocating) | [5 empty] | Accepted to connect | [6 empty] | 3.046 | 22.5 | 23.6842 | 0 | 0 | 2022-02-28 | 2022-06-14 | [6 empty] | 2022-04-04 01:01
|  | Alt-group | Harper adams university |  | Edgmond | Newport | Shropshire | TF10 8NB | United Kingdom | 371392 | 320342 | Ironbridge 132Kv S Stn | Ketley 132Kv S Stn | Newport 33 11Kv S Stn | 11 | Western Power Distribution (West Midlands) Plc | Solar | Photovoltaic | Yes |  | 0 | 0.8515 | Fossil - Gas | Engine (combustion / reciprocating) | Yes |  | 0 | 0.4 | Advanced Fuel (produced via gasification or pyrolysis of biofuel or waste) | Engine (combustion / reciprocating) | [5 empty] | Accepted to connect | [6 empty] | 1.2515 | 0.495 | 0.5211 | 0.67 | 0.7053 | 2021-11-23 | 2022-04-30 | [6 empty] | 2022-04-04 01:01
|  | Ks spv 66 limited | Draycott solar farm | Sandon Road | Hilderstone | Stafford |  | ST15 8WE | United Kingdom | 39589 | 33599 | Cellarhead 132Kv |  |  | 132 | Western Power Distribution (West Midlands) Plc | Solar | Photovoltaic |  |  | 0 | 49.9 | Advanced Fuel (produced via gasification or pyrolysis of biofuel or waste) | Engine (combustion / reciprocating) |  |  |  |  | Advanced Fuel (produced via gasification or pyrolysis of biofuel or waste) | Engine (combustion / reciprocating) | [5 empty] | Accepted to connect | [6 empty] | 49.9 | 49.9 | 52.5263 | 0 | 0 | 2022-03-03 | 2022-11-01 | [6 empty] | 2022-04-04 01:01
|  | Grenergy renewables uk ltd | Steetley lane solar | Land On The North West Side Of | Whitwell | Worksop |  | S80 3DZ | United Kingdom | 45445 | 37868 | Chesterfield 132Kv S Stn | Whitwell 33Kv S Stn |  | 33 | Western Power Distribution (East Midlands) Plc | Solar | Photovoltaic |  |  | 0 | 15 | Advanced Fuel (produced via gasification or pyrolysis of biofuel or waste) | Engine (combustion / reciprocating) |  |  |  |  | Advanced Fuel (produced via gasification or pyrolysis of biofuel or waste) | Engine (combustion / reciprocating) | [5 empty] | Accepted to connect | [6 empty] | 15 | 15 | 15.7895 | 0.35 | 0.3684 | 2022-01-31 | 2022-08-05 | [6 empty] | 2022-04-04 01:01
|  | Hydrock consultants limited | Proposed battery storage | At |  | Launceston |  | PL15 9HP | United Kingdom | 23327 | 8347 | Alverdiscott Sgp | Pyworthy Bsp | Launceston | 11 | Western Power Distribution (South West) Plc | Stored Energy (all stored energy irrespective of the original energy source) | Storage - Electrochemical (Batteries) |  |  | 0 | 3 | Advanced Fuel (produced via gasification or pyrolysis of biofuel or waste) | Engine (combustion / reciprocating) |  |  |  |  | Advanced Fuel (produced via gasification or pyrolysis of biofuel or waste) | Engine (combustion / reciprocating) | [5 empty] | Accepted to connect | [6 empty] | 3 | 3 | 3.1579 | 3 | 3.1579 | 2021-10-27 | 2022-07-11 | [6 empty] | 2022-04-04 01:01
|  | Royal air force | 1357/2140 | - |  | Cosford |  | TF11 8UP | United Kingdom |  |  | Ironbridge 132Kv S Stn |  |  | 33 | Western Power Distribution (West Midlands) Plc | Solar | Photovoltaic |  |  | 0 | 25 | Advanced Fuel (produced via gasification or pyrolysis of biofuel or waste) | Engine (combustion / reciprocating) |  |  |  |  | Advanced Fuel (produced via gasification or pyrolysis of biofuel or waste) | Engine (combustion / reciprocating) | [5 empty] | Accepted to connect | [6 empty] | 25 | 25 | 26.3158 | 0 | 0 | 2022-03-01 | 2022-09-23 | [6 empty] | 2022-04-04 01:01
|  | Couch perry & wilkes llp | Kettering energy park | Wold Road | Burton Lattimer | Kettering |  | NN15 5PN | United Kingdom | 49037 | 27506 |  |  |  | 132 | Western Power Distribution (East Midlands) Plc | Solar | Photovoltaic |  |  | 0 | 35 | Advanced Fuel (produced via gasification or pyrolysis of biofuel or waste) | Engine (combustion / reciprocating) |  |  |  |  | Advanced Fuel (produced via gasification or pyrolysis of biofuel or waste) | Engine (combustion / reciprocating) | [5 empty] | Accepted to connect | [6 empty] | 35 | 35 | 36.8421 | 0 | 0 | 2022-03-18 | 2023-06-16 | [6 empty] | 2022-04-04 01:01
|  | Hoare lea | The eden project |  |  | St austell |  | PL24 2SG | United Kingdom | 20541 | 5468 | Indian Queens Sgp | St Austell Bsp | Trebal | 11 | Western Power Distribution (South West) Plc | Geothermal | Geothermal power plant | No |  | 0 | 5 | Advanced Fuel (produced via gasification or pyrolysis of biofuel or waste) | Engine (combustion / reciprocating) |  |  |  |  | Advanced Fuel (produced via gasification or pyrolysis of biofuel or waste) | Engine (combustion / reciprocating) | [5 empty] | Accepted to connect | [6 empty] | 5 | 5 | 5.2632 | 1 | 1.0526 | 2022-01-13 | 2022-07-05 | [6 empty] | 2022-04-04 01:01
|  | Sandbrook capital bes | Woodhouse farm | Church Lane |  | Lea marston |  | B76 0BJ | United Kingdom | 42034 | 29326 | Lea Marston 132Kv S Stn |  |  | 132 | Western Power Distribution (West Midlands) Plc | Stored Energy (all stored energy irrespective of the original energy source) | Storage - Electrochemical (Batteries) |  |  | 0 | 99.9 | Advanced Fuel (produced via gasification or pyrolysis of biofuel or waste) | Engine (combustion / reciprocating) |  |  |  |  | Advanced Fuel (produced via gasification or pyrolysis of biofuel or waste) | Engine (combustion / reciprocating) | [5 empty] | Accepted to connect | [6 empty] | 99.9 | 99.9 | 105.1579 | 99.9 | 105.1579 | 2022-02-22 | 2022-08-18 | [6 empty] | 2022-04-04 01:01
|  | Hydrock consultants ltd |  | Albrighton |  | Shropshire |  | WV8 1RJ | United Kingdom | 38386 | 30506 | Bushbury D 132Kv |  |  | 11 | Western Power Distribution (West Midlands) Plc | Stored Energy (all stored energy irrespective of the original energy source) | Storage - Electrochemical (Batteries) |  |  | 0 | 7 | Advanced Fuel (produced via gasification or pyrolysis of biofuel or waste) | Engine (combustion / reciprocating) |  |  |  |  | Advanced Fuel (produced via gasification or pyrolysis of biofuel or waste) | Engine (combustion / reciprocating) | [5 empty] | Accepted to connect | [6 empty] | 7 | 7 | 7.3684 | 7 | 7.3684 | 2022-01-25 | 2022-08-31 | [6 empty] | 2022-04-04 01:01
|  | Green frog connect ltd | Northwick estate | Ive Mile Drive | Upton Wold | Moreton |  | GL56 9TR | United Kingdom | 41372 | 23520 | Feckenham 66 11Kv S Stn | Feckenham 66/11Kv |  | 66 | Western Power Distribution (West Midlands) Plc | Fossil - Gas | Gas turbine (OCGT) |  |  | 0 | 20 | Advanced Fuel (produced via gasification or pyrolysis of biofuel or waste) | Engine (combustion / reciprocating) |  |  |  |  | Advanced Fuel (produced via gasification or pyrolysis of biofuel or waste) | Engine (combustion / reciprocating) | [5 empty] | Accepted to connect | [6 empty] | 20 | 20 | 21.0526 | 0.5 | 0.5263 | 2022-02-10 | 2022-06-21 | [6 empty] | 2022-04-04 01:01
|  | Engineering services consultancy ltd | Watling street | Hinckley |  |  | Leicestershire | LE10 3ED | United Kingdom | 44065 | 29268 | Coventry 132Kv S Stn | Hinckley 33Kv S Stn |  | 11 | Western Power Distribution (East Midlands) Plc | Solar | Photovoltaic |  |  | 0 | 0.098 | Advanced Fuel (produced via gasification or pyrolysis of biofuel or waste) | Engine (combustion / reciprocating) |  |  |  |  | Advanced Fuel (produced via gasification or pyrolysis of biofuel or waste) | Engine (combustion / reciprocating) | [5 empty] | Accepted to connect | [6 empty] | 0.098 | 0.098 | 0.1032 | 8 | 8.421 | 2022-03-22 | 2023-04-14 | [6 empty] | 2022-04-04 01:01
|  | Power initiatives limited | Land at : | Six Towers Way |  | Walsall |  | WS2 8XA | United Kingdom | 39962 | 29933 | Bustleholm 132Kv S Stn | Bustleholm 132/11Kv |  | 33 | Western Power Distribution (West Midlands) Plc | Stored Energy (all stored energy irrespective of the original energy source) | Storage - Electrochemical (Batteries) |  |  | 0 | 40.5 | Advanced Fuel (produced via gasification or pyrolysis of biofuel or waste) | Engine (combustion / reciprocating) |  |  |  |  | Advanced Fuel (produced via gasification or pyrolysis of biofuel or waste) | Engine (combustion / reciprocating) | [5 empty] | Accepted to connect | [6 empty] | 40.5 | 40.5 | 42.6316 | 40.5 | 42.6316 | 2022-01-25 | 2022-10-31 | [6 empty] | 2022-04-04 01:01
|  | Peak gen top co limited | Land to the east side of | Nottingham Road | Barton In Fabis | Nottingham |  | NG11 0HA | United Kingdom | 45375 | 33090 | Ratcliffe On Soar 132Kv S Stn |  |  | 132 | Western Power Distribution (East Midlands) Plc | Stored Energy (all stored energy irrespective of the original energy source) | Storage - Electrochemical (Batteries) |  |  | 0 | 100 | Advanced Fuel (produced via gasification or pyrolysis of biofuel or waste) | Engine (combustion / reciprocating) |  |  |  |  | Advanced Fuel (produced via gasification or pyrolysis of biofuel or waste) | Engine (combustion / reciprocating) | [5 empty] | Accepted to connect | [6 empty] | 100 | 100 | 105.2632 | 100 | 105.2632 | 2022-02-18 | 2023-10-27 | [6 empty] | 2022-04-04 01:01
|  | Public power solutions ltd | New house farm |  |  | Hawkeschurch |  | EX13 5UP | United Kingdom | 33532 | 9915 | Axminster Sgp |  |  | 132 | Western Power Distribution (South West) Plc | Stored Energy (all stored energy irrespective of the original energy source) | Storage - Electrochemical (Batteries) |  |  | 0 | 50 | Advanced Fuel (produced via gasification or pyrolysis of biofuel or waste) | Engine (combustion / reciprocating) |  |  |  |  | Advanced Fuel (produced via gasification or pyrolysis of biofuel or waste) | Engine (combustion / reciprocating) | [5 empty] | Accepted to connect | [6 empty] | 50 | 50 | 52.6316 | 50 | 52.6316 | 2022-01-05 | 2023-04-20 | [6 empty] | 2022-04-04 01:01
|  | Immersa | Astwood lane field | Astwood Lane |  | Redditch | Worcestershire | B96 6JR | United Kingdom | 40201 | 26103 | Feckenham 66 11Kv S Stn |  |  | 66 | Western Power Distribution (West Midlands) Plc | Stored Energy (all stored energy irrespective of the original energy source) | Storage - Electrochemical (Batteries) |  |  | 0 | 99.4 | Advanced Fuel (produced via gasification or pyrolysis of biofuel or waste) | Engine (combustion / reciprocating) |  |  |  |  | Advanced Fuel (produced via gasification or pyrolysis of biofuel or waste) | Engine (combustion / reciprocating) | [5 empty] | Accepted to connect | [6 empty] | 99.4 | 99.4 | 104.6316 | 99.4 | 104.6316 | 2022-03-21 | 2022-09-30 | [6 empty] | 2022-04-04 01:01
|  | Sirius dev (lambeeth) limited | Lambeeth solar farm, land at : |  | Pwllcrochan | Pembroke |  | SA71 5TP | United Kingdom | 19380 | 20158 | Pembroke Power Station |  |  | 132 | Western Power Distribution (South Wales) Plc | Stored Energy (all stored energy irrespective of the original energy source) | Storage - Electrochemical (Batteries) | No |  | 0 | 50 | Advanced Fuel (produced via gasification or pyrolysis of biofuel or waste) | Engine (combustion / reciprocating) |  |  |  |  | Advanced Fuel (produced via gasification or pyrolysis of biofuel or waste) | Engine (combustion / reciprocating) | [5 empty] | Accepted to connect | [6 empty] | 50 | 0 | 0 | 50 | 52.6316 | 2022-02-04 | 2022-12-29 | [6 empty] | 2022-04-04 01:01
|  | Sirius dev (oaklands) limited | Oaklands solar farm bess | Land At Pancross Farm |  | Nr bonvilston |  | CF62 3AJ | United Kingdom | 30494 | 16978 | Upper Boat |  |  | 132 | Western Power Distribution (South Wales) Plc | Stored Energy (all stored energy irrespective of the original energy source) | Storage - Electrochemical (Batteries) | No |  | 0 | 50 | Advanced Fuel (produced via gasification or pyrolysis of biofuel or waste) | Engine (combustion / reciprocating) |  |  |  |  | Advanced Fuel (produced via gasification or pyrolysis of biofuel or waste) | Engine (combustion / reciprocating) | [5 empty] | Accepted to connect | [6 empty] | 50 | 0 | 0 | 50 | 52.6316 | 2022-02-04 | 2022-12-29 | [6 empty] | 2022-04-04 01:01
|  | Bluestone energy ltd | St peters lane gft bickenhill | And East St Peters Lane | Bickenhill | Birmingham |  | B92 0DT | United Kingdom | 41915 | 28267 | Lea Marston 132Kv S Stn |  |  | 132 | Western Power Distribution (West Midlands) Plc | Solar | Photovoltaic | No |  | 0 | 49.9 | Advanced Fuel (produced via gasification or pyrolysis of biofuel or waste) | Engine (combustion / reciprocating) |  |  |  |  | Advanced Fuel (produced via gasification or pyrolysis of biofuel or waste) | Engine (combustion / reciprocating) | [5 empty] | Accepted to connect | [6 empty] | 49.9 | 49 | 51.5789 | 0.2 | 0.2105 | 2022-03-23 | 2022-07-26 | [6 empty] | 2022-04-04 01:01
|  | Infinis limited | Hill & moor landfill site, generating facility at | Throckmorton Road |  | Lower moor | Pershore | WR10 2PW | United Kingdom | 39808 | 24761 | Feckenham 66 11Kv S Stn | Feckenham 66/11Kv | Pershore 66 11Kv S Stn | 11 | Western Power Distribution (West Midlands) Plc | Solar | Photovoltaic | No |  | 0 | 6.5 | Advanced Fuel (produced via gasification or pyrolysis of biofuel or waste) | Engine (combustion / reciprocating) |  |  |  |  | Advanced Fuel (produced via gasification or pyrolysis of biofuel or waste) | Engine (combustion / reciprocating) | [5 empty] | Accepted to connect | [6 empty] | 6.5 | 6.5 | 6.8421 | 0.19 | 0.2 | 2022-01-11 | 2022-06-24 | [6 empty] | 2022-04-04 01:01
|  | Anglo renewables limited | Berkswell energy centre | Hodgetts Lane |  | Burton green |  | CV8 1PH | United Kingdom | 42689 | 27591 | Berkswell 132Kv S Stn |  |  | 132 | Western Power Distribution (East Midlands) Plc | Stored Energy (all stored energy irrespective of the original energy source) | Storage - Electrochemical (Batteries) | No |  | 0 | 49.9 | Advanced Fuel (produced via gasification or pyrolysis of biofuel or waste) | Engine (combustion / reciprocating) |  |  |  |  | Advanced Fuel (produced via gasification or pyrolysis of biofuel or waste) | Engine (combustion / reciprocating) | [5 empty] | Accepted to connect | [6 empty] | 49.9 | 49.9 | 52.5263 | 49.9 | 52.5263 | 2022-02-07 | 2022-12-20 | [6 empty] | 2022-04-04 01:01
|  | Eeb27 limited | Ranksborough farm, 1014 | Langham |  | Oakham | Leicestershire | LE15 7EJ | United Kingdom | 48369 | 31101 | Grendon 132Kv S Stn | Oakham 33Kv S Stn |  | 33 | Western Power Distribution (East Midlands) Plc | Solar | Photovoltaic | No |  | 0 | 30 | Advanced Fuel (produced via gasification or pyrolysis of biofuel or waste) | Engine (combustion / reciprocating) |  |  |  |  | Advanced Fuel (produced via gasification or pyrolysis of biofuel or waste) | Engine (combustion / reciprocating) | [5 empty] | Accepted to connect | [6 empty] | 30 | 30 | 31.5789 | 0.03 | 0.0316 | 2022-03-21 | 2023-07-14 | [6 empty] | 2022-04-04 01:01
|  | Nextpower development limited | Land at | North Of Derby Road | Risley | Derby |  | DE72 3TW | United Kingdom | 44655 | 33574 | Willington 132Kv S Stn | Spondon B 33Kv S Stn |  | 33 | Western Power Distribution (East Midlands) Plc | Solar | Photovoltaic | No |  | 0 | 12.5 | Stored Energy (all stored energy irrespective of the original energy source) | Storage - Electrochemical (Batteries) | No |  | 0 | 10 | Advanced Fuel (produced via gasification or pyrolysis of biofuel or waste) | Engine (combustion / reciprocating) | [5 empty] | Accepted to connect | [6 empty] | 22.5 | 12.5 | 13.1579 | 10 | 10.5263 | 2022-02-18 | 2022-07-22 | [6 empty] | 2022-04-04 01:01
|  | Jbm solar projects (uk) ltd | Rag lane | Tanhouse Lane | Yate | South gloucestershire |  | BS37 | United Kingdom |  |  | Iron Acton 132Kv S Stn | Chipping Sodbury 132Kv S Stn |  | 33 | Western Power Distribution (West Midlands) Plc | Solar | Photovoltaic | No |  | 0 | 22 | Advanced Fuel (produced via gasification or pyrolysis of biofuel or waste) | Engine (combustion / reciprocating) |  |  |  |  | Advanced Fuel (produced via gasification or pyrolysis of biofuel or waste) | Engine (combustion / reciprocating) | [5 empty] | Accepted to connect | [6 empty] | 22 | 22 | 23.1579 | 4 | 4.2105 | 2022-01-10 | 2026-07-10 | [6 empty] | 2022-04-04 01:01
|  | Nextpower development limited | Land on the south side of | Bognop Road | Essington | Wolverhampton |  | WV10 7HP | United Kingdom |  |  | Bushbury D 132Kv |  |  | 33 | Western Power Distribution (West Midlands) Plc | Solar | Photovoltaic | No |  | 0 | 30 | Advanced Fuel (produced via gasification or pyrolysis of biofuel or waste) | Engine (combustion / reciprocating) |  |  |  |  | Advanced Fuel (produced via gasification or pyrolysis of biofuel or waste) | Engine (combustion / reciprocating) | [5 empty] | Accepted to connect | [6 empty] | 30 | 30 | 31.5789 | 30 | 31.5789 | 2022-03-08 | 2022-08-09 | [6 empty] | 2022-04-04 01:01
|  | Pathfinder clean energy (pace) ltd |  | East & West Lassington Lane |  | Gloucester |  | GL2 8LT | United Kingdom | 37990 | 22049 |  |  |  | 132 | Western Power Distribution (West Midlands) Plc | Solar | Photovoltaic | No |  | 0 | 40 | Advanced Fuel (produced via gasification or pyrolysis of biofuel or waste) | Engine (combustion / reciprocating) |  |  |  |  | Advanced Fuel (produced via gasification or pyrolysis of biofuel or waste) | Engine (combustion / reciprocating) | [5 empty] | Accepted to connect | [6 empty] | 40 | 40 | 42.1053 | 40 | 42.1053 | 2022-03-21 | 2022-08-17 | [6 empty] | 2022-04-04 01:01
|  | Bluestone resorts ltd | Bluestone national park resort | Canaston Wood | Narberth |  | Pembrokeshire | SA67 8DE | United Kingdom | 20683 | 21270 | Pembroke Power Station | Haverfordwest Grid | Penblewin | 11 | Western Power Distribution (South Wales) Plc | Solar | Photovoltaic | No |  | 0 | 1.1 | Advanced Fuel (produced via gasification or pyrolysis of biofuel or waste) | Engine (combustion / reciprocating) |  |  |  |  | Advanced Fuel (produced via gasification or pyrolysis of biofuel or waste) | Engine (combustion / reciprocating) | [5 empty] | Accepted to connect | [6 empty] | 1.1 | 1.1 | 1.1579 | 2.4 | 2.5263 | 2022-01-27 | 2022-10-03 | [6 empty] | 2022-04-04 01:01
|  | Balance power projects ltd | New haden industrial estate, mb trucks ltd | Draycott Cross Road |  | Cheadle |  | ST10 1PN | United Kingdom |  |  | Cellarhead 132Kv |  |  | 132 | Western Power Distribution (West Midlands) Plc | Stored Energy (all stored energy irrespective of the original energy source) | Storage - Electrochemical (Batteries) | No |  | 0 | 40 | Advanced Fuel (produced via gasification or pyrolysis of biofuel or waste) | Engine (combustion / reciprocating) |  |  |  |  | Advanced Fuel (produced via gasification or pyrolysis of biofuel or waste) | Engine (combustion / reciprocating) | [5 empty] | Accepted to connect | [6 empty] | 40 | 40 | 42.1053 | 40 | 42.1053 | 2022-02-10 | 2023-06-30 | [6 empty] | 2022-04-04 01:01
|  | Rhondda cynon taf county borough counci | - | And South Of Trehafod |  | Pontypridd |  | CF37 2NU | United Kingdom | 30456 | 19066 | Upper Boat | Upper Boat Bsp |  | 33 | Western Power Distribution (South Wales) Plc | Wind | Onshore wind turbines | No |  | 0 | 6 | Advanced Fuel (produced via gasification or pyrolysis of biofuel or waste) | Engine (combustion / reciprocating) |  |  |  |  | Advanced Fuel (produced via gasification or pyrolysis of biofuel or waste) | Engine (combustion / reciprocating) | [5 empty] | Accepted to connect | [6 empty] | 6 | 6 | 6.3158 | 0.02 | 0.021 | 2022-02-07 | 2025-07-01 | [6 empty] | 2022-04-04 01:01
|  | Mercedes amg | Mercedes amg | Morgan Drive |  | Brixworth | Northamptonshire | NN6 9GZ | United Kingdom |  |  | Grendon 132Kv S Stn | Northampton East 33Kv S Stn | Boothville 33 11Kv S Stn | 11 | Western Power Distribution (East Midlands) Plc | Solar | Photovoltaic | No |  | 0 | 2 | Advanced Fuel (produced via gasification or pyrolysis of biofuel or waste) | Engine (combustion / reciprocating) |  |  |  |  | Advanced Fuel (produced via gasification or pyrolysis of biofuel or waste) | Engine (combustion / reciprocating) | [5 empty] | Accepted to connect | [6 empty] | 2 | 2 | 2.1053 | 0 | 0 | 2022-01-28 | 2022-08-10 | [6 empty] | 2022-04-04 01:01
|  | Intelligent alternatives | Land on the east side of | Kibworth Road |  | Saddington |  |  | United Kingdom |  |  | Grendon 132Kv S Stn | Kibworth 33Kv S Stn |  | 33 | Western Power Distribution (East Midlands) Plc | Solar | Photovoltaic | No |  | 0 | 20 | Stored Energy (all stored energy irrespective of the original energy source) | Storage - Electrochemical (Batteries) | No |  | 0 | 20 | Advanced Fuel (produced via gasification or pyrolysis of biofuel or waste) | Engine (combustion / reciprocating) | [5 empty] | Accepted to connect | [6 empty] | 40 | 20 | 21.0526 | 20 | 21.0526 | 2022-03-03 | 2023-08-01 | [6 empty] | 2022-04-04 01:01
|  | Infinite renewables ltd | Malthouse farm, solar farm at coed cae | Heol Las |  | Llantrisant |  | CF7 8EG | United Kingdom |  |  | Upper Boat | Talbot Green Grid | Talbot Green Primary | 11 | Western Power Distribution (South Wales) Plc | Solar | Photovoltaic | No |  | 0 | 9.9 | Advanced Fuel (produced via gasification or pyrolysis of biofuel or waste) | Engine (combustion / reciprocating) |  |  |  |  | Advanced Fuel (produced via gasification or pyrolysis of biofuel or waste) | Engine (combustion / reciprocating) | [5 empty] | Accepted to connect | [6 empty] | 9.9 | 9.9 | 10.421 | 0.05 | 0.0526 | 2021-12-30 | 2022-08-08 | [6 empty] | 2022-04-04 01:01
|  | Re development ltd | Land at hollybush farm | Estree Road |  | Trysull |  | WV5 7JE | United Kingdom | 385022 | 295726 | Penn 132Kv S Stn |  |  | 132 | Western Power Distribution (West Midlands) Plc | Stored Energy (all stored energy irrespective of the original energy source) | Storage - Electrochemical (Batteries) | No |  | 0 | 49.9 | Advanced Fuel (produced via gasification or pyrolysis of biofuel or waste) | Engine (combustion / reciprocating) |  |  |  |  | Advanced Fuel (produced via gasification or pyrolysis of biofuel or waste) | Engine (combustion / reciprocating) | [5 empty] | Accepted to connect | [6 empty] | 49.9 | 49.9 | 52.5263 | 49.9 | 52.5263 | 2022-02-10 | 2022-09-05 | [6 empty] | 2022-04-04 01:01
|  | Hydrock |  | Nicholson Road |  | Torquay |  | TQ2 7AZ | United Kingdom | 28991 | 6641 | Abham Sgp | Torquay Bsp | Lawes Bridge | 11 | Western Power Distribution (South West) Plc | Stored Energy (all stored energy irrespective of the original energy source) | Storage - Electrochemical (Batteries) | No |  | 0 | 3 | Advanced Fuel (produced via gasification or pyrolysis of biofuel or waste) | Engine (combustion / reciprocating) |  |  |  |  | Advanced Fuel (produced via gasification or pyrolysis of biofuel or waste) | Engine (combustion / reciprocating) | [5 empty] | Accepted to connect | [6 empty] | 3 | 3 | 3.1579 | 3 | 3.1579 | 2022-02-28 | 2022-06-15 | [6 empty] | 2022-04-04 01:01
|  | Cenin renewables ltd | Llwyncelyn farm, 25mw wind turbine | Llwyncelyn |  | Porth |  | CF39 9UE | United Kingdom | 30302 | 19188 | Upper Boat | Upper Boat Bsp | Wattstown | 11 | Western Power Distribution (South Wales) Plc | Wind | Onshore wind turbines | No |  | 0 | 2.5 | Advanced Fuel (produced via gasification or pyrolysis of biofuel or waste) | Engine (combustion / reciprocating) |  |  |  |  | Advanced Fuel (produced via gasification or pyrolysis of biofuel or waste) | Engine (combustion / reciprocating) | [5 empty] | Accepted to connect | [6 empty] | 2.5 | 2.5 | 2.6316 | 0.025 | 0.0263 | 2021-12-20 | 2022-07-29 | [6 empty] | 2022-04-04 01:01
|  | Ecotricity generation ltd | Generation schemescience & tech park | Berkley Green | Berkeley Centre | Berkeley |  | GL13 9PA | United Kingdom |  |  | Iron Acton 132Kv S Stn | Ryeford 132Kv S Stn | Berkeley 33 11Kv S Stn | 11 | Western Power Distribution (West Midlands) Plc | Stored Energy (all stored energy irrespective of the original energy source) | Storage - Electrochemical (Batteries) | No |  | 0 | 1.2 | Advanced Fuel (produced via gasification or pyrolysis of biofuel or waste) | Engine (combustion / reciprocating) |  |  |  |  | Advanced Fuel (produced via gasification or pyrolysis of biofuel or waste) | Engine (combustion / reciprocating) | [5 empty] | Accepted to connect | [6 empty] | 1.2 | 1.2 | 1.2632 | 1.2 | 1.2632 | 2022-02-03 | 2022-11-29 | [6 empty] | 2022-04-04 01:01
|  | Econergy international ltd | Exton estate solar farm | Exton |  | Oakham | Rutland | LE15 8AH | United Kingdom | 49119 | 31061 | Grendon 132Kv S Stn | Oakham 132Kv S Stn |  | 132 | Western Power Distribution (East Midlands) Plc | Stored Energy (all stored energy irrespective of the original energy source) | Storage - Electrochemical (Batteries) | No |  | 0 | 30 | Advanced Fuel (produced via gasification or pyrolysis of biofuel or waste) | Engine (combustion / reciprocating) |  |  |  |  | Advanced Fuel (produced via gasification or pyrolysis of biofuel or waste) | Engine (combustion / reciprocating) | [5 empty] | Accepted to connect | [6 empty] | 30 | 30 | 31.5789 | 30 | 31.5789 | 2022-03-25 | 2022-08-26 | [6 empty] | 2022-04-04 01:01
|  | O&g group ltd | Hill farm |  |  | Taynton | Gloucestershire | GL19 3AN | United Kingdom | 37386 | 22213 | Port Ham 132Kv S Stn |  |  | 132 | Western Power Distribution (West Midlands) Plc | Solar | Photovoltaic | No |  | 0 | 49.5 | Advanced Fuel (produced via gasification or pyrolysis of biofuel or waste) | Engine (combustion / reciprocating) |  |  |  |  | Advanced Fuel (produced via gasification or pyrolysis of biofuel or waste) | Engine (combustion / reciprocating) | [5 empty] | Accepted to connect | [6 empty] | 49.5 | 49.5 | 52.1053 | 0.12 | 0.1263 | 2022-01-28 | 2022-12-23 | [6 empty] | 2022-04-04 01:01
|  | Anesco limited | Foley farm solar pv |  | Stoke Edith | Hereford |  | HR1 4HG | United Kingdom | 36015 | 24072 | Bishops Wood 132Kv S Stn | Hereford 66Kv S Stn |  | 66 | Western Power Distribution (West Midlands) Plc | Solar | Photovoltaic | No |  | 0 | 16.3 | Advanced Fuel (produced via gasification or pyrolysis of biofuel or waste) | Engine (combustion / reciprocating) |  |  |  |  | Advanced Fuel (produced via gasification or pyrolysis of biofuel or waste) | Engine (combustion / reciprocating) | [5 empty] | Accepted to connect | [6 empty] | 16.3 | 16.3 | 17.1579 | 0.1 | 0.1053 | 2022-03-03 | 2022-11-01 | [6 empty] | 2022-04-04 01:01
|  | Haunton farmers solar limited | Haunton manor farm | Main Road |  | Haunton |  | B79 9HN | United Kingdom | 42380 | 31083 | Lea Marston 132Kv S Stn |  |  | 132 | Western Power Distribution (East Midlands) Plc | Solar | Photovoltaic | No |  | 0 | 11.125 | Advanced Fuel (produced via gasification or pyrolysis of biofuel or waste) | Engine (combustion / reciprocating) |  |  |  |  | Advanced Fuel (produced via gasification or pyrolysis of biofuel or waste) | Engine (combustion / reciprocating) | [5 empty] | Accepted to connect | [6 empty] | 11.125 | 49.9 | 52.5263 | 0.35 | 0.3684 | 2022-02-01 | 2022-10-13 | [6 empty] | 2022-04-04 01:01
|  | X renewable | Marnwood hall | Buildwas Road | Ironbridge, | Telford | Shropshire, | TF8 7BJ | United Kingdom | 36612 | 30388 | Ironbridge 132Kv S Stn |  |  | 132 | Western Power Distribution (West Midlands) Plc | Stored Energy (all stored energy irrespective of the original energy source) | Storage - Electrochemical (Batteries) | No |  | 0 | 99 | Advanced Fuel (produced via gasification or pyrolysis of biofuel or waste) | Engine (combustion / reciprocating) |  |  |  |  | Advanced Fuel (produced via gasification or pyrolysis of biofuel or waste) | Engine (combustion / reciprocating) | [5 empty] | Accepted to connect | [6 empty] | 99 | 99 | 104.2105 | 99 | 104.2105 | 2022-03-24 | 2022-10-10 | [6 empty] | 2022-04-04 01:01
|  | Mypower | Unit q1, mg markey group | Quadrant Distribution Centre | Hardwicke | Gloucester |  | GL2 2RN | United Kingdom |  |  | Port Ham 132Kv S Stn | Castle Meads 33Kv S Stn | Tuffley 33 11Kv S Stn | 0.4 | Western Power Distribution (West Midlands) Plc | Solar | Photovoltaic | No |  | 0 | 0.9 | Stored Energy (all stored energy irrespective of the original energy source) | Storage - Electrochemical (Batteries) | No |  | 0 | 0.5 | Advanced Fuel (produced via gasification or pyrolysis of biofuel or waste) | Engine (combustion / reciprocating) | [5 empty] | Accepted to connect | [6 empty] | 1.4 | 0.499 | 0.5253 | 0 | 0 | 2022-03-17 | 2023-05-02 | [6 empty] | 2022-04-04 01:01
|  | Xrenewable limited | Marnwood hall | Buildwas Road |  | Ironbridge |  | TF8 7BJ | United Kingdom | 36612 | 30388 | Ironbridge 132Kv S Stn |  |  | 132 | Western Power Distribution (West Midlands) Plc | Stored Energy (all stored energy irrespective of the original energy source) | Storage - Electrochemical (Batteries) | No |  | 0 | 99 | Advanced Fuel (produced via gasification or pyrolysis of biofuel or waste) | Engine (combustion / reciprocating) |  |  |  |  | Advanced Fuel (produced via gasification or pyrolysis of biofuel or waste) | Engine (combustion / reciprocating) | [5 empty] | Accepted to connect | [6 empty] | 99 | 99 | 104.2105 | 99 | 104.2105 | 2022-03-24 | 2022-10-10 | [6 empty] | 2022-04-04 01:01
|  | Vital energi | City hospital | Hucknall Road |  | Nottingham |  | NG5 1PB | United Kingdom | 456480 | 343878 | Ratcliffe On Soar 132Kv S Stn |  | Nottingham North 11Kv S Stn | 11 | Western Power Distribution (East Midlands) Plc | Solar | Photovoltaic | No |  | 0 | 0.254 | Advanced Fuel (produced via gasification or pyrolysis of biofuel or waste) | Engine (combustion / reciprocating) |  |  |  |  | Advanced Fuel (produced via gasification or pyrolysis of biofuel or waste) | Engine (combustion / reciprocating) | [5 empty] | Accepted to connect | [6 empty] | 0.254 | 0 | 0 | 5.1 | 5.3684 | 2022-01-19 | 2022-06-06 | [6 empty] | 2022-04-04 01:01
|  | Stark energy limited | Alstone farm | Alstone Lane | Haughton | Stafford | Staffordshire | ST18 9EQ | United Kingdom | 38695 | 31918 | Bushbury D 132Kv |  |  | 132 | Western Power Distribution (West Midlands) Plc | Solar | Photovoltaic | No |  | 0 | 38 | Advanced Fuel (produced via gasification or pyrolysis of biofuel or waste) | Engine (combustion / reciprocating) |  |  |  |  | Advanced Fuel (produced via gasification or pyrolysis of biofuel or waste) | Engine (combustion / reciprocating) | [5 empty] | Accepted to connect | [6 empty] | 38 | 38 | 40 | 0.35 | 0.3684 | 2022-03-10 | 2022-09-21 | [6 empty] | 2022-04-04 01:01
|  | Rivington solar limited | Site at | Halse Farm | Halse | Taunton |  | TA4 3AH | United Kingdom | 31405 | 12791 | Taunton Sgp |  |  | 132 | Western Power Distribution (South West) Plc | Stored Energy (all stored energy irrespective of the original energy source) | Storage - Electrochemical (Batteries) | No |  | 0 | 60 | Advanced Fuel (produced via gasification or pyrolysis of biofuel or waste) | Engine (combustion / reciprocating) |  |  |  |  | Advanced Fuel (produced via gasification or pyrolysis of biofuel or waste) | Engine (combustion / reciprocating) | [5 empty] | Accepted to connect | [6 empty] | 60 | 60 | 63.1579 | 60 | 63.1579 | 2022-03-30 | 2022-06-21 | [6 empty] | 2022-04-04 01:01
|  | Gloucestershire county council | Arle court transport hub |  |  | Cheltenham |  | GL50UA | United Kingdom |  |  | Port Ham 132Kv S Stn | Cheltenham 66Kv S Stn | Cheltenham 132/66/11Kv | 11 | Western Power Distribution (West Midlands) Plc | Solar | Photovoltaic | No |  | 0 | 1 | Advanced Fuel (produced via gasification or pyrolysis of biofuel or waste) | Engine (combustion / reciprocating) |  |  |  |  | Advanced Fuel (produced via gasification or pyrolysis of biofuel or waste) | Engine (combustion / reciprocating) | [5 empty] | Accepted to connect | [6 empty] | 1 | 1 | 1.0526 | 1.6 | 1.6842 | 2022-02-01 | 2022-09-22 | [6 empty] | 2022-04-04 01:01
|  | Hydrock consultants | Mojo active | Over Lane | Almondsbury, | Bristol |  | BS32 4DF | United Kingdom | 35876 | 18264 | Iron Acton Sgp | Bradley Stoke Bsp | Almondsbury | 11 | Western Power Distribution (South West) Plc | Stored Energy (all stored energy irrespective of the original energy source) | Storage - Electrochemical (Batteries) | No |  | 0 | 4 | Advanced Fuel (produced via gasification or pyrolysis of biofuel or waste) | Engine (combustion / reciprocating) |  |  |  |  | Advanced Fuel (produced via gasification or pyrolysis of biofuel or waste) | Engine (combustion / reciprocating) | [5 empty] | Accepted to connect | [6 empty] | 4 | 4 | 4.2105 | 4 | 4.2105 | 2022-01-19 | 2022-09-28 | [6 empty] | 2022-04-04 01:01
|  | Fpc electric land ltd | 165 | Fordhouses Lane |  | Stirchley | Birmingham | B30 3AG | United Kingdom | 40567 | 28059 | Kitwell 132Kv S Stn |  |  | 11 | Western Power Distribution (West Midlands) Plc | Stored Energy (all stored energy irrespective of the original energy source) | Storage - Electrochemical (Batteries) | No |  | 0 | 20 | Advanced Fuel (produced via gasification or pyrolysis of biofuel or waste) | Engine (combustion / reciprocating) |  |  |  |  | Advanced Fuel (produced via gasification or pyrolysis of biofuel or waste) | Engine (combustion / reciprocating) | [5 empty] | Accepted to connect | [6 empty] | 20 | 20 | 21.0526 | 20 | 21.0526 | 2022-03-17 | 2022-09-22 | [6 empty] | 2022-04-04 01:01
|  | Roadnight taylor ltd | Land at : | Cemetery Lane |  | Street |  | BA16 9PH | United Kingdom | 34744 | 13691 | Bridgwater Sgp | Street Bsp |  | 33 | Western Power Distribution (South West) Plc | Stored Energy (all stored energy irrespective of the original energy source) | Storage - Electrochemical (Batteries) | No |  | 0 | 20 | Advanced Fuel (produced via gasification or pyrolysis of biofuel or waste) | Engine (combustion / reciprocating) |  |  |  |  | Advanced Fuel (produced via gasification or pyrolysis of biofuel or waste) | Engine (combustion / reciprocating) | [5 empty] | Accepted to connect | [6 empty] | 20 | 20 | 21.0526 | 20 | 21.0526 | 2022-03-17 | 2022-10-13 | [6 empty] | 2022-04-04 01:01
|  | Wp grid storage 1 limited |  | Traston Road |  | Newport |  | NP19 4PW | United Kingdom | 33319 | 18593 | Uskmouth | Newport South |  | 33 | Western Power Distribution (South Wales) Plc | Stored Energy (all stored energy irrespective of the original energy source) | Storage - Electrochemical (Batteries) | No |  | 0 | 20 | Advanced Fuel (produced via gasification or pyrolysis of biofuel or waste) | Engine (combustion / reciprocating) |  |  |  |  | Advanced Fuel (produced via gasification or pyrolysis of biofuel or waste) | Engine (combustion / reciprocating) | [5 empty] | Accepted to connect | [6 empty] | 20 | 20 | 21.0526 | 20 | 21.0526 | 2022-01-21 | 2023-07-31 | [6 empty] | 2022-04-04 01:01
|  | Welsh government land division | Upper cosmeston farm | - | Sull | Penarth |  | CF64 5UB | United Kingdom | 31743 | 16782 | Aberthaw Power Station | Cardiff West Grid | Penarth | 33 | Western Power Distribution (South Wales) Plc | Solar | Photovoltaic | No |  | 0 | 18 | Advanced Fuel (produced via gasification or pyrolysis of biofuel or waste) | Engine (combustion / reciprocating) |  |  |  |  | Advanced Fuel (produced via gasification or pyrolysis of biofuel or waste) | Engine (combustion / reciprocating) | [5 empty] | Accepted to connect | [6 empty] | 18 | 18 | 18.9474 | 0.162 | 0.1705 | 2022-03-14 | 2023-07-13 | [6 empty] | 2022-04-04 01:01
|  | Pathfinder clean energy | Uk0728 | Kisses Barn Lane |  | Warwickshire |  | B79 0JU | United Kingdom | 427811 | 302404 | Lea Marston 132Kv S Stn | Tamworth 33Kv S Stn |  | 33 | Western Power Distribution (East Midlands) Plc | Stored Energy (all stored energy irrespective of the original energy source) | Storage - Electrochemical (Batteries) | No |  | 0 | 18.5 | Advanced Fuel (produced via gasification or pyrolysis of biofuel or waste) | Engine (combustion / reciprocating) |  |  |  |  | Advanced Fuel (produced via gasification or pyrolysis of biofuel or waste) | Engine (combustion / reciprocating) | [5 empty] | Accepted to connect | [6 empty] | 18.5 | 18.5 | 19.4737 | 1 | 1.0526 | 2022-02-01 | 2023-06-05 | [6 empty] | 2022-04-04 01:01
|  | Midlands power networks limited | Kingsbury landfill site | Rush Lane | Dosthill | Tamworth |  | B77 1LT | United Kingdom | 42133 | 29898 | Lea Marston 132Kv S Stn | Tamworth 33Kv S Stn | Tamworth Grid 11Kv S Stn | 0.4 | Western Power Distribution (East Midlands) Plc | Biofuel - Landfill gas | Engine (combustion / reciprocating) | No |  | 0 | 0.499 | Advanced Fuel (produced via gasification or pyrolysis of biofuel or waste) | Engine (combustion / reciprocating) |  |  |  |  | Advanced Fuel (produced via gasification or pyrolysis of biofuel or waste) | Engine (combustion / reciprocating) | [5 empty] | Accepted to connect | [6 empty] | 0.499 | 0.526 | 0.5537 | 2.5 | 2.6316 | 2022-03-02 | 2023-05-15 | [6 empty] | 2022-04-04 01:01
|  | Jbm solar projects (uk) ltd |  | Larford Lane | Astley | Stourport on severn |  | DY13 0SG | United Kingdom | 38055 | 26887 | Bishops Wood 132Kv S Stn |  |  | 132 | Western Power Distribution (West Midlands) Plc | Solar | Photovoltaic | No |  | 0 | 49.9 | Advanced Fuel (produced via gasification or pyrolysis of biofuel or waste) | Engine (combustion / reciprocating) |  |  |  |  | Advanced Fuel (produced via gasification or pyrolysis of biofuel or waste) | Engine (combustion / reciprocating) | [5 empty] | Accepted to connect | [6 empty] | 49.9 | 49.9 | 52.5263 | 0.25 | 0.2632 | 2022-03-03 | 2023-03-01 | [6 empty] | 2022-04-04 01:01
|  | Bowerhouse ii solar limited | Bowerhouse ii | Land To S Of Havage Drove | Hewish | Weston super mare |  | BS24 6UA | United Kingdom | 34013 | 16206 | Bridgwater Sgp | Churchill Bsp 132Kv |  | 33 | Western Power Distribution (South West) Plc | Solar | Photovoltaic | No |  | 0 | 15.25 | Advanced Fuel (produced via gasification or pyrolysis of biofuel or waste) | Engine (combustion / reciprocating) |  |  |  |  | Advanced Fuel (produced via gasification or pyrolysis of biofuel or waste) | Engine (combustion / reciprocating) | [5 empty] | Accepted to connect | [6 empty] | 15.25 | 15.25 | 16.0526 | 0.2 | 0.2105 | 2021-11-29 | 2022-08-18 | [6 empty] | 2022-04-04 01:01
|  | Infra3 ltd | North drayton solar farm | Alcester Road |  | Billesley | Stratford On Avon | B49 6NQ | United Kingdom | 41403 | 25610 | Feckenham 66 11Kv S Stn | Feckenham 66/11Kv | Great Alne 66 11Kv S Stn | 66 | Western Power Distribution (West Midlands) Plc | Solar | Photovoltaic | No |  | 0 | 25 | Advanced Fuel (produced via gasification or pyrolysis of biofuel or waste) | Engine (combustion / reciprocating) |  |  |  |  | Advanced Fuel (produced via gasification or pyrolysis of biofuel or waste) | Engine (combustion / reciprocating) | [5 empty] | Accepted to connect | [6 empty] | 25 | 25 | 26.3158 | 0.1 | 0.1053 | 2022-03-03 | 2023-02-02 | [6 empty] | 2022-04-04 01:01
|  | Bordersley power limited | Generation site | Liverpool Street |  | Birmingham |  | B9 4DS | United Kingdom | 40818 | 28648 | Nechells East 132Kv S Stn | Bordesley 132 11Kv S Stn | Bordesley 132/11Kv | 11 | Western Power Distribution (West Midlands) Plc | Fossil - Gas | Engine (combustion / reciprocating) | No |  | 0 | 5.352 | Advanced Fuel (produced via gasification or pyrolysis of biofuel or waste) | Engine (combustion / reciprocating) |  |  |  |  | Advanced Fuel (produced via gasification or pyrolysis of biofuel or waste) | Engine (combustion / reciprocating) | [5 empty] | Accepted to connect | [6 empty] | 5.352 | 5.352 | 5.6337 | 0.15 | 0.1579 | 2021-12-08 | 2022-12-08 | [6 empty] | 2022-04-04 01:01
|  | Pennant walters (holdings) ltd | Mynydd pwll-yr-iwrch wind farm | Near Bryn Llefrith Farm | Caerau | Bridgend |  | CF34 0TN | United Kingdom | 28593 | 19355 | Pyle Grid | Pyle Bsp |  | 66 | Western Power Distribution (South Wales) Plc | Wind | Onshore wind turbines | No |  | 0 | 20.5 | Advanced Fuel (produced via gasification or pyrolysis of biofuel or waste) | Engine (combustion / reciprocating) |  |  |  |  | Advanced Fuel (produced via gasification or pyrolysis of biofuel or waste) | Engine (combustion / reciprocating) | [5 empty] | Accepted to connect | [6 empty] | 20.5 | 20.5 | 21.5789 | 0.4 | 0.421 | 2022-02-18 | 2026-02-28 | [6 empty] | 2022-04-04 01:01
|  | Balance power projects limited |  | Latteridge Lane |  | Iron acton |  | BS35 3TF | United Kingdom | 36602 | 18603 | Iron Acton 132Kv S Stn |  |  | 132 | Western Power Distribution (West Midlands) Plc | Stored Energy (all stored energy irrespective of the original energy source) | Storage - Electrochemical (Batteries) | No |  | 0 | 49.5 | Advanced Fuel (produced via gasification or pyrolysis of biofuel or waste) | Engine (combustion / reciprocating) |  |  |  |  | Advanced Fuel (produced via gasification or pyrolysis of biofuel or waste) | Engine (combustion / reciprocating) | [5 empty] | Accepted to connect | [6 empty] | 49.5 | 49.5 | 52.1053 | 49.5 | 52.1053 | 2022-03-02 | 2022-09-14 | [6 empty] | 2022-04-04 01:01
|  | Integral uk ltd | Cheltenham campus, , gloscat | Princess Elizabeth Way |  | Cheltenham | Gloucestershire | GL51 7SJ | United Kingdom | 391965 | 222570 | Port Ham 132Kv S Stn | Cheltenham 66Kv S Stn | Cheltenham 132/66/11Kv | 11 | Western Power Distribution (West Midlands) Plc | Stored Energy (all stored energy irrespective of the original energy source) | Storage - Electrochemical (Batteries) | No |  | 0 | 1 | Solar | Photovoltaic | No |  | 0 | 0.49 | Advanced Fuel (produced via gasification or pyrolysis of biofuel or waste) | Engine (combustion / reciprocating) | [5 empty] | Accepted to connect | [6 empty] | 1.49 | 1.49 | 1.5684 | 1.5 | 1.5789 | 2022-01-14 | 2022-06-05 | [6 empty] | 2022-04-04 01:01
|  | Harmony energy ltd | Osberton solar | Osberton Estate | Rayton Lane | Osberton | Worksop | S81 0UF | United Kingdom | 46259 | 37883 | West Burton 132Kv S Stn |  |  | 33 | Western Power Distribution (East Midlands) Plc | Solar | Photovoltaic | No |  | 0 | 34 | Advanced Fuel (produced via gasification or pyrolysis of biofuel or waste) | Engine (combustion / reciprocating) |  |  |  |  | Advanced Fuel (produced via gasification or pyrolysis of biofuel or waste) | Engine (combustion / reciprocating) | [5 empty] | Accepted to connect | [6 empty] | 34 | 34 | 35.7895 | 0.125 | 0.1316 | 2022-03-08 | 2022-05-24 | [6 empty] | 2022-04-04 01:01
|  | Integral uk ltd | Gloscat education centre | Lianthony Road | Gloucester |  |  | GL2 5QT | United Kingdom | 382366 | 218096 | Port Ham 132Kv S Stn | Castle Meads 33Kv S Stn | Commercial Rd 33 11Kv S Stn | 11 | Western Power Distribution (West Midlands) Plc | Stored Energy (all stored energy irrespective of the original energy source) | Storage - Electrochemical (Batteries) | No |  | 0 | 1 | Solar | Photovoltaic | No |  | 0 | 0.49 | Advanced Fuel (produced via gasification or pyrolysis of biofuel or waste) | Engine (combustion / reciprocating) | [5 empty] | Accepted to connect | [6 empty] | 1.49 | 1.49 | 1.5684 | 1.8 | 1.8947 | 2022-01-14 | 2022-04-05 | [6 empty] | 2022-04-04 01:01
|  | Bluestone energy ltd |  | Raf Newton | Rushcliffe | Nottingham |  | NG13 8HL | United Kingdom |  |  | Stoke Bardolph 132Kv |  |  | 132 | Western Power Distribution (East Midlands) Plc | Solar | Photovoltaic | No |  | 0 | 49.99 | Advanced Fuel (produced via gasification or pyrolysis of biofuel or waste) | Engine (combustion / reciprocating) |  |  |  |  | Advanced Fuel (produced via gasification or pyrolysis of biofuel or waste) | Engine (combustion / reciprocating) | [5 empty] | Accepted to connect | [6 empty] | 49.99 | 49.99 | 52.621 | 0.6 | 0.6316 | 2022-03-09 | 2022-08-04 | [6 empty] | 2022-04-04 01:01
|  | Mercia power response ltd | Land at greenfields farm | Worcester Road | Stoke Heath | Bromsgrove | Worcestershire | B61 7JD | United Kingdom | 39452 | 26837 | Bishops Wood 132Kv S Stn |  |  | 132 | Western Power Distribution (West Midlands) Plc | Stored Energy (all stored energy irrespective of the original energy source) | Storage - Electrochemical (Batteries) | No |  | 0 | 35 | Advanced Fuel (produced via gasification or pyrolysis of biofuel or waste) | Engine (combustion / reciprocating) |  |  |  |  | Advanced Fuel (produced via gasification or pyrolysis of biofuel or waste) | Engine (combustion / reciprocating) | [5 empty] | Accepted to connect | [6 empty] | 35 | 35 | 36.8421 | 0 | 0 | 2022-03-15 | 2022-06-13 | [6 empty] | 2022-04-04 01:01
|  | High voltage technical services | Sudbury estate | Main Road | Sudbury | Ashbourne |  | DE6 5HS | United Kingdom | 41611 | 33197 | Willington 132Kv S Stn |  |  | 132 | Western Power Distribution (East Midlands) Plc | Stored Energy (all stored energy irrespective of the original energy source) | Storage - Electrochemical (Batteries) | No |  | 0 | 49.9 | Advanced Fuel (produced via gasification or pyrolysis of biofuel or waste) | Engine (combustion / reciprocating) |  |  |  |  | Advanced Fuel (produced via gasification or pyrolysis of biofuel or waste) | Engine (combustion / reciprocating) | [5 empty] | Accepted to connect | [6 empty] | 49.9 | 49.9 | 52.5263 | 49.9 | 52.5263 | 2022-03-10 | 2023-01-10 | [6 empty] | 2022-04-04 01:01
|  | Power engineering consultants plc | Boots technical centre | 1 Thane Road |  | Nottingham |  | NG90 5EF | United Kingdom | 454945 | 336948 | Ratcliffe On Soar 132Kv S Stn | Nottingham 33Kv S Stn | Boots 33 11Kv S Stn | 11 | Western Power Distribution (East Midlands) Plc | Fossil - Gas | Gas turbine (OCGT) | Yes |  | 0 | 11.25 | Advanced Fuel (produced via gasification or pyrolysis of biofuel or waste) | Engine (combustion / reciprocating) |  |  |  |  | Advanced Fuel (produced via gasification or pyrolysis of biofuel or waste) | Engine (combustion / reciprocating) | [5 empty] | Accepted to connect | [6 empty] | 11.25 | 11.25 | 11.8421 | 14 | 14.7368 | 2022-03-14 | 2022-06-30 | [6 empty] | 2022-04-04 01:01
|  | Immersa | Site at astwood lane field | Astwood Lane | Feckenham | Redditch |  | B96 6JR | United Kingdom | 40201 | 26103 | Feckenham 66 11Kv S Stn |  |  | 66 | Western Power Distribution (West Midlands) Plc | Stored Energy (all stored energy irrespective of the original energy source) | Storage - Electrochemical (Batteries) | No |  | 0 | 99.4 | Advanced Fuel (produced via gasification or pyrolysis of biofuel or waste) | Engine (combustion / reciprocating) |  |  |  |  | Advanced Fuel (produced via gasification or pyrolysis of biofuel or waste) | Engine (combustion / reciprocating) | [5 empty] | Accepted to connect | [6 empty] | 99.4 | 99.4 | 104.6316 | 99.4 | 104.6316 | 2022-03-21 | 2022-09-30 | [6 empty] | 2022-04-04 01:01
|  | O & g devco | Land to the northof the | A40 |  | Highnam | Gloucester | GL2 8AD | United Kingdom | 37770 | 21986 | Port Ham 132Kv S Stn | Castle Meads 33Kv S Stn |  | 33 | Western Power Distribution (West Midlands) Plc | Solar | Photovoltaic | No |  | 0 | 36 | Advanced Fuel (produced via gasification or pyrolysis of biofuel or waste) | Engine (combustion / reciprocating) |  |  |  |  | Advanced Fuel (produced via gasification or pyrolysis of biofuel or waste) | Engine (combustion / reciprocating) | [5 empty] | Accepted to connect | [6 empty] | 36 | 36 | 37.8947 | 0 | 0 | 2022-03-21 | 2023-03-02 | [6 empty] | 2022-04-04 01:01
|  | Exagen development limited | Willoughby 2 | Costock Road | Wysall | Nottingham |  | NG12 5QT | United Kingdom | 46028 | 32659 | Ratcliffe On Soar 132Kv S Stn |  |  | 132 | Western Power Distribution (East Midlands) Plc | Solar | Photovoltaic | No |  | 0 | 85 | Stored Energy (all stored energy irrespective of the original energy source) | Storage - Electrochemical (Batteries) | No |  | 0 | 85 | Advanced Fuel (produced via gasification or pyrolysis of biofuel or waste) | Engine (combustion / reciprocating) | [5 empty] | Accepted to connect | [6 empty] | 170 | 85 | 89.4737 | 85 | 89.4737 | 2022-02-14 | 2022-07-20 | [6 empty] | 2022-04-04 01:01
|  | Cenin renewables ltd | Llwyncelyn t2 |  |  | Ynysybwl |  | CF37 3LG | United Kingdom | 30597 | 19425 | Upper Boat | Mountain Ash Grid | Lady Windsor | 11 | Western Power Distribution (South Wales) Plc | Wind | Onshore wind turbines | No |  | 0 | 3 | Advanced Fuel (produced via gasification or pyrolysis of biofuel or waste) | Engine (combustion / reciprocating) |  |  |  |  | Advanced Fuel (produced via gasification or pyrolysis of biofuel or waste) | Engine (combustion / reciprocating) | [5 empty] | Accepted to connect | [6 empty] | 3 | 3 | 3.1579 | 0.04 | 0.0421 | 2022-03-29 | 2022-07-18 | [6 empty] | 2022-04-04 01:01
|  | Wombourne bess ltd | Land on west side | Woodford Lane |  | Wombourne | Wolverhampton | WV5 8DS | United Kingdom | 38640 | 29322 | Penn 132Kv S Stn |  |  | 132 | Western Power Distribution (West Midlands) Plc | Stored Energy (all stored energy irrespective of the original energy source) | Storage - Electrochemical (Batteries) | No |  | 0 | 50 | Advanced Fuel (produced via gasification or pyrolysis of biofuel or waste) | Engine (combustion / reciprocating) |  |  |  |  | Advanced Fuel (produced via gasification or pyrolysis of biofuel or waste) | Engine (combustion / reciprocating) | [5 empty] | Accepted to connect | [6 empty] | 50 | 50 | 52.6316 | 50 | 52.6316 | 2022-03-18 | 2022-08-09 | [6 empty] | 2022-04-04 01:01
|  | Sandbrook capital bes ltd | National distribution centre | Hams Hall |  | Coleshill |  |  | United Kingdom |  |  | Lea Marston 132Kv S Stn |  |  | 132 | Western Power Distribution (West Midlands) Plc | Stored Energy (all stored energy irrespective of the original energy source) | Storage - Electrochemical (Batteries) | No |  | 0 | 99 | Advanced Fuel (produced via gasification or pyrolysis of biofuel or waste) | Engine (combustion / reciprocating) |  |  |  |  | Advanced Fuel (produced via gasification or pyrolysis of biofuel or waste) | Engine (combustion / reciprocating) | [5 empty] | Accepted to connect | [6 empty] | 99 | 99 | 104.2105 | 99 | 104.2105 | 2022-03-23 | 2022-08-18 | [6 empty] | 2022-04-04 01:01
|  | Infinite renewables group ltd | Fei foods, solar and pv | Phineas House | Llantrissant, | Pontyclun, |  | CF72 8LF | United Kingdom | 30444 | 18486 | Upper Boat | Talbot Green Grid | Talbot Green Primary | 11 | Western Power Distribution (South Wales) Plc | Wind | Onshore wind turbines | No |  | 0 | 1 | Advanced Fuel (produced via gasification or pyrolysis of biofuel or waste) | Engine (combustion / reciprocating) |  |  |  |  | Advanced Fuel (produced via gasification or pyrolysis of biofuel or waste) | Engine (combustion / reciprocating) | [5 empty] | Accepted to connect | [6 empty] | 1 | 1 | 1.0526 | 0.05 | 0.0526 | 2021-12-30 | 2022-09-08 | [6 empty] | 2022-04-04 01:01
|  | Integrum renewable energy | Home farm | Main Road | Dyke | Bourne |  | PE10 0AG | United Kingdom | 51066 | 32224 | Walpole 132Kv S Stn | Bourne 33Kv S Stn |  | 33 | Western Power Distribution (East Midlands) Plc | Solar | Photovoltaic | No |  | 0 | 28 | Advanced Fuel (produced via gasification or pyrolysis of biofuel or waste) | Engine (combustion / reciprocating) |  |  |  |  | Advanced Fuel (produced via gasification or pyrolysis of biofuel or waste) | Engine (combustion / reciprocating) | [5 empty] | Accepted to connect | [6 empty] | 28 | 28 | 29.4737 | 0 | 0 | 2022-03-14 | 2022-08-15 | [6 empty] | 2022-04-04 01:01
|  | Mercia power response | Lymedale business pk | Holditch Road | Newcastle | Staffs |  | ST5 9JA | United Kingdom |  |  | Cellarhead 132Kv | Newcastle 132Kv S Stn | Newcastle 132/11Kv | 11 | Western Power Distribution (West Midlands) Plc | Fossil - Gas | Engine (combustion / reciprocating) | No |  | 0 | 3.342 | Advanced Fuel (produced via gasification or pyrolysis of biofuel or waste) | Engine (combustion / reciprocating) |  |  |  |  | Advanced Fuel (produced via gasification or pyrolysis of biofuel or waste) | Engine (combustion / reciprocating) | [5 empty] | Accepted to connect | [6 empty] | 3.342 | 3.342 | 3.5179 | 0 | 0 | 2022-03-29 | 2022-06-17 | [6 empty] | 2022-04-04 01:01
|  | Mercia power response | Lymedale business pk | Holditch Road | Newcastle | Staffs |  | ST5 9JA | United Kingdom |  |  | Cellarhead 132Kv | Newcastle 132Kv S Stn | Newcastle 132/11Kv | 11 | Western Power Distribution (West Midlands) Plc | Fossil - Gas | Engine (combustion / reciprocating) | No |  | 0 | 4.544 | Advanced Fuel (produced via gasification or pyrolysis of biofuel or waste) | Engine (combustion / reciprocating) |  |  |  |  | Advanced Fuel (produced via gasification or pyrolysis of biofuel or waste) | Engine (combustion / reciprocating) | [5 empty] | Accepted to connect | [6 empty] | 4.544 | 4.544 | 4.7832 | 0.8 | 0.8421 | 2022-03-24 | 2022-06-17 | [6 empty] | 2022-04-04 01:01
|  | Protech |  |  | Marlbrook | Leominster | Herefordshire | HR6 0PQ | United Kingdom | 351266 | 253799 | Bishops Wood 132Kv S Stn | Hereford 66Kv S Stn | Bodenham 66 11Kv S Stn | 11 | Western Power Distribution (West Midlands) Plc | Biofuel - Other | Steam turbine (thermal power plant) | Yes |  | 0 | 2 | Advanced Fuel (produced via gasification or pyrolysis of biofuel or waste) | Engine (combustion / reciprocating) |  |  |  |  | Advanced Fuel (produced via gasification or pyrolysis of biofuel or waste) | Engine (combustion / reciprocating) | [5 empty] | Accepted to connect | [6 empty] | 2 | 0.0111 | 0.0117 | 0 | 0 | 2022-02-22 | 2022-06-08 | [6 empty] | 2022-04-04 01:01
|  | S r construction | Site at | Morton Way |  | Thornbury | Gloucestershire | BS35 2HX | United Kingdom | 36490 | 18946 | Iron Acton 132Kv S Stn | Chipping Sodbury 132Kv S Stn | Alveston 33 11Kv S Stn | 11 | Western Power Distribution (West Midlands) Plc | Solar | Photovoltaic | No |  | 0 | 0.175 | Advanced Fuel (produced via gasification or pyrolysis of biofuel or waste) | Engine (combustion / reciprocating) |  |  |  |  | Advanced Fuel (produced via gasification or pyrolysis of biofuel or waste) | Engine (combustion / reciprocating) | [5 empty] | Accepted to connect | [6 empty] | 0.175 | 0.0875 | 0.0921 | 1.513 | 1.5926 | 2022-01-21 | 2022-07-29 | [6 empty] | 2022-04-04 01:01
|  | Ns solar 03 limited | Sherbourne farm solar | Sherbourne Farm |  | Warwick |  | CV35 8AD | United Kingdom | 42555 | 26200 | Berkswell 132Kv S Stn | Warwick 33Kv S Stn |  | 33 | Western Power Distribution (East Midlands) Plc | Solar | Photovoltaic | No |  | 0 | 25 | Advanced Fuel (produced via gasification or pyrolysis of biofuel or waste) | Engine (combustion / reciprocating) |  |  |  |  | Advanced Fuel (produced via gasification or pyrolysis of biofuel or waste) | Engine (combustion / reciprocating) | [5 empty] | Accepted to connect | [6 empty] | 25 | 25 | 26.3158 | 1 | 1.0526 | 2020-12-03 | 2023-03-09 | [6 empty] | 2022-04-04 01:01
|  | Push energy limited | Ricoh (uk) products limited | Priorslee |  | Telford | Shropshire | TF2 9NS | United Kingdom | 371810 | 309368 | Ironbridge 132Kv S Stn | Ketley 132Kv S Stn | Snedshill 33 11Kv S Stn | 11 | Western Power Distribution (West Midlands) Plc | Solar | Photovoltaic | No |  | 0 | 1.23 | Advanced Fuel (produced via gasification or pyrolysis of biofuel or waste) | Engine (combustion / reciprocating) |  |  |  |  | Advanced Fuel (produced via gasification or pyrolysis of biofuel or waste) | Engine (combustion / reciprocating) | [5 empty] | Accepted to connect | [6 empty] | 1.23 | 1.23 | 1.2947 | 2.6 | 2.7368 | 2022-02-22 | 2022-07-10 | [6 empty] | 2022-04-04 01:01
|  | Don leiper consulting ltd | Southfields farm | Common Lane | Bramcote | Nottingham |  | NG9 3DT | United Kingdom | 45075 | 33728 | Ratcliffe On Soar 132Kv S Stn |  |  | 132 | Western Power Distribution (East Midlands) Plc | Stored Energy (all stored energy irrespective of the original energy source) | Storage - Electrochemical (Batteries) | No |  | 0 | 99.9 | Advanced Fuel (produced via gasification or pyrolysis of biofuel or waste) | Engine (combustion / reciprocating) |  |  |  |  | Advanced Fuel (produced via gasification or pyrolysis of biofuel or waste) | Engine (combustion / reciprocating) | [5 empty] | Accepted to connect | [6 empty] | 99.9 | 99.9 | 105.1579 | 99.9 | 105.1579 | 2022-03-30 | 2022-08-19 | [6 empty] | 2022-04-04 01:01
|  | Power generation (midlands) ltd | The forge site | Stourport Road |  | Kidderminster |  | DY11 7QE | United Kingdom | 38209 | 27370 | Bishops Wood 132Kv S Stn | Stourport 132 66 33Kv S Stn | Stourport 132/66/33/11Kv | 11 | Western Power Distribution (West Midlands) Plc | Waste | Steam turbine (thermal power plant) | Yes |  | 0 | 2.2 | Advanced Fuel (produced via gasification or pyrolysis of biofuel or waste) | Engine (combustion / reciprocating) |  |  |  |  | Advanced Fuel (produced via gasification or pyrolysis of biofuel or waste) | Engine (combustion / reciprocating) | [5 empty] | Accepted to connect | [6 empty] | 2.2 | 2.2 | 2.3158 | 4.5 | 4.7368 | 2022-03-09 | 2022-06-21 | [6 empty] | 2022-04-04 01:01
|  | Pathfinder clean energy (pace) ukdev lt | Land north of bath road | Nearest Post Code Sn12 8Ef |  | Wiltshire |  |  | United Kingdom |  |  | Melksham Sgp |  |  | 132 | Western Power Distribution (South West) Plc | Solar | Photovoltaic | No |  | 0 | 49.5 | Stored Energy (all stored energy irrespective of the original energy source) | Storage - Electrochemical (Batteries) | No |  | 0 | 49.5 | Advanced Fuel (produced via gasification or pyrolysis of biofuel or waste) | Engine (combustion / reciprocating) | [5 empty] | Accepted to connect | [6 empty] | 99 | 49.5 | 52.1053 | 49.5 | 52.1053 | 2022-03-18 | 2022-08-16 | [6 empty] | 2022-04-04 01:01
|  | Caerphilly county borough council | Cwm ifor farm, solar park |  |  | Caerphilly |  | CF83 2TU | United Kingdom | 31363 | 18938 | Upper Boat | Upper Boat Bsp |  | 33 | Western Power Distribution (South Wales) Plc | Solar | Photovoltaic | No |  | 0 | 15 | Advanced Fuel (produced via gasification or pyrolysis of biofuel or waste) | Engine (combustion / reciprocating) |  |  |  |  | Advanced Fuel (produced via gasification or pyrolysis of biofuel or waste) | Engine (combustion / reciprocating) | [5 empty] | Accepted to connect | [6 empty] | 15 | 15 | 15.7895 | 0.05 | 0.0526 | 2022-03-28 | 2022-07-14 | [6 empty] | 2022-04-04 01:01
|  | Pace ukdev ltd | Uks749 | Land East Of : | Wombourne | Wolverhampton |  | WV5 0LU | United Kingdom | 38698 | 29183 | Penn 132Kv S Stn |  |  | 132 | Western Power Distribution (West Midlands) Plc | Solar | Photovoltaic | No |  | 0 | 49.5 | Advanced Fuel (produced via gasification or pyrolysis of biofuel or waste) | Engine (combustion / reciprocating) |  |  |  |  | Advanced Fuel (produced via gasification or pyrolysis of biofuel or waste) | Engine (combustion / reciprocating) | [5 empty] | Accepted to connect | [6 empty] | 49.5 | 49.5 | 52.1053 | 49.5 | 52.1053 | 2022-03-18 | 2022-08-17 | [6 empty] | 2022-04-04 01:01
|  | Infranite renewables | The royal mint pv & wind turbine | Llantrisant B Park | Llantrisant | Llantrisant |  |  | United Kingdom |  |  | Upper Boat | Talbot Green Grid | Talbot Green Primary | 11 | Western Power Distribution (South Wales) Plc | Solar | Photovoltaic | No |  | 0 | 1 | Advanced Fuel (produced via gasification or pyrolysis of biofuel or waste) | Engine (combustion / reciprocating) |  |  |  |  | Advanced Fuel (produced via gasification or pyrolysis of biofuel or waste) | Engine (combustion / reciprocating) | [5 empty] | Accepted to connect | [6 empty] | 1 | 1 | 1.0526 | 0.1 | 0.1053 | 2022-02-15 | 2022-12-12 | [6 empty] | 2022-04-04 01:01
|  | Kier construction ltd | Plots 2 and 4, kings quarter | Market Parade |  | Gloucester |  | GL1 1LR | United Kingdom | 38328 | 21804 | Port Ham 132Kv S Stn | Castle Meads 33Kv S Stn | Commercial Rd 33 11Kv S Stn | 0.4 | Western Power Distribution (West Midlands) Plc | Solar | Photovoltaic | No |  | 0 | 0.12 | Advanced Fuel (produced via gasification or pyrolysis of biofuel or waste) | Engine (combustion / reciprocating) |  |  |  |  | Advanced Fuel (produced via gasification or pyrolysis of biofuel or waste) | Engine (combustion / reciprocating) | [5 empty] | Accepted to connect | [6 empty] | 0.12 | 0.12 | 0.1263 | 2.256 | 2.3747 | 2022-03-23 | 2022-06-09 | [6 empty] | 2022-04-04 01:01
|  | Green nation solar energy | Golden hill solar farm | 60 - 6823 | Golden Hill | Pembroke |  | SA71 4SZ | United Kingdom |  |  | Pembroke Power Station | Golden Hill Grid | Golden Hill Primary | 11 | Western Power Distribution (South Wales) Plc | Solar | Photovoltaic | No |  | 0 | 7 | Advanced Fuel (produced via gasification or pyrolysis of biofuel or waste) | Engine (combustion / reciprocating) |  |  |  |  | Advanced Fuel (produced via gasification or pyrolysis of biofuel or waste) | Engine (combustion / reciprocating) | [5 empty] | Accepted to connect | [6 empty] | 7 | 7 | 7.3684 | 0.1 | 0.1053 | 2022-03-21 | 2022-06-23 | [6 empty] | 2022-04-04 01:01
|  | Pathfinder clean energy (pace) ltd | Uks579 welton hill | Land South Of Water Lane |  | Bristol | Somerset | BS39 7SJ | United Kingdom | 36576 | 15531 | Seabank Sgp | Radstock Bsp 132Kv |  | 132 | Western Power Distribution (South West) Plc | Solar | Photovoltaic | No |  | 0 | 49.5 | Stored Energy (all stored energy irrespective of the original energy source) | Storage - Electrochemical (Batteries) | No |  | 0 | 49.5 | Advanced Fuel (produced via gasification or pyrolysis of biofuel or waste) | Engine (combustion / reciprocating) | [5 empty] | Accepted to connect | [6 empty] | 99 | 49.5 | 52.1053 | 49.5 | 52.1053 | 2022-03-18 | 2022-08-17 | [6 empty] | 2022-04-04 01:01
|  | Conrad energy | Keynsham pv plant | Land At Manor Farm | Keynsham | Bristol |  | BS31 2TF | United Kingdom | 36629 | 16523 |  | Radstock 33Kv |  | 33 | Western Power Distribution (South West) Plc | Solar | Photovoltaic | No |  | 0 | 17.16 | Advanced Fuel (produced via gasification or pyrolysis of biofuel or waste) | Engine (combustion / reciprocating) |  |  |  |  | Advanced Fuel (produced via gasification or pyrolysis of biofuel or waste) | Engine (combustion / reciprocating) | [5 empty] | Accepted to connect | [6 empty] | 17.16 | 17.16 | 18.0632 | 0.3 | 0.3158 | 2022-03-22 | 2022-06-13 | [6 empty] | 2022-04-04 01:01
|  | Pathfinder clean energy (pace) ukdev | Land east of, uks560 clapton | Langley |  | Somerset |  | BA3 4DX | United Kingdom | 36406 | 15392 | Seabank Sgp | Radstock Bsp 132Kv |  | 132 | Western Power Distribution (South West) Plc | Solar | Photovoltaic | No |  | 0 | 49.5 | Stored Energy (all stored energy irrespective of the original energy source) | Storage - Electrochemical (Batteries) | No |  | 0 | 49.5 | Advanced Fuel (produced via gasification or pyrolysis of biofuel or waste) | Engine (combustion / reciprocating) | [5 empty] | Accepted to connect | [6 empty] | 99 | 49.5 | 52.1053 | 49.5 | 52.1053 | 2022-03-18 | 2022-08-17 | [6 empty] | 2022-04-04 01:01
|  | Envevo limited | 19, welcome break gordano | M5 |  | Bristol | England | BS20 7XG | United Kingdom | 35090 | 17561 |  |  |  | 11 | Western Power Distribution (South West) Plc | Solar | Photovoltaic | No |  | 0 | 0 | Advanced Fuel (produced via gasification or pyrolysis of biofuel or waste) | Engine (combustion / reciprocating) |  |  |  |  | Advanced Fuel (produced via gasification or pyrolysis of biofuel or waste) | Engine (combustion / reciprocating) | [5 empty] | Accepted to connect | [6 empty] | 0 | 0 | 0 | 4.2 | 4.4211 | 2022-03-14 | 2022-10-06 | [6 empty] | 2022-04-04 01:01

## TEC
Project Name | Customer Name | Connection Site | Stage | MW Connected | MW Increase / Decrease | Cumulative Total Capacity (MW) | MW Effective From | Project Status | Agreement Type | HOST TO | Plant Type | Project ID
A'Chruach Wind Farm | A'CHRUACH WIND FARM LIMITED | A'Chruach Wind Farm |  | 43 | 0 | 43 |  | Built | Directly Connected | SHET | Wind Onshore | a030Y000006JUkv
Abedare | UK POWER RESERVE LIMITED | Upperboat 132kV |  | 10 | 0 | 10 |  | Built | Embedded | NGET | CCGT (Combined Cycle Gas Turbine) | a030Y000006JUkR
Aberarder Wind Farm | ABERARDER WIND FARM LLP | Aberarder Wind Farm 132/33kV Substation |  | 0 | 51.6 | 51.6 | 2024-08-30 | Consents Approved | Directly Connected | SHET | Wind Onshore | a030Y00000H2yox
Aberdeen Offshore Wind Farm | ABERDEEN OFFSHORE WIND FARM LIMITED | Blackdog 132kV Substation |  | 95.5 | 0 | 95.5 |  | Built | Directly Connected | SHET | Wind Offshore | a030Y000006JUkg
Abergelli Power Limited | ABERGELLI POWER LIMITED | Swansea North 400kV |  | 0 | 299 | 299 | 2022-09-30 | Scoping | Directly Connected | NGET | OCGT (Open Cycle Gas Turbine) | a030Y00000Hgjyu
Aberthaw | RWE GENERATION UK PLC | Aberthaw 275kV Substation |  | 0 | 0 | 0 |  | Built | Directly Connected | NGET | Coal | a030Y000006JUkq
Aberthaw (Tertiary) | ENSO GREEN HOLDINGS LIMITED | Aberthaw 275kV Substation |  | 0 | 57 | 57 | 2024-10-31 | Scoping | Directly Connected | NGET | Hybrid | a031v00000sxAPt
Aberthaw Energy | ABERTHAW ENERGY LIMITED | Aberthaw 275kV Substation |  | 0 | 249 | 249 | 2028-10-30 | Scoping | Directly Connected | NGET | Energy Storage System | a031v00001BI4dc
Aberthaw PV & BESS Generation | CYP SOLAR LIMITED | Aberthaw 275kV Substation |  | 0 | 200 | 200 | 2029-06-30 | Scoping | Directly Connected | NGET | Energy Storage System; PV Array (Photo Voltaic/solar) | a031v00001Eu3wW
Achany Extension Wind Farm | SSE GENERATION LIMITED | ACHANY EXTENSION WIND FARM 132/33KV SUBSTATION |  | 0 | 105 | 105 | 2026-10-31 | Scoping | Directly Connected | SHET | Wind Onshore | a031v0000198isN
Ackron Wind Farm | ACKRON WIND FARM LTD | Dounreay GSP |  | 0 | 49.9 | 49.9 | 2026-08-30 | Scoping | Embedded | SHET | Wind Onshore | a031v000011iAR5
Afton Wind Farm | AFTON WIND FARM LIMITED | Afton |  | 50 | 0 | 50 |  | Built | Directly Connected | SPT | Wind Onshore | a031v00000sxAWv
Aigas (part of the Beauly Cascade) | SSE GENERATION LIMITED | Aigas |  | 20 | 0 | 20 |  | Built | Directly Connected | SHET | Hydro | a030Y000006JUl5
Aikengall IIa Wind Farm | AIKENGALL IIA COMMUNITY WIND COMPANY LIMITED | Westerdod 132kV |  | 81.2 | 0 | 81.2 |  | Built | Directly Connected | SPT | Wind Onshore | a031v00000sxAWu
Aikengall II Windfarm | AIKENGALL II COMMUNITY WIND COMPANY LIMITED | Westerdod 132kV |  | 63.8 | 0 | 63.8 |  | Built | Directly Connected | SPT | Wind Onshore | a030Y000006JUlA
Airies Wind Farm | AIRIES WINDFARM LIMITED | Newton Stewart 132/33kV |  | 35 | 0 | 35 |  | Built | Embedded | SPT | Wind Onshore | a030Y000006JUlK
Al Boum Photo (Norton) | AL BOUM PHOTO LTD | Norton 400kV Substation |  | 0 | 275 | 275 | 2031-10-31 | Scoping | Directly Connected | NGET | Energy Storage System | a031v00001ADDVN
Alcemi Coalburn 2 BESF | ALCEMI STORAGE DEVELOPMENTS 4 LIMITED | Coalburn 400kV GIS Substation |  | 0 | 500 | 500 | 2026-06-30 | Scoping | Directly Connected | SPT | Energy Storage System | a031v000015AmsZ
Alcemi Coalburn Battery Energy Storage Facility | ALCEMI STORAGE DEVELOPMENTS 4 LIMITED | Coalburn 400kV GIS Substation |  | 0 | 500 | 500 | 2025-10-31 | Scoping | Directly Connected | SPT | Energy Storage System | a031v000013BDmr
Alcemi Devilla Battery Energy Storage Facility | ALCEMI STORAGE DEVELOPMENTS 3 LIMITED | Longannet |  | 0 | 500 | 500 | 2027-10-30 | Scoping | Directly Connected | SPT | Energy Storage System | a031v000012NRPx
Alcemi Score 2 Battery Energy Storage Facility | ALCEMI STORAGE DEVELOPMENTS 5 LIMITED | Peterhead |  | 500 |  | 500 | 2022-02-01 |  | Directly Connected | SHET | Energy Storage System | a031v00001E9YgP
Alcemi Score Battery Energy Storage Facility | ALCEMI STORAGE DEVELOPMENTS 5 LIMITED | Alcemi Score Battery 400kV Substation |  | 0 | 500 | 500 | 2029-10-31 | Scoping | Directly Connected | SHET | Energy Storage System | a031v000019W9NY
Almondell Lodge BESS & Solar Development | SIRIUS RENEWABLE ENERGY LTD | Broxburn |  | 0 | 50 | 50 | 2024-04-30 | Awaiting Consents | Embedded | SPT | Energy Storage System; PV Array (Photo Voltaic/solar) | a031v00001BFodZ
Alverdiscott | PIVOTED POWER LLP | Alverdiscott |  | 0 | 49.9 | 49.9 | 2023-10-31 | Scoping | Directly Connected | NGET | Energy Storage System | a031v00000sxApj
Alverdiscott | XLINKS LIMITED | Alverdiscott 400kV Substation |  | 0 | 1800 | 1800 | 2026-12-31 | Scoping | Directly Connected | NGET | Wind Offshore | a031v00000tFfHd
Andershaw Wind Farm | ANDERSHAW WIND POWER LIMITED | Linnmill 132/33kV |  | 35 | 0 | 35 |  | Built | Embedded | SPT | Wind Onshore | a030Y000006JUmu
An Suidhe Wind Farm - Argyll (SRO) | AN SUIDHE WIND FARM LIMITED | Eredine Forest |  | 19.3 | 0 | 19.3 |  | Built | Directly Connected | SHET | Wind Onshore | a030Y000006JUmG
Arbroath Battery Substation | ARBROATH LIMITED | Arbroath GSP |  | 0 | 35 | 35 | 2022-02-21 | Consents Approved | Embedded | SHET | Energy Storage System | a031v00000sxAhx
Ardkinglas | SCOTTISHPOWER RENEWABLES (UK) LIMITED | Ardkinglas GSP |  | 19.25 | 0 | 19.25 |  | Built | Embedded | SHET | Wind Onshore | a030Y000006JUns
Arecleoch | SCOTTISHPOWER RENEWABLES (UK) LIMITED | Arecleoch 132kV |  | 0 | 216 | 330 | 2032-06-15 | Scoping | Directly Connected | SPT | Wind Onshore | a030Y000006JUnn
Arecleoch | SCOTTISHPOWER RENEWABLES (UK) LIMITED | Arecleoch 132kV |  | 114 | 0 | 114 |  | Built | Directly Connected | SPT | Wind Onshore | a030Y000006JUnn
Arecleoch Windfarm Extension | SCOTTISHPOWER RENEWABLES (UK) LIMITED | Arecleoch 132kV |  | 0 | 72.8 | 72.8 | 2024-08-01 | Scoping | Directly Connected | SPT | Wind Onshore | a031v00000sxAq2
Armadale Wind Farm | WIND DEVELOPMENT HOLDINGS LIMITED | Armadale Windfarm 132/33kV Substation |  | 0 | 99 | 99 | 2026-06-01 | Awaiting Consents | Directly Connected | SHET | Wind Onshore | a031v00000sxAWw
Artfield Forest Windfarm | ARTFIELD FOREST WIND FARM LTD | Newton Stewart |  | 0 | 67.2 | 67.2 | 2026-05-01 | Scoping | Embedded | SPT | Wind Onshore | a031v00000sxAt5
Assel Valley Wind Farm | ASSEL VALLEY WIND ENERGY LIMITED | Maybole 132/33KV |  | 29.95 | 0 | 29.95 |  | Built | Embedded | SPT | Wind Onshore | a030Y000006JUo7
Auchrobert Wind Farm | AUCHROBERT WIND ENERGY LIMITED | Linmill 132/33kV |  | 36 | 0 | 36 |  | Built | Embedded | SPT | Wind Onshore | a030Y000006JUtd
Aurora Offshore Windfarm | SIMPLY BLUE ENERGY (AURORA) LIMITED | Alverdiscott 400kV Substation |  | 0 | 1000 | 1000 | 2031-10-31 | Scoping | Directly Connected | NGET | Wind Offshore | a031v00001D3Jzz
Awel Y Mor Extension | AWEL Y MOR OFFSHORE WIND FARM LIMITED | Bodelwyddan 400kV Substation |  | 0 | 1100 | 1100 | 2027-04-01 | Scoping | Directly Connected | NGET | Wind Offshore | a031v00000sxAVw
Axminster | CSE25 LIMITED | Axminster |  | 0 | 150 | 150 | 2028-10-31 | Scoping | Directly Connected | NGET | Energy Storage System | a031v00001BtTME
Axminster | PIVOTED POWER LLP | Axminster |  | 0 | 49.9 | 49.9 | 2027-10-31 | Scoping | Directly Connected | NGET | Energy Storage System | a031v00000sxApf
Axminster - New Connection | ENSO GREEN HOLDINGS B LIMITED | Axminster 400kV Substation | 1 | 0 | 49.9 | 49.9 | 2025-06-30 | Scoping | Directly Connected | NGET | Energy Storage System; PV Array (Photo Voltaic/solar) | a031v00000tLgOh
Axminster - New Connection | ENSO GREEN HOLDINGS B LIMITED | Axminster 400kV Substation | 2 | 0 | 49.9 | 99.8 | 2026-06-30 | Scoping | Directly Connected | NGET | Energy Storage System; PV Array (Photo Voltaic/solar) | a031v00000tLgOh
Axminster - New Connection | ENSO GREEN HOLDINGS B LIMITED | Axminster 400kV Substation | 3 | 0 | 20.2 | 120 | 2026-12-30 | Scoping | Directly Connected | NGET | Energy Storage System; PV Array (Photo Voltaic/solar) | a031v00000tLgOh
Axminster Tertiary | HB825AXM LTD | Axminster 400kV Substation |  | 0 | 120 | 120 | 2024-10-31 | Scoping | Directly Connected | NGET | Energy Storage System | a031v00000sxAo9
Ayrshire Grid Services Facility | FLEXIBLEGRIDPOWER LTD | Hunterston East 400kV substation |  | 0 | 0 | 0 | 2024-04-29 | Scoping | Directly Connected | SPT | Reactive Compensation | a031v00000sxAou
Bad a Cheo Wind Farm | RWE RENEWABLES UK SWINDON LIMITED | Mybster 3 33kV |  | 26.65 | 0 | 26.65 |  | Built | Directly Connected | SHET | Wind Onshore | a030Y000006JUtn
Baglan Bay | BAGLAN GENERATING LIMITED | Baglan Bay |  | 0 | 0 | 0 |  | Built | Directly Connected | NGET | CCGT (Combined Cycle Gas Turbine) | a030Y000006JUwk
Baillie Greener Grid Park | STATKRAFT UK LTD | Baillie 275KV |  | 0 | 48 | 48 | 2026-10-31 | Scoping | Directly Connected | SHET | Energy Storage System; Reactive Compensation | a031v00001C6uur
Baillie Wind Farm | BAILLIE WINDFARM LIMITED | Dounreay GSP |  | 52.5 | 0 | 52.5 |  | Built | Embedded | SHET | Wind Onshore | a030Y000006JUx4
Barrow Offshore Wind Farm | BARROW OFFSHORE WIND LIMITED | Barrow 132/33kV Offshore Substation |  | 90 | 0 | 90 |  | Built | Directly Connected | OFTO | Wind Offshore | a030Y000006JV2f
Barton Hill | VIRIDIS 178 LIMITED | Abham GSP |  | 20.88 | 0 | 20.88 |  | Built | Embedded | NGET | CHP (Combined Heat and Power) | a030Y000006JV6H
Beatrice Sync Comp | TINZ PROGRAMME 1 PROJECTCO 3 LIMITED | Beatrice 400kV Onshore substation |  | 0 | 1 | 1 | 2023-07-31 | Scoping | Directly Connected | OFTO | Reactive Compensation | a031v00001D0krK
Beatrice Wind Farm | BEATRICE OFFSHORE WINDFARM LIMITED | Beatrice 33/132kV Offshore Substations |  | 588 | 0 | 588 |  | Built | Directly Connected | SHET | Wind Offshore | a030Y000006JVYm
Beaw Field Wind Farm | PEEL NRE WIND FARMS (YELL) LIMITED | Yell |  | 0 | 72 | 72 | 2026-04-01 | Consents Approved | Directly Connected | SHET | Wind Onshore | a030Y000006JVrS
Beech Street/City Road | CITIGEN (LONDON) LIMITED | Beech Street/City Road |  | 30 | 0 | 30 |  | Built | Embedded | NGET | CHP (Combined Heat and Power) | a030Y000006JVvk
Beinn an Tuirc 2 | SCOTTISHPOWER RENEWABLES (UK) LIMITED | Carradale GSP |  | 43.7 | 0 | 43.7 |  | Built | Embedded | SHET | Wind Onshore | a030Y000006JW02
Beinn an Tuirc 3 | SCOTTISHPOWER RENEWABLES (UK) LIMITED | Carradale GSP |  | 50 | 0 | 50 |  | Built | Embedded | SHET | Wind Onshore | a030Y000006JW6Q
Beinneun Wind Farm | BEINNEUN WIND FARM LTD | Beinneun 132/33kV substation |  | 109 | 0 | 109 |  | Built | Directly Connected | SHET | Wind Onshore | a030Y000006JW6a
Beinn Tharsuinn | SCOTTISHPOWER RENEWABLES (UK) LIMITED | Alness GSP |  | 29 | 0 | 29 |  | Built | Embedded | SHET | Wind Onshore | a030Y000006JW6V
Beinn Tharsuinn Extension | SCOTTISHPOWER RENEWABLES (UK) LIMITED | Beinn Tharsuinn Extension 132/33kV |  | 0 | 84 | 84 | 2027-10-01 | Scoping | Directly Connected | SHET | Wind Onshore | a031v00000sxAoA
Belzona Offshore Wind Farm | UK MAINSTREAM RENEWABLE POWER LIMITED | Belzona Offshore 220/66kV |  | 0 | 2000 | 2000 | 2028-04-30 | Scoping | Directly Connected | SPT | Wind Offshore | a031v000011iePo
Benbrack Wind Farm | Benbrack Wind Farm Limited | Benbrack 33kV Substation |  | 0 | 72 | 72 | 2024-05-30 | Awaiting Consents | Directly Connected | SPT | Wind Onshore | a030Y000006JW6f
Berkswell (Tertiary) | ENSO GREEN HOLDINGS LIMITED | Berkswell 275kV Substation | 1 | 0 | 49.9 | 49.9 | 2025-10-31 | Scoping | Directly Connected | NGET | Hybrid | a031v00000sxAVf
Berkswell (Tertiary) | ENSO GREEN HOLDINGS LIMITED | Berkswell 275kV Substation | 2 | 0 | 7.1 | 57 | 2027-10-31 | Scoping | Directly Connected | NGET | Hybrid | a031v00000sxAVf
Berkswell Energy Storage | Penso Power Limited | Berkswell 275kV Substation |  | 0 | 200 | 200 | 2026-10-31 | Awaiting Consents | Directly Connected | NGET | Energy Storage System | a031v00001E9JHu
Berry Burn Wind Farm | BERRY BURN WIND FARM LIMITED | Berry Burn GSP |  | 67 | 0 | 67 |  | Built | Embedded | SHET | Wind Onshore | a030Y000006JWBd
Berwick Bank Offshore Wind Farm C | BERWICK BANK C LIMITED |  |  | 0 | 1800 | 1800 | 2031-10-31 | Scoping | Directly Connected | NGET | Wind Offshore | a031v00000sxAUZ
Bhlaraidh Extension Wind Farm | SSE GENERATION LIMITED | Bhlaraidh 132/33kV Substation |  | 0 | 100.8 | 100.8 | 2026-04-01 | Scoping | Directly Connected | SHET | Wind Onshore | a031v00000sxAQ4
Bhlaraidh Wind Farm | SSE GENERATION LIMITED | Bhlaraidh 132/33kV Substation |  | 108 | 0 | 108 |  | Built | Directly Connected | SHET | Wind Onshore | a030Y000006JWGz
Bicker Fen 1 Solar | AGR SOLAR 2 LIMITED | Bicker Fen GSP |  | 0 | 49.995 | 49.995 | 2023-10-31 | Awaiting Consents | Directly Connected | NGET | PV Array (Photo Voltaic/solar) | a031v00000sxAoB
Bicker Fen 2 Solar | AGR SOLAR 3 LIMITED | Bicker Fen GSP |  | 0 | 49.995 | 49.995 | 2024-07-01 | Awaiting Consents | Directly Connected | NGET | PV Array (Photo Voltaic/solar) | a031v00000sxAoC
Bilbo Farm | GEA BILBO LIMITED | Strichen GSP |  | 0 | 25 | 25 | 2021-05-01 | Scoping | Embedded | SHET | PV Array (Photo Voltaic/solar) | a031v00000sxAsw
Bird Grove/Rownall | ROWNALL FARM SOLAR LIMITED | Cellarhead 400kV |  | 0 | 57 | 57 | 2024-05-01 | Scoping | Directly Connected | NGET | PV Array (Photo Voltaic/solar) | a031v00000sxAoO
Blackcraig Wind Farm | BLACKCRAIG WIND FARM (SCOTLAND) LIMITED | Black Craig |  | 52.9 | 0 | 52.9 |  | Built | Directly Connected | SPT | Wind Onshore | a030Y000006JWLf
Blacklaw | SCOTTISHPOWER RENEWABLES (UK) LIMITED | Blacklaw Wind Farm |  | 0 | 222 | 340 | 2029-06-15 | Scoping | Directly Connected | SPT | Wind Onshore | a030Y000006JxPx
Blacklaw | SCOTTISHPOWER RENEWABLES (UK) LIMITED | Blacklaw Wind Farm |  | 118 | 0 | 118 |  | Built | Directly Connected | SPT | Wind Onshore | a030Y000006JxPx
Blacklaw Extension | SCOTTISHPOWER RENEWABLES (UK) LIMITED | Blacklaw Extension |  | 60 | 0 | 60 |  | Built | Directly Connected | SPT | Wind Onshore | a030Y000006JxQ7
Blaen y Glyn | BANC DU ENERGY PARK LIMITED | Chirk |  | 0 | 46 | 46 | 2027-02-04 | Scoping | Directly Connected | NGET | Wind Onshore | a031v000019kGa6
Blankney Solar | LUMINOUS ENERGY (LN) LIMITED |  | 1 | 0 | 400 | 400 | 2028-04-01 | Scoping | Directly Connected | NGET | PV Array (Photo Voltaic/solar) | a031v00001EvpeY
Blankney Solar | LUMINOUS ENERGY (LN) LIMITED |  | 2 | 0 | 400 | 800 | 2030-04-01 | Scoping | Directly Connected | NGET | PV Array (Photo Voltaic/solar) | a031v00001EvpeY
Blarghour Wind | BLARGHOUR WIND FARM LIMITED | Blarghour |  | 0 | 73.1 | 73.1 | 2026-04-30 | Consents Approved | Directly Connected | SHET | Wind Onshore | a031v00000sxAQ8
Blary Hill Wind Farm | BLARY HILL ENERGY LIMITED | Carradale GSP |  | 35 | 0 | 35 |  | Built | Embedded | SHET | Wind Onshore | a030Y000006JxQC
Bloxwich | BLOXWICH ENERGY STORAGE LIMITED | Bustleholm 132kV |  | 41 | 0 | 41 |  | Built | Embedded | NGET | Energy Storage System | a031v00000sxAsL
BLUE PLANET SOLAR | BLUE PLANET SOLAR LIMITED | Dungeness 400KV |  | 0 | 500 | 500 | 2029-10-31 | Scoping | Directly Connected | NGET | Energy Storage System; PV Array (Photo Voltaic/solar) | a031v00001C6yZE
Bodelwyddan BESS and PV | IGP SOLAR 21 LIMITED | Bodelwyddan 400kV Substation |  | 0 | 110 | 110 | 2029-10-31 | Scoping | Directly Connected | NGET | Energy Storage System; PV Array (Photo Voltaic/solar) | a031v00001BEeow
Bolney | PIVOTED POWER LLP | Bolney 400kV Substation |  | 0 | 49.9 | 49.9 | 2027-10-31 | Scoping | Directly Connected | NGET | Energy Storage System | a031v00000sxAoG
Bolney (tertiary) | ENSO GREEN HOLDINGS LIMITED | Bolney 400kV Substation | 1 | 0 | 49.9 | 49.9 | 2023-06-30 | Scoping | Directly Connected | NGET | Energy Storage System; PV Array (Photo Voltaic/solar) | a031v00000sxAQA
Bolney (tertiary) | ENSO GREEN HOLDINGS LIMITED | Bolney 400kV Substation | 2 | 0 | 7.1 | 57 | 2023-10-31 | Scoping | Directly Connected | NGET | Energy Storage System; PV Array (Photo Voltaic/solar) | a031v00000sxAQA
BOOM Power Llanbabo Generation | BOOM POWER LTD | Wylfa 400kV |  | 0 | 300 | 300 | 2024-06-30 | Awaiting Consents | Directly Connected | NGET | Energy Storage System; PV Array (Photo Voltaic/solar) | a031v000016HyTk
Boreas | NORFOLK BOREAS LIMITED | Norfolk Boreas Offshore Substation |  | 0 | 1320 | 1320 | 2026-08-01 | Awaiting Consents | Directly Connected | NGET | Wind Offshore | a031v00000sxARR
Botley West - Cote Solar Power Station | SOLARFIVE LTD | Botley West 400kV Substation |  | 0 | 840 | 840 | 2026-10-30 | Scoping | Directly Connected | NGET | PV Array (Photo Voltaic/solar) | a031v000019kFSO
BPUWL 10 | BPUWL 10 Limited | Melvich |  | 0 | 90 | 90 | 2027-10-31 | Scoping | Directly Connected | SHET | Energy Storage System; Wind Onshore | a031v00001BH7Js
BPUWL 12 | CNOC BUIDHE WIND ENERGY HUB LIMITED | Cnoc Buidhe 33/132kV |  | 0 | 150 | 150 | 2027-09-30 | Scoping | Directly Connected | SHET | Energy Storage System; Wind Onshore | a031v00001BFxxy
Braelangwell Wind Farm | WIND DEVELOPMENT HOLDINGS LIMITED | Shin 132/33kV GSP |  | 0 | 68 | 68 | 2025-11-30 | Awaiting Consents | Embedded | SHET | Wind Onshore | a031v00000sxAgq
Braes of Doune | BRAES OF DOUNE WIND FARM (SCOTLAND) LIMITED | Braco West 275/33kV GSP |  | 74 | 0 | 74 |  | Built | Embedded | SHET | Wind Onshore | a030Y000009r1ez
Braintree | PIVOTED POWER LLP | Braintree 400kV Substation |  | 0 | 49.9 | 49.9 | 2024-10-31 | Awaiting Consents | Directly Connected | NGET | Energy Storage System | a031v00000sxAnz
Braintree (Tertiary) | CSE22 LIMITED | Braintree GSP |  | 0 | 49.9 | 49.9 | 2025-07-30 | Scoping | Directly Connected | NGET | PV Array (Photo Voltaic/solar) | a031v00000sxAny
Bramford (Tertiary) | PIVOTED POWER LLP | Bramford 400kV Substation |  | 0 | 49.9 | 49.9 | 2023-11-01 | Awaiting Consents | Directly Connected | NGET | Energy Storage System | a031v00000sxAo0
Bramford Tertiary | BRAMFORD GREEN LIMITED | Bramford 400kV Substation | 1 | 0 | 49.9 | 49.9 | 2023-10-31 | Scoping | Directly Connected | NGET | Energy Storage System; PV Array (Photo Voltaic/solar) | a031v00000sxAPn
Bramford Tertiary | BRAMFORD GREEN LIMITED | Bramford 400kV Substation | 2 | 0 | 7.1 | 57 | 2024-10-31 | Scoping | Directly Connected | NGET | Energy Storage System; PV Array (Photo Voltaic/solar) | a031v00000sxAPn
Bramley (tertiary) | ENSO GREEN HOLDINGS LIMITED | Bramley 400kV Substation |  | 0 | 57 | 57 | 2023-10-31 | Scoping | Directly Connected | NGET | Energy Storage System; PV Array (Photo Voltaic/solar) | a031v00000sxAPo
Bramley Solar Farm | BRAMLEY BESS LIMITED | Bramley 400kV Substation |  | 0 | 49.995 | 49.995 | 2024-07-01 | Scoping | Directly Connected | NGET | PV Array (Photo Voltaic/solar) | a031v00000sxAqG
Bredbury | PIVOTED POWER LLP | Bredbury 275kV |  | 0 | 49.9 | 49.9 | 2022-10-31 | Scoping | Directly Connected | NGET | Energy Storage System | a031v00000sxAo1
Breezy Hill Wind Farm | BROCKWELL ENERGY LIMITED | New Cumnock 132kV |  | 0 | 80 | 80 | 2028-04-30 | Scoping | Directly Connected | SPT | Wind Onshore | a031v00000sxATg
Bridgwater (tertiary) | BRIDGWATER GREEN LIMITED | Bridgwater 400kV |  | 0 | 57 | 57 | 2024-10-31 | Scoping | Directly Connected | NGET | Energy Storage System; PV Array (Photo Voltaic/solar) | a031v00000sxAPp
Bridgwater 2 (tertiary) - New Conn | ENSO GREEN HOLDINGS LIMITED | Bridgwater 400kV |  | 0 | 54 | 54 | 2024-10-01 | Scoping | Directly Connected | NGET | Energy Storage System | a031v00000tHLt2
Brigg | CENTRICA BRIGG LIMITED | Keadby 400kV |  | 99 | 0 | 99 |  | Built | Embedded | NGET | CCGT (Combined Cycle Gas Turbine) | a030Y000006JxPo
Broken Cross Windfarm | BROKEN CROSS WIND FARM LIMITED | Broken Cross Windfarm |  | 0 | 48 | 48 | 2023-09-30 | Awaiting Consents | Directly Connected | SPT | Wind Onshore | a031v00000sxAPq
Brownieleys | BROWNIELEYS RENEWABLES LLP | Fiddes GSP |  | 7.5 | 0 | 7.5 |  | Built | Embedded | SHET | Wind Onshore | a030Y000009r1mE
Bryn Tilti | RHIWLAS ENERGY PARK LIMITED | Chirk |  | 0 | 106 | 106 | 2027-02-04 | Scoping | Embedded | NGET | Wind Onshore | a031v000019XJwj
Buchan 01 Offshore Wind Farm | BAYWA R.E. UK LIMITED | Buchan 01 Offshore Wind Farm |  | 0 | 932 | 932 | 2033-10-31 | Scoping | Directly Connected | SHET | Wind Offshore | a031v000016GsKH
Buchan 02 Offshore Wind Farm | BAYWA R.E. UK LIMITED | Buchan 02 Offshore Wind Farm |  | 0 | 1200 | 1200 | 2033-10-31 | Scoping | Directly Connected | SHET | Wind Offshore | a031v000017aBWj
Builth Wells | ABEREDW ENERGY PARK LIMITED | Pont Abraham |  | 0 | 133 | 133 | 2026-10-31 | Scoping | Embedded | NGET | Wind Onshore | a031v000019A5We
Burbo Bank Extension Offshore Wind Farm | BURBO EXTENSION LTD | BURBO BANK EXTENSION OFFSHORE |  | 258 | 0 | 258 |  | Built | Directly Connected | NGET | Wind Offshore | a031v00000sxAPr
Burbo Bank Offshore Wind Farm | ORSTED BURBO (UK) LIMITED | Birkenhead 275kV Substation |  | 90 | 0 | 90 |  | Built | Embedded | NGET | Energy Storage System; Wind Offshore | a031v00000sxAtH
Burghfield | SSE GENERATION LIMITED | Bramley 400kV Substation |  | 47 | 0 | 47 |  | Built | Embedded | NGET | Thermal | a031v00000sxAeK
Burn of Whilk Wind Farm | ENECO BURN OF WHILK LIMITED | Mybster 1 |  | 22.5 | 0 | 22.5 |  | Built | Embedded | SHET | Wind Onshore | a030Y000009r1vr
Burwell | ENERGY POWER RESOURCES LIMITED | Burwell GSP |  | 38 | 0 | 38 |  | Built | Embedded | NGET | Biomass | a030Y000009r1yu
Burwell (Tertiary) | PIVOTED POWER LLP |  |  | 0 | 49.9 | 49.9 | 2022-11-01 | Awaiting Consents | Directly Connected | NGET | Energy Storage System | a031v00000sxApk
Burwell II (Waterbeach) Solar | BURWELL 11 SOLAR LIMITED |  |  | 0 | 49.995 | 49.995 | 2023-05-12 | Awaiting Consents | Directly Connected | NGET | PV Array (Photo Voltaic/solar) | a031v00000sxAo4
Bushbury Green Energy Centre | INNOVA RENEWABLES LIMITED | Bushbury |  | 0 | 480 | 480 | 2028-10-30 | Scoping | Directly Connected | NGET | Energy Storage System; PV Array (Photo Voltaic/solar) | a031v00001GGXRE
Bustleholme | PIVOTED POWER LLP | Bustleholm |  | 0 | 49.9 | 49.9 | 2021-10-22 | Scoping | Directly Connected | NGET | Energy Storage System | a031v00000sxAo5
Cairnmore Hill Wind Farm | RENEWABLE ENERGY SYSTEMS LIMITED | Thurso South GSP |  | 0 | 36 | 36 | 2026-08-31 | Awaiting Consents | Embedded | SHET | Wind Onshore | a031v00000sxAtD
Caledonian Paper Mill (Meadowhead) | UPM-KYMMENE (UK) LIMITED | Meadowhead |  | 20 | 0 | 20 |  | Built | Embedded | SPT | CCGT (Combined Cycle Gas Turbine) | a031v00000sxAt8
Canterbury Tertiary | ENSO GREEN HOLDINGS LIMITED | Canterbury | 1 | 0 | 49.9 | 49.9 | 2025-10-31 | Scoping | Directly Connected | NGET | PV Array (Photo Voltaic/solar) | a031v00000sxAoI
Canterbury Tertiary | ENSO GREEN HOLDINGS LIMITED | Canterbury | 2 | 0 | 7.1 | 57 | 2026-09-30 | Scoping | Directly Connected | NGET | PV Array (Photo Voltaic/solar) | a031v00000sxAoI
Capenhurst (Tertiary) | ENSO GREEN HOLDINGS LIMITED | Capenhurst 275kV Substation | 1 | 0 | 49.9 | 49.9 | 2025-10-31 | Scoping | Directly Connected | NGET | Hybrid | a031v00000sxAVj
Capenhurst (Tertiary) | ENSO GREEN HOLDINGS LIMITED | Capenhurst 275kV Substation | 2 | 0 | 7.1 | 57 | 2027-10-31 | Scoping | Directly Connected | NGET | Hybrid | a031v00000sxAVj
Capenhurst 275KV Substation | ZENOBE CAPENHURST LIMITED | Capenhurst 275kV Substation |  | 0 | 100 | 100 | 2022-04-28 | Scoping | Directly Connected | NGET | Energy Storage System | a031v00000tLMNW
Capenhurst Tertiary Connection (formerly Capenhurst Gas) | HD888CAP LIMITED | Capenhurst 275kV Substation |  | 0 | 57 | 57 | 2023-10-31 | Consents Approved | Directly Connected | NGET | CCGT (Combined Cycle Gas Turbine) | a031v00000sxAoJ
Carnedd Wen Wind Farm | Npower Renewables Ltd | Mid-Wales West |  | 0 | 150 | 150 | 2026-04-01 | Scoping | Embedded | NGET | Wind Onshore | a030Y000009r2Au
Carraig Gheal Wind Farm | GREENPOWER (CARRAIG GHEAL) LIMITED | Carraig Gheal 132/33kV Substation |  | 46 | 0 | 46 |  | Built | Directly Connected | SHET | Wind Onshore | a030Y000009r2LJ
Carrick Wind Farm | SCOTTISHPOWER RENEWABLES (UK) LIMITED | Carrick Wind Farm |  | 0 | 84 | 84 | 2025-07-31 | Scoping | Directly Connected | SPT | Wind Onshore | a031v00000sxAoM
Carrington | PIVOTED POWER LLP | Carrington 275kV |  | 0 | 49.9 | 49.9 | 2022-10-31 | Awaiting Consents | Directly Connected | NGET | Energy Storage System | a031v00000sxAoN
Carrington Power Station | CARRINGTON POWER LIMITED | Carrington |  | 910 | 0 | 910 |  | Built | Directly Connected | NGET | CCGT (Combined Cycle Gas Turbine) | a030Y000009r2Vq
Cashlie (Part of Killin Cascade Hydro Scheme) | SSE GENERATION LIMITED | Cashlie |  | 11 | 0 | 11 |  | Built | Embedded | SHET | Hydro | a030Y000006fEV3
CDCL | UNIPER UK LIMITED | Cottam 400kV Substation |  | 445 | 0 | 445 |  | Built | Directly Connected | NGET | CCGT (Combined Cycle Gas Turbine) | a030Y000009r2rC
Ceannacroc (part of the Moriston Cascade) | SSE GENERATION LIMITED | Ceannacroc GSP |  | 20 | 0 | 20 |  | Built | Embedded | SHET | Hydro | a030Y000006fEV8
Cellarhead 400kV Energy Storage | C & S ENERGY LIMITED | Cellarhead 400KV |  | 0 | 300 | 300 | 2024-05-30 | Awaiting Consents | Directly Connected | NGET | Energy Storage System | a031v00001BGyJi
Cellarhead Green Energy Centre | INNOVA RENEWABLES LIMITED | Cellarhead 400KV |  | 0 | 400 | 400 | 2028-10-30 | Awaiting Consents | Directly Connected | NGET | Energy Storage System; PV Array (Photo Voltaic/solar) | a031v00001D0lBR
Cellarhead Home Farm | ECODEV GROUP LTD | Cellarhead 132kV |  | 0 | 280 | 280 | 2028-10-31 | Scoping | Embedded | NGET | Energy Storage System | a031v00001C7kwr
Celtic Offshore Wind Farm | RWE RENEWABLES UK LIMITED | Alverdiscott 400kV Substation |  | 0 | 400 | 400 | 2031-10-31 | Scoping | Directly Connected | NGET | Wind Offshore | a031v00001D2HkS
Celtic Sea Offshore Wind Farm | CELTIC SEA OFFSHORE WIND FARM LIMITED | Alverdiscott 400kV Substation |  | 0 | 400 | 400 | 2031-10-31 | Scoping | Directly Connected | NGET | Wind Offshore | a031v00001D2r0L
Chatterley | CONRAD (CHATTERLEY) LIMITED | Cellarhead 132kV |  | 20 | 0 | 20 |  | Built | Embedded | NGET | Gas Reciprocating | a031v00000sxAgr
Cheshire | RWE GENERATION UK PLC | Capenhurst 275kV Substation |  | 90 | 0 | 90 |  | Built | Embedded | NGET | OCGT (Open Cycle Gas Turbine) | a031v00000sxAt2
Chickerell | SSE GENERATION LIMITED | Chickerell 400kV |  | 47 | 0 | 47 |  | Built | Embedded | NGET | CHP (Combined Heat and Power) | a031v00000sxAsW
Chickerell Solar PV & BESS | STATERA ENERGY LIMITED | Chickerell 400kV |  | 0 | 400 | 400 | 2027-10-01 | Awaiting Consents | Directly Connected | NGET | Energy Storage System; PV Array (Photo Voltaic/solar) | a031v000019mzoK
Chirmorie Wind Farm | CHIRMORIE WIND FARM LIMITED | Chirmorie 132/ 33KV |  | 0 | 80 | 80 | 2024-05-01 | Consents Approved | Directly Connected | SPT | Wind Onshore | a030Y000009r4RP
Chleansaid Wind Farm | ESB ASSET DEVELOPMENT UK LIMITED | Chleansaid Wind Farm 132kV |  | 0 | 96 | 96 | 2027-07-31 | Scoping | Directly Connected | SHET | Wind Onshore | a031v00001AEXYq
Cilfynydd Green Energy Centre | CILFYNYDD GREEN ENERGY LIMITED | Cilfynydd |  | 0 | 400 | 400 | 2028-10-30 | Awaiting Consents | Directly Connected | NGET | Energy Storage System; PV Array (Photo Voltaic/solar) | a031v00001BFW1b
Cirrus Offshore Wind Farm | FRED. OLSEN SEAWIND LIMITED | Cirrus Offshore Windfarm |  | 0 | 1000 | 1000 | 2033-10-31 | Scoping | Directly Connected | SHET | Wind Offshore | a031v00001BILVX
Clash Gour | EDF ENERGY RENEWABLES LIMITED | Clash Gour Wind Farm 132kV |  | 0 | 210 | 210 | 2025-10-30 | Awaiting Consents | Directly Connected | SHET | Wind Onshore | a031v00000sxAoS
Clashindarroch | CLASHINDARROCH WIND FARM LIMITED | Clashindarroch |  | 37 | 0 | 37 |  | Built | Embedded | SHET | Wind Onshore | a030Y000006JxR5
Clashindarroch 2 | VATTENFALL WIND POWER LTD | Cairnford GSP |  | 0 | 77 | 77 | 2025-04-30 | Scoping | Embedded | SHET | Wind Onshore | a030Y000006JxRA
Clashindarroch Extension | CHRISTOPHER MORAN ENERGY LIMITED | Clashindarroch Windfarm Extension 132kV |  | 0 | 37.5 | 37.5 | 2023-10-31 | Scoping | Directly Connected | SHET | Wind Onshore | a031v00000sxAQx
Clauchrie Windfarm | SCOTTISHPOWER RENEWABLES (UK) LIMITED | Clauchrie 132kV |  | 0 | 84 | 84 | 2025-10-31 | Scoping | Directly Connected | SPT | Wind Onshore | a031v00000sxAoU
Clayhill Farm | ARL O09 LIMITED | Greenfield Road |  | 40 | 0 | 40 |  | Built | Embedded | NGET | Energy Storage System | a031v00000sxAsf
Cleve Hill Solar Park | CLEVE HILL SOLAR PARK LIMITED | Cleve Hill 400kV |  | 0 | 350 | 350 | 2023-07-31 | Consents Approved | Directly Connected | NGET | Energy Storage System; PV Array (Photo Voltaic/solar) | a031v00000sxApc
Cloiche Wind Farm | SSE GENERATION LIMITED | Cloiche 132kV |  | 0 | 200 | 200 | 2026-07-31 | Scoping | Directly Connected | SHET | Wind Onshore | a031v00000sxAR0
Cloich Forest Wind Farm | EDF ENERGY RENEWABLES LIMITED | Cloiche 132kV |  | 0 | 67.2 | 67.2 | 2028-07-30 | Scoping | Directly Connected | SPT | Wind Onshore | a031v00000wHDeA
Clunie (part of the Clunie Cascade) | SSE GENERATION LIMITED | Clunie |  | 61.2 | 0 | 61.2 |  | Built | Directly Connected | SHET | Hydro | a030Y000006fEVD
Clyde North | CLYDE WINDFARM (SCOTLAND) LIMITED | Clyde North 275/33kV |  | 374.5 | 0 | 374.5 |  | Built | Directly Connected | SPT | Wind Onshore | a030Y000009r4Wt
Clyde South | CLYDE WINDFARM (SCOTLAND) LIMITED | Clyde South 275/33kV |  | 128.8 | 0 | 128.8 |  | Built | Directly Connected | SPT | Wind Onshore | a030Y000009r4XD
Coalburn 400kV substation | WEAVER POWER LIMITED | Coalburn 400kV |  | 0 | 0 | 0 | 2025-04-30 | Scoping | Directly Connected | SPT | Reactive Compensation | a031v000013Egiq
Codling Park Wind Farm | CODLING WIND PARK III LIMITED | Pentir |  | 0 | 1000 | 1000 | 2028-10-01 | Scoping | Directly Connected | NGET | Wind Offshore | a030Y000009r4rA
Coire Glas Pumped Storage | COIRE GLAS HYDRO PUMPED STORAGE LIMITED | Coire Glas | 1 | 0 | 612 | 612 | 2027-12-01 | Consents Approved | Directly Connected | SHET | Pump Storage | a030Y000006fEVN
Coire Glas Pumped Storage | COIRE GLAS HYDRO PUMPED STORAGE LIMITED | Coire Glas | 2 | 0 | 684 | 1296 | 2029-10-31 | Scoping | Directly Connected | SHET | Pump Storage | a030Y000006fEVN
Coire Na Cloiche | COIRE NA CLOICHE WINDFARM LLP | Alness GSP |  | 30 | 0 | 30 |  | Built | Embedded | SHET | Wind Onshore | a030Y000009r4uO
Connahs Quay | UNIPER UK LIMITED | Connah's Quay 400kV |  | 1380 | 0 | 1380 |  | Built | Directly Connected | NGET | CCGT (Combined Cycle Gas Turbine) | a030Y000006K3BG
CONTEGO Battery Storage Project | Harmony CS Ltd |  |  | 35.8 | 0 | 35.8 |  | Built | Embedded | NGET | Energy Storage System | a031v000019ksl6
Coopers Lane Kirkby | HD001KIR LTD | Kirkby 275kV |  | 0 | 49.5 | 49.5 | 2023-10-01 | Consents Approved | Directly Connected | NGET | CCGT (Combined Cycle Gas Turbine) | a031v00000sxAoz
Corby | CORBY POWER LIMITED | Corby 132kV |  | 401 | 0 | 401 |  | Built | Embedded | NGET | CCGT (Combined Cycle Gas Turbine) | a030Y000009r4wu
Corriegarth | CORRIEGARTH WIND ENERGY LIMITED | Corriegarth 132/33kV substation |  | 69 | 0 | 69 |  | Built | Directly Connected | SHET | Wind Onshore | a030Y000009r4z5
Corriegarth 2 Wind Farm | CORRIEGARTH 2 WIND FARM LIMITED | Corriegarth 132/33kV substation |  | 0 | 70 | 70 | 2025-07-01 | Scoping | Directly Connected | SHET | Wind Onshore | a031v00000sxAR3
Corriemoillie Wind Farm | CORRIEMOILLIE WINDFARM LIMITED | Corriemoillie 132/33kV Substation |  | 47.5 | 0 | 47.5 |  | Built | Directly Connected | SHET | Wind Onshore | a030Y000009r65g
Coryton | CORYTON ENERGY COMPANY LTD. | Coryton South 400kV |  | 800 | 0 | 800 |  | Built | Directly Connected | NGET | CCGT (Combined Cycle Gas Turbine) | a030Y000009r6FE
Costa Head Wind Farm | COSTA HEAD WIND FARM LIMITED | Costa Head 132/33kV Substation |  | 0 | 20.4 | 20.4 | 2027-03-31 | Consents Approved | Directly Connected | SHET | Wind Onshore | a030Y000009r6GH
Cottam | EDF ENERGY (THERMAL GENERATION) LIMITED | Cottam 400kV Substation |  | 0 | 0 | 0 |  | Built | Directly Connected | NGET | Coal | a030Y000009r6Gl
Cottam | GATE BURTON ENERGY PARK LIMITED | Cottam 400kV Substation | 1 | 0 | 250 | 250 | 2029-10-31 | Scoping | Directly Connected | NGET | PV Array (Photo Voltaic/solar) | a031v000015AAAJ
Cottam | GATE BURTON ENERGY PARK LIMITED | Cottam 400kV Substation | 2 | 0 | 250 | 500 | 2030-07-30 | Scoping | Directly Connected | NGET | PV Array (Photo Voltaic/solar) | a031v000015AAAJ
Cottam Solar PV + BESS | COTTAM SOLAR PROJECT LIMITED | Cottam 400kV |  | 0 | 600 | 600 | 2029-09-01 | Scoping | Directly Connected | NGET | Energy Storage System; PV Array (Photo Voltaic/solar) | a031v00000xeE7h
Coupar Angus Battery | COUPAR LIMITED | Coupar Angus GSP |  | 0 | 40 | 40 | 2022-02-21 | Consents Approved | Embedded | SHET | Energy Storage System | a031v00000sxAfR
Cour Wind Farm | COUR WIND FARM (SCOTLAND ) LIMITED | Crossaig 132kV |  | 20.5 | 0 | 20.5 |  | Built | Directly Connected | SHET | Wind Onshore | a030Y000009r6HP
Coventry | PIVOTED POWER LLP | Coventry 132/275kV |  | 0 | 49.9 | 49.9 | 2021-10-31 | Awaiting Consents | Directly Connected | NGET | Energy Storage System | a031v00000sxAoW
Cowes | RWE GENERATION UK PLC | Fawley 400kV |  | 140 | 0 | 140 |  | Built | Embedded | NGET | OCGT (Open Cycle Gas Turbine) | a030Y000009r6NO
Cowley | PIVOTED POWER LLP | Cowley 400kV Substation |  | 49.9 | 0 | 49.9 |  | Built | Directly Connected | NGET | Energy Storage System | a031v00000sxAoX
Cowley (Tertiary) | COWLEY BALDON GREEN LIMITED | Cowley 400kV Substation | 1 | 0 | 49.9 | 49.9 | 2022-10-31 | Scoping | Directly Connected | NGET | Energy Storage System; PV Array (Photo Voltaic/solar) | a031v00000sxAR7
Cowley (Tertiary) | COWLEY BALDON GREEN LIMITED | Cowley 400kV Substation | 2 | 0 | 7.1 | 57 | 2023-10-31 | Scoping | Directly Connected | NGET | Energy Storage System; PV Array (Photo Voltaic/solar) | a031v00000sxAR7
Coylton 275kV Greener Grid Park | STATKRAFT UK LTD | Coylton |  | 0 | 49.9 | 49.9 | 2025-04-30 | Scoping | Directly Connected | SPT | Energy Storage System; Reactive Compensation | a031v000017d9Si
CPG Power | ESB ASSET DEVELOPMENT UK LIMITED | Carrington 400kV |  | 0 | 49.9 | 49.9 | 2026-06-30 | Scoping | Directly Connected | NGET | Gas Reciprocating | a031v00000sxAW8
Craig II Wind Farm | CRAIG WIND FARM LIMITED | Chapelcross 132/33kV Substation |  | 4.7 | 0 | 4.7 |  | Built | Embedded | SPT | Wind Onshore | a030Y000009r6fg
Craig Watch Wind Farm | Craig Watch Wind Farm Limited | Craig Watch Substation |  | 0 | 72.6 | 72.6 | 2027-06-30 | Scoping | Directly Connected | SHET | Wind Onshore | a031v00001GF4BT
Creag Riabhach Wind Farm | CREAG RIABHACH WIND FARM LTD | Creag Riabhach 132/33kV Substation |  | 0 | 92.4 | 92.4 | 2022-10-25 | Consents Approved | Directly Connected | SHET | Wind Onshore | a030Y000009r6gR
Crossdykes | CROSSDYKES WF LIMITED | Crossdykes 33kV Substation |  | 46 | 0 | 46 |  | Built | Directly Connected | SPT | Wind Onshore | a030Y000009rkTF
Cruachan | DRAX PUMPED STORAGE LIMITED | Dalmally |  | 440 | 0 | 440 |  | Built | Directly Connected | SPT | Pump Storage | a030Y000009rkTj
Cruachan Expansion | Drax Cruachan Expansion Limited | Cruachan 275kV Substation |  | 0 | 600 | 600 | 2030-09-30 | Scoping | Directly Connected | SPT | Pump Storage | a031v00001GFywx
Cryogenic Battery System (Synchronous) | CRYOBATTERY ONE LIMITED | Carrington 400KV Substation |  | 0 | 49.9 | 49.9 | 2023-08-26 | Awaiting Consents | Directly Connected | NGET | Energy Storage System | a031v00000sxAX4
Crystal Rig III Wind Farm | CRYSTAL RIG III LIMITED | Crystal Rig 400/132kV Substation |  | 13.8 | 0 | 13.8 |  | Built | Directly Connected | SPT | Wind Onshore | a031v00000sxApv
Crystal Rig II Wind Farm | CRYSTAL RIG II LIMITED | Crystal Rig 400/132kV Substation |  | 138 | 0 | 138 |  | Built | Directly Connected | SPT | Wind Onshore | a031v00000sxARB
Crystal Rig IV Wind Farm | CRYSTAL RIG IV LIMITED | Crystal Rig 400/132kV Substation |  | 0 | 48.2 | 48.2 | 2022-04-01 | Under Construction/Commissioning | Directly Connected | SPT | Wind Onshore | a031v00000sxAW7
Culligran (part of the Beauly Cascade) | SSE GENERATION LIMITED | Culligran |  | 19.1 | 0 | 19.1 |  | Built | Directly Connected | SHET | Hydro | a030Y000006fEVX
Cumberhead | CUMBERHEAD WIND ENERGY LIMITED | Cumberhead West |  | 0 | 50 | 50 | 2022-08-31 | Awaiting Consents | Directly Connected | SPT | Wind Onshore | a030Y000009rkoJ
Cumberhead West Wind Farm | CUMBERHEAD WEST WIND FARM LTD. | Cumberhead West |  | 0 | 114 | 114 | 2024-11-01 | Awaiting Consents | Directly Connected | SPT | Wind Onshore | a031v00000sxARD
Cwm Dyli | RWE GENERATION UK PLC | Trawfynydd |  | 10 | 0 | 10 |  | Built | Embedded | NGET | Hydro | a030Y000009rkon
Cwm Rheidol | STATKRAFT ENERGY LTD. |  |  | 50 | 0 | 50 |  | Built | Embedded | NGET | Hydro | a030Y000009rkte
Cygnus Offshore Windfarm | FALCK RENEWABLES WIND LIMITED | Cygnus 220/66kV Offshore Substation |  | 0 | 1000 | 1000 | 2033-10-31 | Scoping | Directly Connected | SHET | Wind Offshore | a031v000016H9N0
Daer Wind Farm | RWE RENEWABLES UK ONSHORE WIND LIMITED | Daer Wind Farm |  | 0 | 96 | 96 | 2027-07-14 | Scoping | Directly Connected | SPT | Wind Onshore | a031v00000sxAYE
Daines Green Energy Centre | INNOVA RENEWABLES LIMITED |  |  | 0 | 480 | 480 | 2028-10-30 | Scoping | Directly Connected | NGET | Energy Storage System; PV Array (Photo Voltaic/solar) | a031v00001GG6SJ
Dalmarnock Road BESS | DALMARNOCK BESS LTD | Dalmarnock |  | 0 | 40 | 40 | 2023-10-30 | Scoping | Directly Connected | SPT | Energy Storage System | a031v00001BFPAD
Dalquhandy Wind Farm | DALQUHANDY WIND FARM LIMITED |  |  | 0 | 42 | 42 | 2022-07-29 | Consents Approved | Directly Connected | SPT | Wind Onshore | a030Y000009rkvC
Dalswinton | DALSWINTON WINDFARM (SCOTLAND) LIMITED | Dumfries GSP |  | 30 | 0 | 30 |  | Built | Embedded | SPT | Wind Onshore | a030Y000009rky5
Damhead Creek | VPI POWER LIMITED | Kingsnorth |  | 812 | 0 | 812 |  | Built | Directly Connected | NGET | CCGT (Combined Cycle Gas Turbine) | a030Y000009rkzF
Damhead Creek 2 | VPI POWER LIMITED | Kingsnorth 400kV |  | 0 | 1800 | 1800 | 2024-08-31 | Consents Approved | Directly Connected | NGET | CCGT (Combined Cycle Gas Turbine) | a031v00000sxApW
Deanie (part of the Beauly Cascade) | SSE GENERATION LIMITED | Deanie |  | 38 | 0 | 38 |  | Built | Directly Connected | SHET | Hydro | a030Y000006fEVh
Deeside Power Station | DEESIDE POWER (UK) LIMITED | Deeside 400kV Substation |  | 1 | 0 | 1 |  | Built | Directly Connected | NGET | Reactive Compensation | a031v00000sxApO
Dell Wind Farm | DELL WIND FARM LIMITED | Dell 132kv |  | 0 | 49.8 | 49.8 | 2026-04-30 | Awaiting Consents | Directly Connected | SHET | Wind Onshore | a031v00000sxAoa
Dersalloch Wind Farm | SCOTTISHPOWER RENEWABLES (UK) LIMITED | Dersalloch |  | 69 | 0 | 69 |  | Built | Directly Connected | SPT | Wind Onshore | a030Y000006fETR
Derwent | UK UTILITY RESERVE LIMITED | Willington 132kV |  | 0 | 162 | 162 | 2024-04-01 | Built | Embedded | NGET | CHP (Combined Heat and Power) | a030Y000009rl77
Derwent Solar PV Array | ANESCO LIMITED | Thornton 400kV Substation |  | 0 | 160 | 160 | 2032-05-31 | Scoping | Directly Connected | NGET | PV Array (Photo Voltaic/solar) | a031v00001AD0Cc
Didcot A GTs | RWE GENERATION UK PLC | Didcot 400kV |  | 100 | 0 | 100 |  | Built | Embedded | NGET | OCGT (Open Cycle Gas Turbine) | a030Y000009rl78
Didcot B | RWE GENERATION UK PLC | Didcot 400kV |  | 1475 | 0 | 1475 |  | Built | Directly Connected | NGET | CCGT (Combined Cycle Gas Turbine) | a030Y000009rlA1
Dinorwig | FIRST HYDRO COMPANY | Dinorwig 400kV |  | 1644 | 0 | 1644 |  | Built | Directly Connected | NGET | Pump Storage | a030Y000006K391
Dogger Bank Project 4 | DOGGERBANK OFFSHORE WIND FARM PROJECT 2 HOLDCO LIMITED | Dogger Bank 220kV Offshores |  | 0 | 1200 | 1200 | 2024-04-01 | Under Construction/Commissioning | Directly Connected | NGET | Wind Offshore | a031v00000sxARG
Dogger Bank Project A | DOGGERBANK OFFSHORE WIND FARM PROJECT 1 HOLDCO LIMITED | Dogger Bank 220kV Offshores |  | 0 | 1200 | 1200 | 2023-04-01 | Under Construction/Commissioning | Directly Connected | NGET | Wind Offshore | a031v00000sxARF
Dogger Bank Project C | DOGGERBANK OFFSHORE WIND FARM PROJECT 3 HOLDCO LIMITED | Lackenby |  | 0 | 1200 | 1200 | 2025-04-01 | Consents Approved | Directly Connected | NGET | Wind Offshore | a031v00000sxARH
Dog Trap Lane | HD381GRE Limited | Minety 400kV Substation |  | 0 | 47.5 | 47.5 | 2025-03-31 | Awaiting Consents | Directly Connected | NGET | Energy Storage System | a031v00001ABgDZ
Dolgarrog | RWE GENERATION UK PLC | Pentir |  | 39 | 0 | 39 |  | Built | Embedded | NGET | Hydro | a030Y000009rlAa
Dolyfardyn | Llyn Lort Energy Park Limited | Chirk |  | 0 | 165 | 165 | 2027-02-04 | Scoping | Embedded | NGET | Wind Onshore | a031v000019XJw5
Dorenell Windfarm | DORENELL WINDFARM LIMITED | Dorenell 132/33kV |  | 177 | 0 | 177 |  | Built | Directly Connected | SHET | Wind Onshore | a031v00000sxAW5
Douglas West | DOUGLAS WEST WIND FARM LTD | Coalburn 132/33kV |  | 45 | 0 | 45 |  | Built | Directly Connected | SPT | Wind Onshore | a030Y000009rlip
Douglas West Extension | DOUGLAS WEST EXTENSION LTD | Douglas West Extension Windfarm |  | 0 | 60 | 60 | 2024-07-31 | Consents Approved | Directly Connected | SPT | Wind Onshore | a031v00000sxARM
Dowlais | VIRIDIS 178 LIMITED | Upperboat 132kV |  | 21 | 0 | 21 |  | Built | Embedded | NGET | Thermal | a031v00000sxAi0
Drakelow | ENSO GREEN HOLDINGS LIMITED | Drakelow 400kV |  | 0 | 57 | 57 | 2024-10-31 | Scoping | Directly Connected | NGET | Energy Storage System; PV Array (Photo Voltaic/solar) | a031v00000sxARN
Drakelow Green Energy Centre | DRAKELOW GREEN ENERGY LIMITED | Drakelow 400kV |  | 0 | 400 | 400 | 2026-10-30 | Awaiting Consents | Directly Connected | NGET | Energy Storage System; PV Array (Photo Voltaic/solar) | a031v00001BHgPA
Drax | ENSO GREEN HOLDINGS D LIMITED | Drax 400kV Substation | 1 | 0 | 49.9 | 49.9 | 2025-06-30 | Scoping | Directly Connected | NGET | Energy Storage System | a031v00000tLgNm
Drax | ENSO GREEN HOLDINGS D LIMITED | Drax 400kV Substation | 2 | 0 | 49.9 | 99.8 | 2026-06-30 | Scoping | Directly Connected | NGET | Energy Storage System | a031v00000tLgNm
Drax | ENSO GREEN HOLDINGS D LIMITED | Drax 400kV Substation | 3 | 0 | 20.2 | 120 | 2026-12-30 | Scoping | Directly Connected | NGET | Energy Storage System | a031v00000tLgNm
Drax (Biomass) | DRAX POWER LIMITED | Drax 400kV Substation |  | 1905 | 0 | 1905 |  | Built | Directly Connected | NGET | Biomass | a030Y000009rlsH
Drax (Coal) | DRAX POWER LIMITED | Drax 400kV Substation |  | 2001 | 0 | 2001 |  | Built | Directly Connected | NGET | Coal | a030Y000009rltK
Drax Solar | BOOM DEVELOPMENTS LTD | Drax 400kV Substation |  | 0 | 400 | 400 | 2029-09-29 | Scoping | Embedded | NGET | PV Array (Photo Voltaic/solar) | a031v00001D1Xjc
Druim Leathann BEGA | DRUIM LEATHANN WINDFARM LIMITED | Stornoway GSP |  | 0 | 49.7 | 49.7 | 2027-03-31 | Scoping | Embedded | SHET | Wind Onshore | a031v00000sxAhh
Dudgeon Offshore Wind Farm | DUDGEON OFFSHORE WIND LIMITED | Necton 400kV |  | 400 | 0 | 400 |  | Built | Directly Connected | NGET | Wind Offshore | a030Y000009rm0m
Dungeness B | EDF ENERGY NUCLEAR GENERATION LIMITED | Dungeness 275kV |  | 1120 | 0 | 1120 |  | Built | Directly Connected | NGET | Nuclear | a030Y000009rm1p
Dunlaw Extension | SCOTTISHPOWER RENEWABLES (UK) LIMITED | Dunlaw Extension |  | 29.75 | 0 | 29.75 |  | Built | Directly Connected | SPT | Wind Onshore | a030Y000006fETb
Dunmaglass Wind Farm | DUNMAGLASS WIND FARM LIMITED | Dunmaglass 132kV Substation |  | 94 | 0 | 94 |  | Built | Directly Connected | SHET | Wind Onshore | a030Y000006fEVr
Earraghail Renewable Energy Development (formerly Skipness & Corranbuie) | SCOTTISHPOWER RENEWABLES (UK) LIMITED | Skipness & Corranbuie Windfarm |  | 0 | 105 | 105 | 2026-10-31 | Scoping | Directly Connected | SHET | Wind Onshore | a031v00000sxApg
East Anglia One | EAST ANGLIA ONE LIMITED | Platform EA One 220/66kV Offshore |  | 680 | 0 | 680 |  | Built | Directly Connected | NGET | Wind Offshore | a030Y00000AQo0s
East Anglia One North | EAST ANGLIA ONE LIMITED | EA1N 275/66kV Offshore Platform |  | 0 | 860 | 860 | 2026-03-31 | Awaiting Consents | Directly Connected | OFTO | Wind Offshore | a030Y00000AQpoL
East Anglia Three | EAST ANGLIA THREE LIMITED | East Anglia Project Three Offshore Platform | 1 | 0 | 1200 | 1200 | 2026-01-31 | Consents Approved | Directly Connected | NGET | Wind Offshore | a030Y00000AQpof
East Anglia Three | EAST ANGLIA THREE LIMITED | East Anglia Project Three Offshore Platform | 2 | 0 | 100 | 1300 | 2028-12-31 | Consents Approved | Directly Connected | NGET | Wind Offshore | a030Y00000AQpof
East Anglia Two | EAST ANGLIA TWO LIMITED | EA2A and EA2B 275/66kV Offshore Platform |  | 0 | 860 | 860 | 2025-12-31 | Awaiting Consents | Directly Connected | NGET | Wind Offshore | a030Y000009rm2J
East Claydon | CUSTODIAN ENERGY LIMITED | East Claydon 400V Substation |  | 0 | 500 | 500 | 2025-11-30 | Awaiting Consents | Directly Connected | NGET | Energy Storage System; PV Array (Photo Voltaic/solar) | a031v00000sxAoT
Eaton Socon Solar | RNA-ENERGY LTD | Eaton Socon 400kV |  | 0 | 500 | 500 | 2028-10-31 | Scoping | Directly Connected | NGET | Energy Storage System; PV Array (Photo Voltaic/solar) | a031v000015VKEM
Eccles BESS | WEAVER POWER LIMITED | Eccles 400kV |  | 0 | 0 | 0 | 2026-04-12 | Scoping | Directly Connected | SPT | Reactive Compensation | a031v000013qy5v
Edinbane Windfarm | VATTENFALL WIND POWER LTD | Edinbane |  | 41.4 | 0 | 41.4 |  | Built | Directly Connected | SHET | Energy Storage System; Wind Onshore | a030Y000009rm69
Eggborough | EGGBOROUGH POWER LIMITED | Eggborough 400kV |  | 0 | 2450 | 2450 | 2025-10-01 | Awaiting Consents | Directly Connected | NGET | CCGT (Combined Cycle Gas Turbine); Energy Storage System; OCGT (Open Cycle Gas Turbine) | a030Y000009rm7N
Eggborough (Coal) | EGGBOROUGH POWER LIMITED | Eggborough 400kV |  | 0 | 0 | 0 |  | Built | Directly Connected | NGET | Coal | a031v00000sxAW3
Elchies Wind Farm | ELCHIES WIND LIMITED | Elchies 132/33kV Substation |  | 0 | 99 | 99 | 2027-06-30 | Scoping | Directly Connected | SHET | Wind Onshore | a030Y000009s7wu
Elizabeth Yellow One | BP ALTERNATIVE ENERGY INVESTMENTS LIMITED | Wylfa 400kV |  | 0 | 1500 | 1500 | 2033-04-01 | Scoping | Directly Connected | NGET | Wind Offshore | a031v000019mbjH
Elstree (tertiary) | ELSTREE GREEN LIMITED | Elstree 275kV | 1 | 0 | 49.9 | 49.9 | 2025-10-31 | Scoping | Directly Connected | NGET | Energy Storage System; PV Array (Photo Voltaic/solar) | a031v00000sxARS
Elstree (tertiary) | ELSTREE GREEN LIMITED | Elstree 275kV | 2 | 0 | 7.1 | 57 | 2027-10-31 | Scoping | Directly Connected | NGET | Energy Storage System; PV Array (Photo Voltaic/solar) | a031v00000sxARS
Elstree 2 (Tertiary) | CSE20 LIMITED | Elstree 400kV |  | 0 | 49.5 | 49.5 | 2024-07-01 | Scoping | Directly Connected | NGET | CCGT (Combined Cycle Gas Turbine) | a031v00000sxApb
Elvanfoot (9.8 MW) Energy Storage | ELVANFOOT ENERGY STORAGE LIMITED | Elvanfoot 33kV Substation |  | 0 | 9.8 | 9.8 | 2024-12-06 | Scoping | Directly Connected | SPT | Energy Storage System | a031v00001C80mj
Enderby | HB197END Limited | Enderby |  | 0 | 57 | 57 | 2023-08-31 | Scoping | Directly Connected | NGET | Energy Storage System | a031v00000sxAQz
Enderby Tertiary | CLUMP FARM SOLAR LIMITED | Enderby 400kV |  | 0 | 57 | 57 | 2024-05-01 | Scoping | Directly Connected | NGET | Thermal | a031v00000sxAQy
Energy Isles | ENERGY ISLES SHETLAND LIMITED | Energy Isles 132kV |  | 0 | 120.3 | 120.3 | 2027-04-01 | Awaiting Consents | Directly Connected | SHET | Wind Onshore | a031v00000sxASF
Enfield | UNIPER UK LIMITED | Brimsdown 132kV |  | 442 | 0 | 442 |  | Built | Directly Connected | NGET | CCGT (Combined Cycle Gas Turbine) | a030Y000009s7pP
Enoch Hill | RWE RENEWABLES UK ONSHORE WIND LIMITED | Enoch Hill 132/33kV |  | 0 | 69 | 69 | 2023-05-30 | Scoping | Directly Connected | SPT | Wind Onshore | a030Y000009s7x4
EOLFI Offshore | EOLFI SAS | Eolfi Offshore Substation |  | 0 | 3000 | 3000 | 2033-10-31 | Scoping | Directly Connected | SHET | Wind Offshore | a031v000016Hxm0
Eppynt Common | GARREG FAWR ENERGY PARK LIMITED | Pont Abraham |  | 0 | 189.5 | 189.5 | 2026-10-31 | Scoping | Embedded | NGET | Wind Onshore | a031v00001GFPLv
Equinor | EQUINOR NEW ENERGY LIMITED | Scira-Dudgeon Extension 220/66kV Offshore Substation |  | 0 | 719 | 719 | 2025-09-01 | Scoping | Directly Connected | NGET | Wind Offshore | a031v00000sxAUc
Equinor 3 | EQUINOR NEW ENERGY LIMITED | New Deer 2 400kV Substation |  | 0 | 1200 | 1200 | 2033-10-31 | Scoping | Directly Connected | SHET | Wind Offshore | a031v000019Wvvu
Equinor 4 | EQUINOR NEW ENERGY LIMITED | New Deer 2 400kV Substation |  | 0 | 1000 | 1000 | 2033-10-31 | Scoping | Directly Connected | SHET | Wind Offshore | a031v000019WwBb
Equinor 5 | EQUINOR NEW ENERGY LIMITED | New Deer 2 400kV Substation |  | 0 | 1000 | 1000 | 2033-10-31 | Scoping | Directly Connected | SHET | Wind Offshore | a031v000019WwGK
Erebus | BLUE GEM WIND LIMITED | Pembroke 132kV |  | 0 | 91 | 91 | 2026-11-02 | Scoping | Directly Connected | NGET | Wind Offshore | a031v00000sxATk
Errochty | SSE GENERATION LIMITED | Errochty 132kV Substation |  | 75 | 0 | 75 |  | Built | Directly Connected | SHET | Hydro | a031v000016Hyxg
Essendine | MALLARD PASS SOLAR FARM LIMITED | Ryhall |  | 0 | 240 | 240 | 2028-01-01 | Scoping | Directly Connected | NGET | PV Array (Photo Voltaic/solar) | a031v00001ACZ64
Euchanhead Wind Farm | SCOTTISHPOWER RENEWABLES (UK) LIMITED | Euchanhead 132kV |  | 0 | 112 | 112 | 2026-10-30 | Scoping | Directly Connected | SPT | Wind Onshore | a031v00000sxAod
Ewe Hill | SCOTTISHPOWER RENEWABLES (UK) LIMITED | Ewe Hill |  | 39 | 0 | 39 |  | Built | Directly Connected | SPT | Wind Onshore | a031v00000tMN6N
Exeter (Tertiary) | PIVOTED POWER LLP | Exeter Main 400kV |  | 0 | 49.9 | 49.9 | 2025-11-01 | Awaiting Consents | Directly Connected | NGET | Energy Storage System | a031v00000sxAoe
Exeter BESS and PV (Post-Interactivity Revised Offer) | IGP SOLAR 20 LIMITED | Exeter 400kV Substation |  | 0 | 249 | 249 | 2029-12-31 | Scoping | Directly Connected | NGET | Energy Storage System; PV Array (Photo Voltaic/solar) | a031v00001EuaCW
Exeter Main Tertiary | EXETER MAIN BATTERY LIMITED | Exeter Main 400kV |  | 0 | 57 | 57 | 2024-05-01 | Scoping | Directly Connected | NGET | Thermal | a031v00000sxASG
Fairholme BESS | HB222BRI LTD | Minety 400kV Substation |  | 0 | 47.5 | 47.5 | 2025-02-28 | Awaiting Consents | Directly Connected | NGET | Energy Storage System | a031v00001ABfQU
Fallago Rig 2 | EDF ENERGY RENEWABLES LIMITED | Fallago 400kV Substation |  | 0 | 41.4 | 41.4 | 2023-10-31 | Awaiting Consents | Directly Connected | SPT | Wind Onshore | a031v00000sxAW1
Fallago Rig Wind Farm | FALLAGO RIG WINDFARM LIMITED | Fallago 400kV Substation |  | 144 | 0 | 144 |  | Built | Directly Connected | SPT | Wind Onshore | a030Y000009s7xn
Farr Wind Farm - Tomatin | FARR WINDFARM LIMITED | Beauly GSP |  | 92 | 0 | 92 |  | Built | Directly Connected | SHET | Wind Onshore | a030Y000009s7xo
Fasnakyle G1 & G2 | SSE GENERATION LIMITED | Fasnakyle GSP |  | 46 | 0 | 46 |  | Built | Directly Connected | SHET | Hydro | a030Y000006fEW1
Fasnakyle G3 & G4 | SSE GENERATION LIMITED | Fasnakyle GSP |  | 30.5 | 0 | 30.5 |  | Built | Embedded | SHET | Hydro | a030Y000006fEW6
Fasque Windfarm | SCOTTISHPOWER RENEWABLES (UK) LIMITED | Fasque Wind Farm 132kV |  | 0 | 90 | 90 | 2028-10-31 | Scoping | Directly Connected | SHET | Wind Onshore | a031v00000sxAog
Fawley CHP | ESSO PETROLEUM COMPANY LIMITED | Fawley 400kV |  | 158 | 0 | 158 |  | Built | Embedded | NGET | CHP (Combined Heat and Power) | a030Y000009s7y2
Faw Side Community Wind Farm | COMMUNITY WINDPOWER LIMITED | Faw Side Community Wind Farm |  | 0 | 250 | 250 | 2025-10-31 | Awaiting Consents | Directly Connected | SPT | Wind Onshore | a030Y00000C9xSN
Feckenham | IGP SOLAR 14 LIMITED | Feckenham 400kV |  | 0 | 500 | 500 | 2029-07-21 | Scoping | Directly Connected | NGET | Energy Storage System; PV Array (Photo Voltaic/solar) | a031v00001ADkFo
Feckenham | STATKRAFT UK LTD | Feckenham 400kV |  | 0 | 12 | 12 | 2022-06-30 | Scoping | Directly Connected | NGET | Energy Storage System; Reactive Compensation | a031v00000sxAoh
Feckenham Green Energy Centre | INNOVA RENEWABLES LIMITED | Feckenham 400kV |  | 0 | 400 | 400 | 2028-10-30 | Scoping | Directly Connected | NGET | Energy Storage System; PV Array (Photo Voltaic/solar) | a031v00001D31yK
Fell Wind Farm | ENERGYFARM UK FELL LLP | Fell Wind Farm 132/33kV |  | 0 | 50 | 50 | 2028-10-30 | Scoping | Directly Connected | SPT | Wind Onshore | a031v00001D0CEb
Ferrybridge D | KEADBY GENERATION LIMITED | Ferrybridge |  | 0 | 1820 | 1820 | 2026-09-01 | Scoping | Directly Connected | NGET | CCGT (Combined Cycle Gas Turbine) | a031v00000sxAoV
Fferm Solar Pentir | LIGHTSOURCE SPV 191 LIMITED | Pentir |  | 0 | 57 | 57 | 2024-05-01 | Scoping | Directly Connected | NGET | PV Array (Photo Voltaic/solar) | a031v00000sxAp6
Ffestiniog | FIRST HYDRO COMPANY | Ffestiniog 275kV |  | 360 | 0 | 360 |  | Built | Directly Connected | NGET | Pump Storage | a030Y000006K396
Fife Grid Services | BLUEGRIDPOWER LTD | Fife Grid Services Facility 275kV Substation |  | 0 | 0 | 0 | 2024-04-12 | Scoping | Directly Connected | SPT | Reactive Compensation | a031v00000sxASf
Finlarig | SSE GENERATION LIMITED | Finlarig |  | 16.5 | 0 | 16.5 |  | Built | Directly Connected | SHET | Hydro | a030Y000006fEWp
Firth of Forth Offshore Wind Farm 2A | SEAGREEN WIND ENERGY LIMITED | Branxton 400kV | 1 | 0 | 700 | 700 | 2026-11-27 | Scoping | Directly Connected | SPT | Wind Offshore | a031v00000sxAVy
Firth of Forth Offshore Wind Farm 2A | SEAGREEN WIND ENERGY LIMITED | Branxton 400kV | 2 | 0 | 450 | 1150 | 2027-11-26 | Scoping | Directly Connected | SPT | Wind Offshore | a031v00000sxAVy
Firth of Forth Offshore Wind Farm 2B | SEAGREEN WIND ENERGY LIMITED | Branxton 400kV | 1 | 0 | 700 | 700 | 2026-11-27 | Scoping | Directly Connected | SPT | Wind Offshore | a031v00000sxAVz
Firth of Forth Offshore Wind Farm 2B | SEAGREEN WIND ENERGY LIMITED | Branxton 400kV | 2 | 0 | 450 | 1150 | 2027-11-26 | Scoping | Directly Connected | SPT | Wind Offshore | a031v00000sxAVz
Firth of Forth Phase 1 | SEAGREEN WIND ENERGY LIMITED | Tealing 275/33kV | 1 | 0 | 10 | 10 | 2022-02-15 | Consents Approved | Directly Connected | SHET | Wind Offshore | a031v00000sxAW0
Firth of Forth Phase 1 | SEAGREEN WIND ENERGY LIMITED | Tealing 275/33kV | 2 | 0 | 590 | 600 | 2022-04-01 | Consents Approved | Directly Connected | SHET | Wind Offshore | a031v00000sxAW0
Firth of Forth Phase 1 | SEAGREEN WIND ENERGY LIMITED | Tealing 275/33kV | 3 | 0 | 475 | 1075 | 2022-07-01 | Consents Approved | Directly Connected | SHET | Wind Offshore | a031v00000sxAW0
Five Estuaries Offshore Wind Farm | FIVE ESTUARIES OFFSHORE WIND FARM LIMITED | Five Estuaries 220/66 kV Offshore Substation |  | 0 | 1080 | 1080 | 2030-10-31 | Scoping | Directly Connected | NGET | Wind Offshore | a031v00000sxASK
Flash Solar Farm | ECAP Renewables Staythorpe Ltd | Staythorpe 400kV Substation |  | 0 | 800 | 800 | 2025-10-31 | Scoping | Directly Connected | NGET | Energy Storage System; PV Array (Photo Voltaic/solar) | a031v00001AC0v9
Fleet (Tertiary) | CSE23 LIMITED | Fleet 400kV |  | 0 | 47.5 | 47.5 | 2025-10-31 | Scoping | Directly Connected | NGET | PV Array (Photo Voltaic/solar) | a031v00000sxApT
Fleet EGH (Tertiary) | ENSO GREEN HOLDINGS LIMITED | Fleet | 1 | 0 | 49.9 | 49.9 | 2025-10-31 | Awaiting Consents | Directly Connected | NGET | Energy Storage System; PV Array (Photo Voltaic/solar) | a031v00000sxAXA
Fleet EGH (Tertiary) | ENSO GREEN HOLDINGS LIMITED | Fleet | 2 | 0 | 7.1 | 57 | 2026-10-31 | Awaiting Consents | Directly Connected | NGET | Energy Storage System; PV Array (Photo Voltaic/solar) | a031v00000sxAXA
Fleet Tertiary | FLEET SOLAR LIMITED | Fleet 400kV |  | 0 | 57 | 57 | 2024-05-01 | Scoping | Directly Connected | NGET | Thermal | a031v00000sxAR6
Fort Dunlop | WHITETOWER ENERGY LIMITED | Dunlop 132kV |  | 99 | 0 | 99 |  | Built | Embedded | NGET | OCGT (Open Cycle Gas Turbine) | a030Y000009sIHi
Foyers | SSE GENERATION LIMITED | Foyers |  | 300 | 0 | 300 |  | Built | Directly Connected | SHET | Pump Storage | a030Y000006fEWu
Freasdail | FREASDAIL ENERGY LIMITED | Crossaig 132kV |  | 22.2 | 0 | 22.2 |  | Built | Directly Connected | SHET | Wind Onshore | a030Y000006JxRo
Fron Goch | NANT MITHIL ENERGY PARK LIMITED | Pont Abraham |  | 0 | 252.7 | 252.7 | 2026-10-31 | Scoping | Directly Connected | NGET | Wind Onshore | a031v000019A5Nx
Gaerwen Wind Farm | RWE RENEWABLES UK ONSHORE WIND LIMITED | GWYDDELWERN 400kv SUBSTATION |  | 0 | 67 | 67 | 2027-06-01 | Awaiting Consents | Directly Connected | NGET | Wind Onshore | a031v000017d9Kq
Galawhistle Wind Farm | GALAWHISTLE WIND FARM LIMITED | Galawhistle 132/33kV |  | 55.2 | 0 | 55.2 |  | Built | Directly Connected | SPT | Wind Onshore | a030Y000009sIIg
Galloper Wind Farm | GALLOPER WIND FARM LIMITED | Galloper North 132/33kV |  | 348 | 0 | 348 |  | Built | Directly Connected | NGET | Wind Offshore | a030Y000009sIOE
Gammidge PV & BESS Park | CS UK HOLDINGS III LIMITED | Grendon 132kV Substation |  | 0 | 40.9 | 40.9 | 2024-10-31 | Scoping | Directly Connected | NGET | Energy Storage System; PV Array (Photo Voltaic/solar) | a031v00001AD0vw
Garn Fach Wind Farm | EDF ENERGY RENEWABLES LIMITED |  |  | 0 | 110 | 110 | 2032-05-01 | Scoping | Directly Connected | NGET | Wind Onshore | a031v00000sxAqT
Garvary Wind Farm | Garvary Wind Farm Ltd | Garvary 132kV Substation |  | 0 | 222 | 222 | 2028-06-30 | Scoping | Directly Connected | SHET | Wind Onshore | a031v00001GHpvn
Gateway Energy Centre Power Station | GATEWAY ENERGY CENTRE LIMITED | Coryton South 400kV | 1 | 0 | 619.99 | 619.99 | 2024-09-30 | Consents Approved | Directly Connected | NGET | CCGT (Combined Cycle Gas Turbine); Energy Storage System; OCGT (Open Cycle Gas Turbine) | a030Y000006JxRj
Gateway Energy Centre Power Station | GATEWAY ENERGY CENTRE LIMITED | Coryton South 400kV | 2 | 0 | 380.01 | 1000 | 2025-09-30 | Consents Approved | Directly Connected | NGET | CCGT (Combined Cycle Gas Turbine); Energy Storage System; OCGT (Open Cycle Gas Turbine) | a030Y000006JxRj
Gatroben Offshore Wind Farm | GATROBEN OFFSHORE DEVELOPMENTS 2 LIMITED |  |  | 0 | 1320 | 1320 | 2031-10-31 | Scoping | Directly Connected | NGET | Wind Offshore | a031v00001BGJIk
Glanford | EPR GLANFORD LIMITED | Keadby |  | 15 | 0 | 15 |  | Built | Embedded | NGET | Biomass | a030Y000009sIYQ
Glen App Windfarm | SCOTTISHPOWER RENEWABLES (UK) LIMITED | Glen App and Loch Ree 132/33kV Substation |  | 32.2 | 0 | 32.2 |  | Built | Directly Connected | SPT | Wind Onshore | a030Y000006fETv
Glencassley Wind Farm | SSE RENEWABLES SERVICES (UK) LIMITED | Shin 132/33kV GSP |  | 0 | 65 | 65 | 2026-10-31 | Awaiting Consents | Embedded | SHET | Wind Onshore | a030Y00000AAUlm
Glenchamber Wind Farm | GLENCHAMBER WIND ENERGY LIMITED | Glenluce | 1 | 25.3 | 0 | 25.3 |  | Built | Embedded | SPT | Wind Onshore | a030Y000006JxRZ
Glenchamber Wind Farm | GLENCHAMBER WIND ENERGY LIMITED | Glenluce | 2 | 0 | 2.2 | 27.5 | 2022-10-30 | Consents Approved | Embedded | SPT | Wind Onshore | a030Y000006JxRZ
Glendoe | SSE GENERATION LIMITED | Fort Augustus GSP |  | 99.9 | 0 | 99.9 |  | Built | Directly Connected | SHET | Hydro | a030Y000006fEZb
Glendye Wind Farm | GLENDYE WIND FARM LIMITED | Glendye Wind Farm |  |  | 156 | 156 | 2028-10-31 | Scoping | Directly Connected | SHET | Wind Onshore | a031v00000wHE5D
Glen Kyllachy Wind Farm | GLEN KYLLACHY WIND FARM LIMITED | Glen Kyllachy Wind Farm |  | 48.5 | 0 | 48.5 |  | Built | Directly Connected | SHET | Wind Onshore | a030Y000009sIlA
Glenmoriston (part of the Moriston Cascade) | SSE GENERATION LIMITED | Glenmoriston |  | 40 | 0 | 40 |  | Built | Directly Connected | SHET | Hydro | a030Y000006fEaP
Glenmuckloch Pumped Storage | GLENMUCKLOCH PUMPED STORAGE HYDRO LIMITED | Glenmuckloch 132kV Substation |  | 0 | 210 | 210 | 2025-05-30 | Consents Approved | Directly Connected | SPT | Pump Storage | a030Y00000C9xSX
Glenmuckloch Wind Farm | GLENMUCKLOCH RENEWABLE ENERGY LIMITED | Glenmuckloch 132kV Substation |  | 0 | 33.6 | 33.6 | 2026-10-30 | Awaiting Consents | Directly Connected | SPT | Wind Onshore | a030Y00000C9xSY
Glenshimmeroch Windfarm | ENERGYFARM UK GLENSHIMMEROCH LLP | Glenshimmeroch 132kV | 1 | 0 | 37 | 37 | 2025-07-31 | Consents Approved | Directly Connected | SPT | Wind Onshore | a031v00000sxASP
Glenshimmeroch Windfarm | ENERGYFARM UK GLENSHIMMEROCH LLP | Glenshimmeroch 132kV | 2 | 0 | 11 | 48 | 2025-09-30 | Consents Approved | Directly Connected | SPT | Wind Onshore | a031v00000sxASP
Glens of Foudland Wind (SRO) | GLENS OF FOUDLAND WIND FARM LIMITED | Keith GSP |  | 26 | 0 | 26 |  | Built | Embedded | SHET | Wind Onshore | a030Y00000AQjDp
Glentaggart Wind Farm | GLENTAGGART WIND LIMITED | Glentaggart WF 33kV Substation |  | 0 | 42 | 42 | 2027-10-31 | Scoping | Directly Connected | SPT | Wind Onshore | a031v000019mbnQ
Glen Ullinish Extension | GLEN ULLINISH WF 2 LTD | Glen Ullinish 132/33kV Substation |  | 0 | 240 | 240 | 2026-07-31 | Scoping | Directly Connected | SHET | Wind Onshore | a031v00000tH1pt
Glen Ullinish Wind Farm | GLEN ULLINISH WF LIMITED | Glen Ullinish 132/33kV Substation |  | 0 | 49.9 | 49.9 | 2025-12-31 | Consents Approved | Directly Connected | SHET | Wind Onshore | a030Y00000C9xSS
Goole Fields Wind farm | RWE RENEWABLES UK SWINDON LIMITED | DNO - Camblesforth 66kV |  | 32 | 0 | 32 |  | Built | Embedded | NGET | Wind Onshore | a030Y000009sIyZ
Gordonbush Wind Farm | SSE GENERATION LIMITED | Gordonbush |  | 108 | 0 | 108 |  | Built | Directly Connected | SHET | Wind Onshore | a031v00000sxAWA
Gordonstown Hill Wind Farm | GORDONSTOWN HILL WIND FARM LIMITED | Kintore GSP |  | 12.5 | 0 | 12.5 |  | Built | Embedded | SHET | Wind Onshore | a031v00000sxAgV
Grain | UNIPER UK LIMITED | Grain 400kV |  | 1517 | 0 | 1517 |  | Built | Directly Connected | NGET | CCGT (Combined Cycle Gas Turbine) | a030Y000006JxS8
Grain North Power Station | GRAIN NORTH POWER LIMITED | Grain North 132kV Substation |  | 0 | 49.99 | 49.99 | 2023-06-30 | Consents Approved | Directly Connected | NGET | Gas Reciprocating | a031v000016FhEp
Grain South Power Station | Grain South Power Limited | Grain South 132kV Substation |  | 0 | 49.99 | 49.99 | 2023-10-30 | Awaiting Consents | Directly Connected | NGET | Gas Reciprocating | a031v00000sxASQ
Grangemouth CHP | GRANGEMOUTH CHP LIMITED | Grangemouth Ineos |  | 120 | 0 | 120 |  | Built | Embedded | SPT | CHP (Combined Heat and Power) | a031v00000sxAtA
Greater Gabbard Offshore Wind Farm | GREATER GABBARD OFFSHORE WINDS LIMITED | Gabbard 33/132kV Offshore Substation |  | 500 | 0 | 500 |  | Built | Directly Connected | OFTO | Wind Offshore | a030Y000009sJer
Great Yarmouth | RWE GENERATION UK PLC | DNO - Norwich 132kV |  | 420 | 0 | 420 |  | Built | Embedded | NGET | CCGT (Combined Cycle Gas Turbine) | a030Y000009rlA2
Greenburn Mixed Technology | REG GREENBURN LIMITED | Greenburn Mixed Technology 132kV |  | 0 | 90 | 90 | 2027-10-31 | Scoping | Directly Connected | SPT | Wind Onshore | a031v00000sxAol
Green Frog @ Alcoa | VIRIDIS 178 LIMITED | Swansea North 132kV Substation |  | 40 | 0 | 40 |  | Built | Embedded | NGET | OCGT (Open Cycle Gas Turbine) | a031v00000sxAt7
Green Frog @ Down Barn Farm | VIRIDIS 178 LIMITED | Lovedean 400kV |  | 20 | 0 | 20 |  | Built | Embedded | NGET | CCGT (Combined Cycle Gas Turbine) | a031v00000sxAsp
Green Frog @ Goose House Lane | VIRIDIS 178 LIMITED | DNO - Rochdale 132kV |  | 21 | 0 | 21 |  | Built | Embedded | NGET | CCGT (Combined Cycle Gas Turbine) | a031v00000sxAsy
Green Frog @ Letchworth | VIRIDIS 178 LIMITED | Wymondley |  | 15 | 0 | 15 |  | Built | Embedded | NGET | OCGT (Open Cycle Gas Turbine) | a030Y00000AD9PP
Green Frog @ Moorfield Drive | VIRIDIS 178 LIMITED | Padiham 132kV |  | 21 | 0 | 21 |  | Built | Embedded | NGET | CCGT (Combined Cycle Gas Turbine) | a031v00000sxAt1
Green Frog @ Rake Lane | VIRIDIS 178 LIMITED | DNO - Kearsley 132kV |  | 21 | 0 | 21 |  | Built | Embedded | NGET | CCGT (Combined Cycle Gas Turbine) | a031v00000sxAsi
Green frog @ The Drove | VIRIDIS 178 LIMITED | Bridgwater 132kV Substation |  | 6 | 0 | 6 |  | Built | Embedded | NGET | OCGT (Open Cycle Gas Turbine) | a030Y00000AD9P5
Green Frog at Lester Way | VIRIDIS 178 LIMITED | Cowley GSP |  | 12 | 0 | 12 |  | Built | Embedded | NGET | OCGT (Open Cycle Gas Turbine) | a030Y00000AD8k6
Greengairs East Wind Farm | GREENGAIRS EAST WIND FARM LIMITED | Cumbernauld |  | 0 | 42.64 | 42.64 | 2022-11-25 | Awaiting Consents | Embedded | SPT | Wind Onshore | a031v00000sxAfW
Grendon Solar & BESS | ISLAND GREEN POWER UK LIMITED | Grendon |  | 0 | 500 | 500 | 2029-07-01 | Scoping | Directly Connected | NGET | Energy Storage System; PV Array (Photo Voltaic/solar) | a031v000019TP3E
Greta II | GRETA II LIMITED | Cottam 400kV Substation |  | 0 | 500 | 500 | 2027-10-01 | Scoping | Directly Connected | NGET | Energy Storage System; PV Array (Photo Voltaic/solar) | a031v00000sxApw
Greta III | GRETA III LIMITED | Drakelow 400kV |  | 0 | 500 | 500 | 2029-10-30 | Scoping | Directly Connected | NGET | Energy Storage System; PV Array (Photo Voltaic/solar) | a031v00001EA5cs
Gretna Synchronous Compensation | GRETNA GRID SERVICES LIMITED | Gretna |  | 0 | 0 | 0 | 2024-09-30 | Consents Approved | Directly Connected | SPT | Reactive Compensation | a031v000011hjQ8
Griffin Wind Farm | GRIFFIN WIND FARM LIMITED | Griffin 132/33kV Substation |  | 188.6 | 0 | 188.6 |  | Built | Directly Connected | SHET | Wind Onshore | a030Y000009segp
GT R4 Wind Farm | GREEN INVESTMENT GROUP LIMITED | GIGL Offshore Substation |  | 0 | 1500 | 1500 | 2033-04-01 | Scoping | Directly Connected | NGET | Wind Offshore | a031v00000sxAXz
Gunfleet Sands II Offshore Wind Farm | Gunfleet Sands II Ltd | Gunfleet Sands 33/132kV Offshore |  | 64 | 0 | 64 |  | Built | Directly Connected | OFTO | Wind Offshore | a030Y00000ABUg3
Gunfleet Sands Offshore Wind Farm | GUNFLEET SANDS LIMITED | Gunfleet Sands 33/132kV Offshore |  | 99.9 | 0 | 99.9 |  | Built | Directly Connected | OFTO | Wind Offshore | a030Y00000ABUNr
Gwynt Alwen WF | Wind 2 | Trawsfynydd |  | 0 | 108 | 108 | 2027-04-30 | Scoping | Directly Connected | NGET | Wind Onshore | a031v000017aAo1
Gwynt Y Mor Offshore Wind Farm | GWYNT Y MOR OFFSHORE WIND FARM LIMITED | Gwynt y Mor 132/33kV Offshore Substation |  | 574 | 0 | 574 |  | Built | Directly Connected | OFTO | Wind Offshore | a030Y00000AAYQq
Hadyard Hill | SSE GENERATION LIMITED | Maybole 132/33KV |  | 99.9 | 0 | 99.9 |  | Built | Directly Connected | SPT | Wind Onshore | a030Y000009serv
Hagshaw Hill Phase 1 | HAGSHAW HILL REPOWERING LTD | Coalburn 132/33kV |  | 0 | 30 | 30 | 2024-05-30 | Consents Approved | Directly Connected | SPT | Wind Onshore | a031v00000sxAUX
Hagshaw Hill Phase 2 | HAGSHAW HILL REPOWERING LTD | Coalburn 132/33kV |  | 0 | 54 | 54 | 2024-05-30 | Consents Approved | Directly Connected | SPT | Wind Onshore | a031v00000sxAUY
Halsary Wind Farm | SCOTTISHPOWER RENEWABLES (UK) LIMITED | Mybster 132/33kV Substation |  | 28.5 | 0 | 28.5 |  | Built | Directly Connected | SHET | Wind Onshore | a030Y00000AAUns
Hams Hall Green Energy Centre | HAMS HALL GREEN ENERGY LIMITED | Ham Hall 400Kv |  | 0 | 400 | 400 | 2028-10-30 | Scoping | Directly Connected | NGET | Energy Storage System; PV Array (Photo Voltaic/solar) | a031v00001D2w3D
Harburnhead Wind Farm | LDV HARBURNHEAD LIMITED | Livingston East |  | 51.7 | 0 | 51.7 |  | Built | Embedded | SPT | Wind Onshore | a030Y00000ABUgD
Hare Craig Wind Farm | ENERGYFARM UK HARE CRAIG LLP | Hare Craig 33kV Substation |  | 0 | 46.2 | 46.2 | 2027-10-31 | Awaiting Consents | Directly Connected | SPT | Wind Onshore | a031v00000sxAi5
Hare Hill Extension Wind Farm | SCOTTISHPOWER RENEWABLES (UK) LIMITED | Coylton |  | 29.75 | 0 | 29.75 |  | Built | Embedded | SPT | Wind Onshore | a031v00000sxAeU
Hareshaw Rig Wind Farm | HARESHAW RIG WF LIMITED | Hopsrig Collector 132/33kV Substation |  | 0 | 40 | 40 | 2026-11-30 | Scoping | Directly Connected | SPT | Wind Onshore | a031v00000sxAWq
Harestanes | SCOTTISHPOWER RENEWABLES (UK) LIMITED | Harestanes | 1 | 125 | 0 | 125 |  | Built | Directly Connected | SPT | Wind Onshore | a030Y000006fEUK
Harestanes | SCOTTISHPOWER RENEWABLES (UK) LIMITED | Harestanes | 2 | 0 | 38.3 | 163.3 | 2022-04-01 | Under Construction/Commissioning | Directly Connected | SPT | Wind Onshore | a030Y000006fEUK
Harker Green Energy Centre | INNOVA RENEWABLES LIMITED | Harker 400kV |  | 0 | 400 | 400 | 2028-10-30 | Scoping | Directly Connected | NGET | Energy Storage System; PV Array (Photo Voltaic/solar) | a031v00001C7iKH
Harting Rig Wind Farm | BANKS RENEWABLES (HARTING RIG WIND FARM) LIMITED | Harting Rig 132/33kV |  | 0 | 67.2 | 67.2 | 2022-09-12 | Consents Approved | Directly Connected | SPT | Wind Onshore | a030Y00000C9xTO
Hartlepool | EDF ENERGY NUCLEAR GENERATION LIMITED | Hartlepool 275kV |  | 1207 | 0 | 1207 |  | Built | Directly Connected | NGET | Nuclear | a030Y000009s7ij
Hawkers Hill Energy Park | HAWKERS HILL ENERGY PARK LIMITED | Hawkers Hill |  | 0 | 20 | 20 | 2022-06-30 | Awaiting Consents | Embedded | NGET | Energy Storage System | a031v00001CzlwI
Heathland Wind Farm | EDF ENERGY RENEWABLES LIMITED | Heathland Wind Farm 132/33kV Substation |  | 0 | 80 | 80 | 2027-03-31 | Scoping | Directly Connected | SPT | Wind Onshore | a031v00000sxAqU
Hesta Head Wind Farm | HESTA HEAD WIND FARM LIMITED | Hesta Head 132/33kV Substation |  | 0 | 20.4 | 20.4 | 2027-03-31 | Consents Approved | Directly Connected | SHET | Wind Onshore | a030Y00000C9xTn
Heysham Green Energy Centre | INNOVA RENEWABLES LIMITED | Heysham |  | 0 | 400 | 400 | 2028-10-30 | Awaiting Consents | Directly Connected | NGET | Energy Storage System; PV Array (Photo Voltaic/solar) | a031v00001C7iM3
Heysham Power Station | EDF ENERGY NUCLEAR GENERATION LIMITED | Heysham |  | 2388 | 0 | 2388 |  | Built | Directly Connected | NGET | Nuclear | a030Y000009s7ik
High Constellation Windfarm | HIGH CONSTELLATION WINDFARM LIMITED | Crossaig 132kV |  | 0 | 50 | 50 | 2025-04-30 | Scoping | Directly Connected | SHET | Wind Onshore | a031v00000sxAR9
HIGH MARNHAM | TRANQUILITY ENERGY LIMITED | High Marnham |  | 0 | 240 | 240 | 2029-06-01 | Scoping | Directly Connected | NGET | Energy Storage System; PV Array (Photo Voltaic/solar) | a031v00001D35Gq
High Marnham (Tertiary) | ENSO GREEN HOLDINGS LIMITED | High Marnham | 1 | 0 | 49.9 | 49.9 | 2024-10-31 | Scoping | Directly Connected | NGET | Energy Storage System; PV Array (Photo Voltaic/solar) | a031v00000sxAVu
High Marnham (Tertiary) | ENSO GREEN HOLDINGS LIMITED | High Marnham | 2 | 0 | 7.1 | 57 | 2026-10-31 | Scoping | Directly Connected | NGET | Energy Storage System; PV Array (Photo Voltaic/solar) | a031v00000sxAVu
Highview Hunterston East Cryobattery | HVS GRIDCO LTD | Highview Hunterston East Cryobattery 400kV Substation |  | 0 | 99.8 | 99.8 | 2024-06-30 | Scoping | Directly Connected | SPT | Energy Storage System; Reactive Compensation | a031v00000tLMKD
Hill of Glaschyle | HILL OF GLASCHYLE RENEWABLES LLP | Berry Burn GSP |  | 27.6 | 0 | 27.6 |  | Built | Embedded | SHET | Wind Onshore | a030Y00000ADB8T
Hill of Towie/Drummuir | HILL OF TOWIE LIMITED | Drummuir Windfarm at Keith 33kV Grid Supply Point |  | 48.3 | 0 | 48.3 |  | Built | Embedded | SHET | Wind Onshore | a030Y00000ABUhp
Hill of Towie 2 Wind Farm | RENEWABLE ENERGY SYSTEMS LIMITED | Keith GSP |  | 0 | 36 | 36 | 2025-06-27 | Consents Approved | Embedded | SHET | Wind Onshore | a031v00000sxAgT
Hinkley Point B | EDF ENERGY NUCLEAR GENERATION LIMITED | Hinkley Point 400kV |  | 1061 | 0 | 1061 |  | Built | Directly Connected | NGET | Nuclear | a030Y000009s7it
Hinkley Point C | EDF ENERGY NUCLEAR GENERATION LIMITED | Hinkley Point 400kV | 1 | 0 | 1670 | 1670 | 2026-02-09 | Under Construction/Commissioning | Directly Connected | NGET | Nuclear | a030Y000009s7iy
Hinkley Point C | EDF ENERGY NUCLEAR GENERATION LIMITED | Hinkley Point 400kV | 2 | 0 | 1670 | 3340 | 2027-03-14 | Under Construction/Commissioning | Directly Connected | NGET | Nuclear | a030Y000009s7iy
Hirwaun Power Station | HIRWAUN POWER LIMITED | Rhigos |  | 0 | 299 | 299 | 2023-09-30 | Consents Approved | Directly Connected | NGET | OCGT (Open Cycle Gas Turbine) | a030Y00000C9xTs
Holes Bay | HARMONY HB LIMITED | Holes Bay Battery Storage |  | 7.5 | 0 | 7.5 |  | Built | Embedded | NGET | Energy Storage System | a031v00000sxAsg
Hollandmey Windfarm | SCOTTISHPOWER RENEWABLES (UK) LIMITED | Hollandmey 132kV |  | 0 | 49.5 | 49.5 | 2025-08-31 | Scoping | Directly Connected | SHET | Wind Onshore | a031v00000sxAop
Holyhead | ORTHIOS POWER (ANGLESEY) LIMITED | Penrhos | 1 | 0 | 150 | 150 | 2021-10-30 | Consents Approved | Embedded | NGET | Biomass | a030Y00000C9zRr
Holyhead | ORTHIOS POWER (ANGLESEY) LIMITED | Penrhos | 2 | 0 | 60 | 210 | 2023-04-01 | Consents Approved | Embedded | NGET | Biomass | a030Y00000C9zRr
Hopsrig Wind Farm | HOPSRIG WIND FARM LIMITED | Hopsrig Collector 132/33kV Substation |  | 0 | 48 | 48 | 2026-11-30 | Consents Approved | Directly Connected | SPT | Wind Onshore | a030Y00000C9xYt
Hornsea Power Station 1A | HORNSEA 1 LIMITED | Hornsea Platform 1A Offshore |  | 400 | 0 | 400 |  | Built | Directly Connected | NGET | Wind Offshore | a030Y00000C9xUr
Hornsea Power Station 1B | HORNSEA 1 LIMITED | Hornsea Platform 1B Offshore |  | 400 | 0 | 400 |  | Built | Directly Connected | NGET | Wind Offshore | a030Y00000C9zS1
Hornsea Power Station 1C | HORNSEA 1 LIMITED | Hornsea Platform 1C Offshore |  | 400 | 0 | 400 |  | Built | Directly Connected | NGET | Wind Offshore | a030Y00000C9zS6
Hornsea Power Station 2A | BREESEA LIMITED | Hornsea Platform 2A Offshore Substation |  | 0 | 440 | 440 | 2021-05-01 | Built | Directly Connected | NGET | Wind Offshore | a030Y00000C9zSB
Hornsea Power Station 2B | SOUNDMARK WIND LIMITED | Hornsea Platform 2B Offshore |  | 0 | 440 | 440 | 2021-08-01 | Built | Directly Connected | NGET | Wind Offshore | a030Y00000C9zSL
Hornsea Power Station 2C | SONNINGMAY WIND LIMITED | Hornsea Power Station 2C Offshore platform |  | 0 | 440 | 440 | 2021-10-01 | Built | Directly Connected | NGET | Wind Offshore | a030Y00000C9zSQ
Hornsea Power Station 3 | ORSTED HORNSEA PROJECT THREE (UK) LIMITED | Hornsea Offshore Platform 3 | 1 | 0 | 2250 | 2250 | 2026-10-01 | Consents Approved | Directly Connected | NGET | Wind Offshore | a031v00000sxASX
Hornsea Power Station 3 | ORSTED HORNSEA PROJECT THREE (UK) LIMITED | Hornsea Offshore Platform 3 | 2 | 0 | 750 | 3000 | 2028-12-31 | Consents Approved | Directly Connected | NGET | Wind Offshore | a031v00000sxASX
Hornsea Power Station 4 | ORSTED HORNSEA PROJECT FOUR LIMITED | Hornsea Offshore Platform 4 | 1 | 0 | 1500 | 1500 | 2027-04-01 | Scoping | Directly Connected | NGET | Wind Offshore | a031v00000sxASW
Hornsea Power Station 4 | ORSTED HORNSEA PROJECT FOUR LIMITED | Hornsea Offshore Platform 4 | 2 | 0 | 1100 | 2600 | 2028-10-31 | Scoping | Directly Connected | NGET | Wind Offshore | a031v00000sxASW
Humber Gateway Offshore Wind Farm | RWE RENEWABLES UK HUMBER WIND LIMITED | Humber Gateway 33/132kV Offshore Substation |  | 220 | 0 | 220 |  | Built | Directly Connected | OFTO | Wind Offshore | a030Y00000ABU22
Hunterston | EDF ENERGY NUCLEAR GENERATION LIMITED | Hunterston 400kV Substation |  | 1000 | -1000 | 0 | 2022-04-01 | Built | Directly Connected | SPT | Nuclear | a030Y000009s7n0
Hunterston Battery Storage Facility | FLEXIBLEGRIDPOWER2 LTD | Ayrshire Grid 400 kV Substation |  | 0 | 200 | 200 | 2024-04-12 | Scoping | Directly Connected | SPT | Energy Storage System; Reactive Compensation | a031v00000sxAqX
Hunterston Energy Storage Facility | ENERGYGRIDPOWER2 LTD | Ayrshire Grid 400 kV Substation |  | 0 | 200 | 200 | 2024-04-12 | Scoping | Directly Connected | SPT | Energy Storage System | a031v00001ACZ8Z
Huntworth | UK POWER RESERVE LIMITED | Taunton |  | 10 | 0 | 10 |  | Built | Embedded | NGET | CCGT (Combined Cycle Gas Turbine) | a030Y00000ADB9U
Hutton Battery Storage | OSSPV001 LIMITED |  |  | 10 | 0 | 10 |  | Built | Embedded | NGET | Energy Storage System | a031v00001ADkt3
Hywind Wind Farm | HYWIND (SCOTLAND) LIMITED | Peterhead Grange GSP |  | 30 | 0 | 30 |  | Built | Embedded | SHET | Energy Storage System; Wind Onshore | a030Y00000C9zwz
Icewind Blyth | HECATE INDEPENDENT POWER LIMITED | Blyth 400kV Substation |  | 0 | 1000 | 1000 | 2031-10-31 | Scoping | Directly Connected | NGET | Wind Offshore | a031v00001C7pgU
Icewind Connah's Quay | HECATE INDEPENDENT POWER LIMITED | Connah's Quay |  | 0 | 1000 | 1000 | 2033-11-01 | Scoping | Directly Connected | NGET | Wind Offshore | a031v00001C7pyo
Icewind Hawthorn Pit | HECATE INDEPENDENT POWER LIMITED | Hawthorn Pit |  | 0 | 1000 | 1000 | 2031-10-31 | Scoping | Directly Connected | NGET | Wind Offshore | a031v00001C7pn2
Icewind Hinkley Point | HECATE INDEPENDENT POWER LIMITED | Hinkley Point 400kV |  | 0 | 1000 | 1000 | 2028-11-01 | Scoping | Directly Connected | NGET | Wind Offshore | a031v00001C7qDZ
Immingham | VPI IMMINGHAM LLP | Humber Refinery 400kV | 1 | 1218 | 0 | 1218 |  | Built | Directly Connected | NGET | CHP (Combined Heat and Power) | a030Y000006K38w
Immingham | VPI IMMINGHAM LLP | Humber Refinery 400kV | 2 | 0 | 50 | 1268 | 2022-10-01 | Under Construction/Commissioning | Directly Connected | NGET | CHP (Combined Heat and Power) | a030Y000006K38w
Inch Cape Offshore Wind Farm Platform 1 | INCH CAPE OFFSHORE LIMITED | Inch Cape Platform 1 220/66kV Offshore Substation |  | 0 | 540 | 540 | 2025-04-01 | Consents Approved | Directly Connected | SPT | Wind Offshore | a030Y00000C9zwp
Inch Cape Offshore Wind Farm Platform 2 | INCH CAPE OFFSHORE LIMITED | Inch Cape Platform 2 220/66kV Offshore Substation |  | 0 | 540 | 540 | 2025-04-01 | Consents Approved | Directly Connected | SPT | Wind Offshore | a030Y00000C9zwv
Indian Queens | INDIAN QUEENS POWER LIMITED | Indian Queens 400kV |  | 140 | 0 | 140 |  | Built | Directly Connected | NGET | OCGT (Open Cycle Gas Turbine) | a031v00000uBU9v
Indian Queens | IQ ENERGY CENTRE LIMITED | Indian Queens 400/33kV Substation |  | 0 | 49.9 | 49.9 | 2024-10-30 | Scoping | Directly Connected | NGET | Energy Storage System | a031v00000uBU9L
Indian Queens | PIVOTED POWER LLP | Indian Queens 400kV |  | 0 | 49.9 | 49.9 | 2023-10-31 | Awaiting Consents | Directly Connected | NGET | Energy Storage System | a030Y00000ABUVF
Invenergy Renewables East Wind Park | INVENERGY SERVICES UK LIMITED | Cousland 400kV Substation |  | 0 | 3200 | 3200 | 2033-10-31 | Scoping | Directly Connected | SPT | Wind Offshore | a031v00001C7XU8
Invenergy Renewables North East Wind Park | INVENERGY SERVICES UK LIMITED | New Deer 2 400kV Substation |  | 0 | 2400 | 2400 | 2033-10-31 | Scoping | Directly Connected | SHET | Wind Offshore | a031v00001C7XRQ
Invergarry (part of the Garry Cascade) | SSE GENERATION LIMITED | Invergarry |  | 20 | 0 | 20 |  | Built | Directly Connected | SHET | Hydro | a030Y000009setW
Iron Acton | IRON ACTON GREEN LIMITED | Iron Acton | 1 | 0 | 49.9 | 49.9 | 2022-07-31 | Scoping | Directly Connected | NGET | Energy Storage System; PV Array (Photo Voltaic/solar) | a031v00000sxAUr
Iron Acton | IRON ACTON GREEN LIMITED | Iron Acton | 2 | 0 | 49.9 | 99.8 | 2023-07-31 | Scoping | Directly Connected | NGET | Energy Storage System; PV Array (Photo Voltaic/solar) | a031v00000sxAUr
Iron Acton | IRON ACTON GREEN LIMITED | Iron Acton | 3 | 0 | 20.2 | 120 | 2023-10-31 | Scoping | Directly Connected | NGET | Energy Storage System; PV Array (Photo Voltaic/solar) | a031v00000sxAUr
Iron Acton Tertiary Connection | HD000ACT LTD | Iron Acton | 1 | 0 | 49.9 | 49.9 | 2023-10-31 | Scoping | Directly Connected | NGET | Gas Reciprocating | a031v00000sxASc
Iron Acton Tertiary Connection | HD000ACT LTD | Iron Acton | 2 | 0 | 120 | 169.9 | 2028-10-31 | Scoping | Directly Connected | NGET | Gas Reciprocating | a031v00000sxASc
Ironbridge | IGP SOLAR 16 LIMITED | Ironbridge |  | 0 | 600 | 600 | 2029-10-30 | Scoping | Directly Connected | NGET | Energy Storage System; PV Array (Photo Voltaic/solar) | a031v00001ABn8W
Ironbridge Green Energy Centre | INNOVA RENEWABLES LIMITED | Ironbridge |  | 0 | 400 | 400 | 2029-10-30 | Awaiting Consents | Directly Connected | NGET | Energy Storage System; PV Array (Photo Voltaic/solar) | a031v00001C7iNG
Ironbridge - New Connection | ENSO GREEN HOLDINGS F LIMITED | Ironbridge 400kV | 1 | 0 | 49.9 | 49.9 | 2025-06-30 | Scoping | Directly Connected | NGET | Energy Storage System; PV Array (Photo Voltaic/solar) | a031v00000tLgQQ
Ironbridge - New Connection | ENSO GREEN HOLDINGS F LIMITED | Ironbridge 400kV | 2 | 0 | 49.9 | 99.8 | 2026-06-30 | Scoping | Directly Connected | NGET | Energy Storage System; PV Array (Photo Voltaic/solar) | a031v00000tLgQQ
Ironbridge - New Connection | ENSO GREEN HOLDINGS F LIMITED | Ironbridge 400kV | 3 | 0 | 20.2 | 120 | 2027-06-30 | Scoping | Directly Connected | NGET | Energy Storage System; PV Array (Photo Voltaic/solar) | a031v00000tLgQQ
Iver | PIVOTED POWER LLP | Iver 275kV |  | 0 | 49.9 | 49.9 | 2023-10-31 | Scoping | Directly Connected | NGET | Energy Storage System | a031v00000sxApd
Jamesfield Farm Battery Storage | HARMONY JF LIMITED | Abernethy GSP |  | 0 | 30 | 30 | 2022-10-31 | Scoping | Embedded | SHET | Energy Storage System | a031v00000sxAsM
Jamesfield Farm Phase 2 Battery Storage | HARMONY JF LIMITED | Abernethy GSP |  | 0 | 19 | 19 | 2022-10-31 | Scoping | Embedded | SHET | Energy Storage System | a031v00000sxAsN
JBM Solar 12 - Shrewsbury Solar | JBM SOLAR PROJECTS 12 LTD | Shrewsbury |  | 0 | 49.99 | 49.99 | 2024-10-30 | Scoping | Directly Connected | NGET | PV Array (Photo Voltaic/solar) | a031v00000sxAqh
JBM Solar 13 - Melksham | JBM SOLAR PROJECTS 13 LIMITED | Melksham 400kV |  | 0 | 49.99 | 49.99 | 2024-10-30 | Scoping | Directly Connected | NGET | Thermal | a031v00000sxAUw
JG Pears | JG PEARS GRID CONNECTION LIMITED | High Marnham | 1 | 13 | 0 | 13 |  | Built | Directly Connected | NGET | CHP (Combined Heat and Power) | a030Y00000ADAO8
JG Pears | JG PEARS GRID CONNECTION LIMITED | High Marnham | 2 | 0 | 17 | 30 | 2019-09-06 | Under Construction/Commissioning | Directly Connected | NGET | CHP (Combined Heat and Power) | a030Y00000ADAO8
Keadby | KEADBY GENERATION LIMITED | Keadby |  | 755 | 0 | 755 |  | Built | Directly Connected | NGET | CCGT (Combined Cycle Gas Turbine) | a030Y00000AAXq8
Keadby II | KEADBY GENERATION LIMITED | Keadby |  | 893 | 0 | 893 |  | Built | Directly Connected | NGET | CCGT (Combined Cycle Gas Turbine) | a030Y00000C9xTx
Kearsley | PIVOTED POWER LLP | Kearsley 400kV |  | 0 | 49.9 | 49.9 | 2028-10-31 | Awaiting Consents | Directly Connected | NGET | Energy Storage System | a031v00000sxAow
Keith 132 Sync. Compensation | KEITH STORAGE SOLUTIONS LIMITED | Keith Compensation Substation 132kV | 1 | 0 | 0 | 0 |  | Built | Directly Connected | SHET | Reactive Compensation | a031v00000sxApr
Keith 132 Sync. Compensation | KEITH STORAGE SOLUTIONS LIMITED | Keith Compensation Substation 132kV | 2 | 0 | 48 | 48 | 2023-01-31 | Consents Approved | Directly Connected | SHET | Reactive Compensation | a031v00000sxApr
Keith 275kV Greener Grid Park | KEITH STORAGE SOLUTIONS LIMITED | Keith 275KV |  | 0 | 9.9 | 9.9 | 2024-08-01 | Scoping | Directly Connected | SHET | Reactive Compensation | a031v000016GcG3
Keith Hill Wind Farm | DIAMOND WIND LIMITED | Keith Hill 33kV Substation |  | 4.5 | 0 | 4.5 |  | Built | Directly Connected | SPT | Wind Onshore | a030Y00000ADAPk
Keithick Estate | Sirius Ecodev (Keithick) Limited | Coupar Angus GSP |  | 0 | 49.99 | 49.99 | 2026-04-30 | Awaiting Consents | Embedded | SHET | Energy Storage System; PV Array (Photo Voltaic/solar) | a031v00001BsaSs
Kemsley | GROVEHURST ENERGY LIMITED | Kemsley |  | 35.8 | 0 | 35.8 |  | Built | Embedded | NGET | CHP (Combined Heat and Power) | a031v00000tEiai
Kemsley | PIVOTED POWER LLP | Kemsley 400/132kV Substation |  | 49.9 | 0 | 49.9 |  | Built | Directly Connected | NGET | Energy Storage System | a030Y00000ABUhz
Kennoxhead Wind Farm | ORSTED ONSHORE UK LIMITED | Kennoxhead |  | 0 | 112 | 112 | 2024-02-27 | Consents Approved | Directly Connected | SPT | Wind Onshore | a030Y00000C9xZ3
Kennoxhead Wind Farm Extension | KENNOXHEAD WIND FARM LIMITED | Middle Muir 132/33kV |  | 60 | 0 | 60 |  | Built | Directly Connected | SPT | Wind Onshore | a031v00000sxATY
Kilbraur Wind Farm | KILBRAUR WIND ENERGY LIMITED | Kilbraur Wind Farm |  | 67 | 0 | 67 |  | Built | Directly Connected | SHET | Wind Onshore | a030Y00000ABUVK
Kilgallioch | SCOTTISHPOWER RENEWABLES (UK) LIMITED | Kilgallioch 132/33kV Substation | 1 | 228 | 0 | 228 |  | Built | Directly Connected | SPT | Wind Onshore | a030Y000006fEUP
Kilgallioch | SCOTTISHPOWER RENEWABLES (UK) LIMITED | Kilgallioch 132/33kV Substation | 2 | 0 | 46 | 274 | 2022-10-31 | Consents Approved | Directly Connected | SPT | Wind Onshore | a030Y000006fEUP
Killingholme | UNIPER UK LIMITED | Killingholme 400kV | 1 | 600 | 0 | 600 |  | Built | Directly Connected | NGET | OCGT (Open Cycle Gas Turbine) | a030Y000009s7wV
Killingholme | UNIPER UK LIMITED | Killingholme 400kV | 2 | 0 | 19 | 619 | 2024-04-01 | Under Construction/Commissioning | Directly Connected | NGET | OCGT (Open Cycle Gas Turbine) | a030Y000009s7wV
Kilmarnock BESS | NORIKER POWER LTD |  |  | 0 | 350 | 350 | 2025-07-31 | Scoping | Directly Connected | SPT | Energy Storage System | a031v00001EvCxx
Kilmarnock South Battery Storage | WEAVER POWER LIMITED | Kilmarnock South |  | 0 | 300 | 300 | 2027-04-30 | Scoping | Directly Connected | SPT | Energy Storage System | a031v00001EtmxG
Kilmorack (part of the Beauly Cascade) | SSE GENERATION LIMITED | Kilmorack |  | 20 | 0 | 20 |  | Built | Directly Connected | SHET | Hydro | a030Y000009setg
Kincardine Battery Storage Facility | SPECTRUMRESERVE LTD | Fife Grid Services Facility 275kV Substation |  | 0 | 200 | 200 | 2024-04-12 | Scoping | Directly Connected | SPT | Energy Storage System | a031v00000sxAeF
Kincardine Energy Storage Facility | ENERGYGRIDPOWER3 LTD | Fife Grid Services Facility 275kV Substation |  | 0 | 200 | 200 | 2024-04-12 | Scoping | Directly Connected | SPT | Energy Storage System | a031v00001BEcTH
Kincardine Offshore Wind Farm | KINCARDINE OFFSHORE WINDFARM LIMITED | Redmoss GSP |  | 49.6 | 0 | 49.6 |  | Built | Embedded | SHET | Wind Offshore | a030Y00000B9dSs
King's Lynn 'B' Power Station | EP UK POWER DEVELOPMENT LTD | King's Lynn 400kV |  | 0 | 1700 | 1700 | 2025-10-01 | Consents Approved | Directly Connected | NGET | CCGT (Combined Cycle Gas Turbine) | a031v00000sxAox
Kings Lynn A | RWE GENERATION UK PLC | Walpole 132kV |  | 395 | 0 | 395 |  | Built | Embedded | NGET | CCGT (Combined Cycle Gas Turbine) | a030Y000009rmCh
Kingsnorth - New connection | ENSO GREEN HOLDINGS G LIMITED | Kingsnorth | 1 | 0 | 49.9 | 49.9 | 2025-06-30 | Scoping | Directly Connected | NGET | Energy Storage System | a031v00000tLgRJ
Kingsnorth - New connection | ENSO GREEN HOLDINGS G LIMITED | Kingsnorth | 2 | 0 | 49.9 | 99.8 | 2026-06-30 | Scoping | Directly Connected | NGET | Energy Storage System | a031v00000tLgRJ
Kingsnorth - New connection | ENSO GREEN HOLDINGS G LIMITED | Kingsnorth | 3 | 0 | 20.2 | 120 | 2026-12-30 | Scoping | Directly Connected | NGET | Energy Storage System | a031v00000tLgRJ
Kinmuck PV and BESS Station | IGP Solar 24 Limited | Peterhead |  | 0 | 105 | 105 | 2027-05-31 | Scoping | Directly Connected | SHET | Energy Storage System; PV Array (Photo Voltaic/solar) | a031v00001BIUqX
Kintradwell Energy Park | RENEWABLE ENERGY SYSTEMS LIMITED | Kintradwell 132/33kV Substation |  | 0 | 71.4 | 71.4 | 2027-06-30 | Scoping | Directly Connected | SHET | Wind Onshore | a031v00000uDCek
Kirkby (Tertiary) | PIVOTED POWER LLP | Kirkby 275kV |  | 0 | 49.9 | 49.9 | 2022-11-01 | Scoping | Directly Connected | NGET | Energy Storage System | a031v00000sxAp0
Kirkby Green Energy Centre | INNOVA RENEWABLES LIMITED | Kirkby 275kV |  | 0 | 400 | 400 | 2028-10-30 | Scoping | Directly Connected | NGET | Energy Storage System; PV Array (Photo Voltaic/solar) | a031v00001Ewmoo
Kirk Hill | KIRK HILL WIND FARM LIMITED | Maybole |  | 0 | 20 | 20 | 2022-10-31 | Consents Approved | Embedded | SPT | Wind Onshore | a030Y00000C9xZ8
Kirkton Wind Farm | Kirkton Wind Farm Ltd |  |  | 0 | 60 | 60 | 2027-10-31 | Scoping | Directly Connected | SHET | Wind Onshore | a031v00001Etyb4
Knockcronal Wind Farm | Knockcronal Wind Farm Limited |  |  | 0 | 59.4 | 59.4 | 2027-06-30 | Scoping | Directly Connected | SPT | Wind Onshore | a031v00001E9zG7
Knockkippen Energy Park | Naturalis Energy Developments Ltd | Ayr 275/33 kV Substation |  | 0 | 60 | 60 | 2026-09-30 | Scoping | Embedded | SPT | Energy Storage System; PV Array (Photo Voltaic/solar); Wind Onshore | a031v00001EuWE4
Knockodhar Wind Farm | REG KNOCKODHAR LIMITED | Mark Hill |  | 0 | 120 | 120 | 2026-10-30 | Scoping | Directly Connected | SPT | Wind Onshore | a031v00000sxATW
Kype Muir | BANKS RENEWABLES (KYPE MUIR WIND FARM) LIMITED | Coalburn 132/33kV |  | 88.4 | 0 | 88.4 |  | Built | Directly Connected | SPT | Wind Onshore | a030Y00000C9xUw
Lairg II Wind Farm | ENERGYFARM UK LAIRG LLP |  |  | 0 | 50 | 50 | 2026-10-31 | Consents Approved | Directly Connected | SHET | Wind Onshore | a031v000010xWw5
Lakeside Energy Drax | Lakeside Energy Storage Limited | Drax GSP |  | 0 | 99.9 | 99.9 | 2023-10-31 | Consents Approved | Directly Connected | NGET | Energy Storage System | a031v000016F7Zb
Laleham | PIVOTED POWER LLP | Laleham 275kV |  | 0 | 49.9 | 49.9 | 2024-10-31 | Scoping | Directly Connected | NGET | Energy Storage System | a031v00000sxAp1
Lamford Hill | RWE RENEWABLES UK ONSHORE WIND LIMITED | Lamford Hill 132/33kV Substation |  | 0 | 20 | 20 | 2026-10-30 | Scoping | Directly Connected | SPT | Wind Onshore | a031v000014POoE
Landulph | PIVOTED POWER LLP | Landulph 400kV |  | 0 | 49.9 | 49.9 | 2022-10-31 | Consents Approved | Directly Connected | NGET | Energy Storage System | a031v00000sxApo
Lan Fawr Energy Park | Lan Fawr Energy Park Limited | Pont Abraham |  | 0 | 246.4 | 246.4 | 2028-09-11 | Scoping | Embedded | NGET | Wind Onshore | a031v00001AFwPO
Langage | EP LANGAGE LIMITED | Langage 400kV |  | 905 | 0 | 905 |  | Built | Directly Connected | NGET | CCGT (Combined Cycle Gas Turbine) | a030Y00000AAXr3
Laughton Solar Park | LAUGHTON SOLAR PARK LIMITED | West Burton 400kV |  | 0 | 480 | 480 | 2028-11-30 | Scoping | Directly Connected | NGET | Energy Storage System; PV Array (Photo Voltaic/solar) | a031v00000sxAWs
Legacy Green Energy Centre | LEGACY GREEN ENERGY LIMITED | Legacy |  | 0 | 400 | 400 | 2026-10-30 | Awaiting Consents | Directly Connected | NGET | Energy Storage System; PV Array (Photo Voltaic/solar) | a031v00001BFW0x
Legacy Tertiary Connection (formerly Legacy Gas) | HD639LEG LIMITED | Legacy 400kV Substation |  | 0 | 57 | 57 | 2024-08-31 | Scoping | Directly Connected | NGET | Gas Reciprocating | a031v00000sxAqg
Lethans Wind Farm | BANKS RENEWABLES (LETHANS WIND FARM) LIMITED | Lethans 132kV Substation |  | 0 | 132 | 132 | 2026-10-31 | Consents Approved | Directly Connected | SPT | Wind Onshore | a031v00000tMN63
Limekiln | LIMEKILN GRID LIMITED | Limekilns 132/33kV substation |  | 0 | 106 | 106 | 2024-04-30 | Consents Approved | Directly Connected | SHET | Wind Onshore | a031v00000sxAVp
Lincs Offshore Wind Farm | LINCS WIND FARM LIMITED | Lincs 33/132kV Offshore Substation |  | 265 | 0 | 265 |  | Built | Directly Connected | OFTO | Wind Offshore | a030Y00000ABU6U
Lister Battery (formerly Lister Drive) | LISTER BATTERY LTD | Lister Drive 275kV |  | 0 | 57 | 57 | 2023-10-31 | Scoping | Directly Connected | NGET | Energy Storage System | a031v00000sxAp4
Lister Drive | ORSTED ESS MERSEY LIMITED | DNO - Lister Drive 132kV |  | 20 | 0 | 20 |  | Built | Embedded | NGET | Energy Storage System | a031v00000sxAsn
Lister Drive 275kV | LISTER DRIVE SOLUTIONS LIMITED | Lister Drive 275KV |  | 0 | 0 | 0 | 2021-12-17 | Under Construction/Commissioning | Directly Connected | NGET | Reactive Compensation | a031v00000sxAsF
Lister Drive Shaw | SHAW-ENERGI LTD | Lister Drive 275kV |  | 0 | 57 | 57 | 2023-06-30 | Scoping | Directly Connected | NGET | Energy Storage System | a031v00000tF2Ve
Little Barford | RWE GENERATION UK PLC | Eaton Socon 400kV |  | 740 | 0 | 740 |  | Built | Directly Connected | NGET | CCGT (Combined Cycle Gas Turbine) | a030Y000009rlDb
Little Hill | BRYN GILWERN ENERGY PARK LIMITED | Pont Abraham |  | 0 | 74.9 | 74.9 | 2026-10-31 | Scoping | Embedded | NGET | Wind Onshore | a031v0000199koE
Little Raith BES | DAISY NO 2 LIMITED | Glenniston |  | 0 | 50 | 50 | 2023-08-15 | Consents Approved | Embedded | SPT | Energy Storage System | a031v00000sxAfn
Livishie (part of the Moriston Cascade) | SSE GENERATION LIMITED | Glenmoriston |  | 18 | 0 | 18 |  | Built | Embedded | SHET | Hydro | a030Y000009setq
Llanwern Phase 1 | GREENFIELDS (T) LIMITED | Whitston 275kV |  | 0 | 95 | 95 | 2023-11-01 | Awaiting Consents | Directly Connected | NGET | PV Array (Photo Voltaic/solar) | a031v00000sxAqD
Llanwern Phase 2 | GREENFIELDS (Q) LIMITED | Whitson 275kV |  | 0 | 190 | 190 | 2028-10-01 | Awaiting Consents | Directly Connected | NGET | Energy Storage System; PV Array (Photo Voltaic/solar) | a031v00000sxAqC
Llwynygog | ESGAIR GALED ENERGY PARK LIMITED | Chirk |  | 0 | 125 | 125 | 2027-02-04 | Scoping | Embedded | NGET | Wind Onshore | a031v000019XJt8
Llywelyn Floating Offshore Wind Farm | FALCK RENEWABLES WIND LIMITED | Pembroke 400kV |  | 0 | 300 | 300 | 2029-03-31 | Scoping | Directly Connected | NGET | Wind Offshore | a031v00001BFvy0
Lochay (Part of Killin Cascade Hydro Scheme) | SSE GENERATION LIMITED | Lochay |  | 47 | 0 | 47 |  | Built | Directly Connected | SHET | Hydro | a030Y000009seu5
Lochgoin Solar Farm | TURBINE MARKETING SPV LIMITED | Whitelee Extension |  | 0 | 89 | 89 | 2024-08-01 | Scoping | Directly Connected | SPT | PV Array (Photo Voltaic/solar) | a031v00000sxAqB
Loch Kemp Pumped Storage | STATERA ENERGY LIMITED | Loch Kemp 275kV substation |  | 0 | 300 | 300 | 2027-10-31 | Scoping | Directly Connected | SHET | Pump Storage | a031v0000199lVt
Lochluichart | LZN LIMITED | Corriemoillie 132kV Substation |  | 69 | 0 | 69 |  | Built | Directly Connected | SHET | Wind Onshore | a030Y00000ABUVU
Loch Luichart Extension II | BLUEBELL WIND FARM LIMITED | Loch Luichart Extension II |  | 0 | 36 | 36 | 2024-10-31 | Scoping | Directly Connected | SHET | Wind Onshore | a031v00000sxATR
Loch Tarff Pumped Storage | STATERA ENERGY LIMITED |  |  | 0 | 300 | 300 | 2029-10-31 | Scoping | Directly Connected | SHET | Pump Storage | a031v00001C866y
Loganhead Windfarm | LOGANHEAD WF LIMITED | Hopsrig Collector 132/33kV Substation |  | 0 | 36 | 36 | 2026-10-31 | Awaiting Consents | Directly Connected | SPT | Wind Onshore | a030Y00000C9xTd
London Array Offshore Wind Farm | LONDON ARRAY LIMITED | London Array 33/150kV Offshore Substations |  | 630 | 0 | 630 |  | Built | Directly Connected | OFTO | Wind Offshore | a030Y00000AAXnY
Lorg Wind Farm | RWE RENEWABLES UK ONSHORE WIND LIMITED | Lorg Wind Farm 132/32kV |  | 0 | 69.5 | 69.5 | 2026-04-30 | Scoping | Directly Connected | SPT | Wind Onshore | a030Y000009s7x9
Lovedean (Tertiary) | LOVEDEAN GREEN LIMITED | Lovedean 400kV | 1 | 0 | 49.9 | 49.9 | 2023-06-30 | Scoping | Directly Connected | NGET | Energy Storage System; PV Array (Photo Voltaic/solar) | a031v00000sxATU
Lovedean (Tertiary) | LOVEDEAN GREEN LIMITED | Lovedean 400kV | 2 | 0 | 7.1 | 57 | 2023-10-31 | Scoping | Directly Connected | NGET | Energy Storage System; PV Array (Photo Voltaic/solar) | a031v00000sxATU
Lubreoch Hydro (Part of Killin Cascade Hydro Scheme) | SSE GENERATION LIMITED | Killin GSP |  | 4 | 0 | 4 |  | Built | Embedded | SHET | Hydro | a031v00000sxAfh
Luichart (part of the Conon Cascade) | SSE GENERATION LIMITED | Luichart |  | 34 | 0 | 34 |  | Built | Directly Connected | SHET | Hydro | a030Y000009seuA
Lynemouth Power Station | LYNEMOUTH POWER LIMITED | Blyth GSP |  | 396 | 0 | 396 |  | Built | Embedded | NGET | Biomass | a030Y00000AQZ4l
Lynes Common | RWE COGEN UK (HYTHE) LIMITED | Fawley 400kV |  | 49.9 | 0 | 49.9 |  | Built | Embedded | NGET | OCGT (Open Cycle Gas Turbine) | a030Y00000ABUgI
Lyra Offshore Wind Farm | BLUEFLOAT ENERGY UK HOLDINGS LIMITED | Lyra 320/66kV Offshore Substation |  | 0 | 1200 | 1200 | 2033-10-31 | Scoping | Directly Connected | SPT | Wind Offshore | a031v0000152i1I
Maentwrog | NUCLEAR DECOMMISSIONING AUTHORITY | Maentwrog |  | 30 | 0 | 30 |  | Built | Embedded | NGET | Hydro | a030Y00000AQjOm
Magwind | MAGNORA OFFSHORE WIND AS | New Dounreay |  | 0 | 495 | 495 | 2033-10-31 | Scoping | Directly Connected | SHET | Wind Offshore | a031v00001D2wTr
Mannington | BAYWA R.E. UK LIMITED | Mannington |  | 0 | 57 | 57 | 2025-05-20 | Scoping | Directly Connected | NGET | PV Array (Photo Voltaic/solar) | a031v00000sxAos
Mannington | PIVOTED POWER LLP | Mannington |  | 0 | 49.9 | 49.9 | 2024-10-31 | Awaiting Consents | Directly Connected | NGET | Energy Storage System | a031v00000sxAot
Mannington Tertiary | MANNINGTON ENERGY CENTRE LIMITED | Mannington 400kV |  | 0 | 49.9 | 49.9 | 2024-04-02 | Scoping | Directly Connected | NGET | Energy Storage System | a031v00000sxATV
Marchwood | MARCHWOOD POWER LIMITED | Marchwood 400kV |  | 920 | 0 | 920 |  | Built | Directly Connected | NGET | CCGT (Combined Cycle Gas Turbine) | a030Y00000AAY0O
Margree Wind Farm | EnergyFarm UK Margree LLP | Glenshimmeroch 132kV |  | 0 | 50 | 50 | 2026-05-12 | Awaiting Consents | Directly Connected | SPT | Wind Onshore | a031v00001E9OPz
Mark Hill Wind Farm | SCOTTISHPOWER RENEWABLES (UK) LIMITED | Mark Hill |  | 53 | 0 | 53 |  | Built | Directly Connected | SPT | Wind Onshore | a030Y000006fEUU
Markinch (Rothes) Biomass CHP Plant | RWE MARKINCH LIMITED | Glenrothes |  | 55 | 0 | 55 |  | Built | Embedded | SPT | Biomass | a030Y000009rlEq
Medway Power Station | MEDWAY POWER LIMITED | Grain |  | 735 | 0 | 735 |  | Built | Directly Connected | NGET | CCGT (Combined Cycle Gas Turbine) | a030Y00000AAXzb
Melksham | IGP SOLAR 15 LIMITED | Melksham 400kV |  | 0 | 500 | 500 | 2029-07-31 | Scoping | Directly Connected | NGET | Energy Storage System; PV Array (Photo Voltaic/solar) | a031v00001ADky3
Melksham (Tertiary) | MELKSHAM CALNE GREEN LIMITED | Melksham 400kV | 1 | 0 | 49.9 | 49.9 | 2022-10-31 | Scoping | Directly Connected | NGET | Energy Storage System; PV Array (Photo Voltaic/solar) | a031v00000sxATX
Melksham (Tertiary) | MELKSHAM CALNE GREEN LIMITED | Melksham 400kV | 2 | 0 | 7.1 | 57 | 2023-10-31 | Scoping | Directly Connected | NGET | Energy Storage System; PV Array (Photo Voltaic/solar) | a031v00000sxATX
Merlin Offshore Wind Farm | OFFSHORE WIND LIMITED | Alverdiscott 400kV Substation |  | 0 | 300 | 300 | 2028-11-01 | Scoping | Directly Connected | NGET | Wind Offshore | a031v00001C8VMo
MeyGen Tidal | MEYGEN PLC | Gills Bay GSP | 1 | 0 | 15 | 15 | 2026-03-31 | Consents Approved | Directly Connected | SHET | Tidal | a030Y00000C9zSv
MeyGen Tidal | MEYGEN PLC | Gills Bay GSP | 2 | 0 | 56 | 71 | 2026-03-31 | Consents Approved | Directly Connected | SHET | Tidal | a030Y00000C9zSv
MeyGen Tidal | MEYGEN PLC | Gills Bay GSP | 3 | 0 | 83 | 154 | 2026-04-01 | Awaiting Consents | Directly Connected | SHET | Tidal | a030Y00000C9zSv
MeyGen Tidal | MEYGEN PLC | Gills Bay GSP | 4 | 0 | 83 | 237 | 2027-04-01 | Awaiting Consents | Directly Connected | SHET | Tidal | a030Y00000C9zSv
Middle Muir Wind Farm | BANKS RENEWABLES (MIDDLE MUIR WIND FARM) LIMITED | Middle Muir 132/33kV |  | 51 | 0 | 51 |  | Built | Directly Connected | SPT | Wind Onshore | a030Y00000C9xZD
Middlewich BEGA | CONRAD (MIDDLEWICH) LIMITED | Carrington |  | 20 | 0 | 20 |  | Built | Embedded | NGET | Gas Reciprocating | a031v00000sxAeO
Milford Haven | EGNEDOL PEMBROKE ECO-POWER LIMITED | Pembroke 400kV |  | 0 | 350 | 350 | 2022-10-31 | Awaiting Consents | Directly Connected | NGET | Biomass | a030Y00000C9zT5
Millbrook Power | MILLBROOK POWER LIMITED | Marston Vale 400kV substation |  | 0 | 299 | 299 | 2024-06-28 | Consents Approved | Directly Connected | NGET | OCGT (Open Cycle Gas Turbine) | a030Y00000Hgk10
Millennium South | FALCK RENEWABLES WIND LIMITED | Millennium South 132/33kV Substation |  | 0 | 25 | 25 | 2021-10-31 | Consents Approved | Directly Connected | SHET | Wind Onshore | a030Y00000C9xU7
Millennium Wind | MILLENNIUM WIND ENERGY LIMITED | Millennium |  | 65 | 0 | 65 |  | Built | Directly Connected | SHET | Wind Onshore | a031v00000sxAVv
Mill Hill Tertiary Connection | HB333MIL LTD | Mill Hill 275kV |  | 0 | 57 | 57 | 2024-08-30 | Awaiting Consents | Directly Connected | NGET | Gas Reciprocating | a031v00000sxAUu
Minety Tertiary(2) | JBM SOLAR PROJECTS 14 LTD | Minety GSP |  | 0 | 49.99 | 49.99 | 2024-10-30 | Scoping | Directly Connected | NGET | PV Array (Photo Voltaic/solar) | a031v00000sxASe
Minety Tertiary Connection | HB411MIN Limited | Minety GSP |  | 0 | 47.5 | 47.5 | 2024-10-31 | Scoping | Directly Connected | NGET | Gas Reciprocating | a031v00000sxASd
Minnygap | MINNYGAP ENERGY LIMITED | Moffat GSP |  | 25 | 0 | 25 |  | Built | Directly Connected | SPT | Wind Onshore | a030Y00000AQjUf
Minsca | MINSCA WINDFARM (SCOTLAND) LIMITED | Chapelcross GSP |  | 37.5 | 0 | 37.5 |  | Built | Embedded | SPT | Wind Onshore | a030Y00000ABUiJ
Moelfre Energy Park | MOELFRE ENERGY PARK LIMITED | Bodelwyddan 400kV Substation |  | 0 | 158.4 | 158.4 | 2026-10-31 | Scoping | Directly Connected | NGET | Wind Onshore | a031v0000153wT3
Moel y Llyn | Llyn Lort Energy Park Limited | Chirk |  | 0 | 251 | 251 | 2027-02-04 | Scoping | Embedded | NGET | Wind Onshore | a031v000019XJwF
Monets Garden | MONETS GARDEN BATTERY LTD | Osbaldwick 400kV |  | 0 | 57 | 57 | 2024-10-30 | Consents Approved | Directly Connected | NGET | Energy Storage System | a031v00000sxAp5
Monk Fryston | IGP SOLAR 18 LIMITED | Monk Fryston 275kV Substation |  | 0 | 500 | 500 | 2029-10-31 | Scoping | Directly Connected | NGET | Energy Storage System; PV Array (Photo Voltaic/solar) | a031v00001ACznf
Monk Fryston BESS | UKPA ENERGYMF LTD | Monk Fryston 275kV Substation |  | 0 | 320 | 320 | 2024-10-31 | Scoping | Directly Connected | NGET | Energy Storage System | a031v00001ABgHP
Monk Fryston Tertiary Connection | HD777FRY LTD | Monk Fryston GSP |  | 0 | 57 | 57 | 2023-10-31 | Scoping | Directly Connected | NGET | Gas Reciprocating | a031v00000sxATb
Monquhill Wind Farm | RWE RENEWABLES UK ONSHORE WIND LIMITED | Monquhill Wind Farm 33kV |  | 0 | 10 | 10 | 2027-04-30 | Awaiting Consents | Directly Connected | SPT | Wind Onshore | a031v00000sxATc
Mon Solar Farm | LIGHTSOURCE SPV 204 LIMITED | Wylfa 400kV |  | 0 | 480 | 480 | 2026-10-31 | Scoping | Directly Connected | NGET | Energy Storage System; PV Array (Photo Voltaic/solar) | a031v000014POLF
Moray East Offshore Wind Farm | MORAY OFFSHORE WINDFARM (EAST) LIMITED | New Deer 400kV Substation |  | 900 | 0 | 900 |  | Built | Directly Connected | SHET | Wind Offshore | a031v00000sxAVs
Moray West Offshore Windfarm | MORAY OFFSHORE WINDFARM (WEST) LIMITED | Moray Firth 220/33kV Platform 1 & 2 Offshore Substation | 1 | 0 | 800 | 800 | 2024-04-01 | Consents Approved | Directly Connected | SHET | Wind Offshore | a031v00000sxApq
Moray West Offshore Windfarm | MORAY OFFSHORE WINDFARM (WEST) LIMITED | Moray Firth 220/33kV Platform 1 & 2 Offshore Substation | 2 | 0 | 60 | 860 | 2026-10-31 | Scoping | Directly Connected | SHET | Wind Offshore | a031v00000sxApq
Morecambe Offshore Wind Farm | OFFSHORE WIND LIMITED | Wylfa 400kV |  | 0 | 480 | 480 | 2033-04-01 | Scoping | Directly Connected | NGET | Wind Offshore | a031v000011kGnl
Morgannwg Solar Farm | LIGHTSOURCE SPV 214 LIMITED | Aberthaw 275kV Substation |  | 0 | 249 | 249 | 2028-10-31 | Scoping | Directly Connected | NGET | Energy Storage System; PV Array (Photo Voltaic/solar) | a031v00001D3LBo
Morlais | MENTER MON CYF | Penrhos | 1 | 0 | 40 | 40 | 2028-04-01 | Scoping | Directly Connected | NGET | Tidal | a031v00000sxApm
Morlais | MENTER MON CYF | Penrhos | 2 | 0 | 20 | 60 | 2029-04-01 | Scoping | Directly Connected | NGET | Tidal | a031v00000sxApm
Morlais | MENTER MON CYF | Penrhos | 3 | 0 | 40 | 100 | 2030-04-01 | Scoping | Directly Connected | NGET | Tidal | a031v00000sxApm
Morlais | MENTER MON CYF | Penrhos | 4 | 0 | 80 | 180 | 2032-04-01 | Scoping | Directly Connected | NGET | Tidal | a031v00000sxApm
Morwind 300 | Morwind Ltd | Alverdiscott 400kV Substation |  | 0 | 300 | 300 | 2031-10-31 | Scoping | Directly Connected | NGET | Wind Offshore | a031v00001E9EEe
Mossford (part of the Conon Cascade) | SSE GENERATION LIMITED | Mossford |  | 18.7 | 0 | 18.7 |  | Built | Directly Connected | SHET | Hydro | a030Y00000AAURa
Mossy Hill Wind Farm | PEEL NRE WIND FARMS (NO. 1) LIMITED | Mossy Hill 132kV |  | 0 | 49.9 | 49.9 | 2026-04-01 | Consents Approved | Directly Connected | SHET | Wind Onshore | a031v00000sxATe
Moy Wind Farm | ENECO MOY LIMITED | Inverness GSP |  | 60 | 0 | 60 |  | Built | Embedded | SHET | Wind Onshore | a030Y00000ABUgr
Muaitheabhal Wind Farm | UISENIS POWER LIMITED | Muaitheabhal 132/33kV Substation |  | 0 | 150 | 150 | 2027-03-31 | Consents Approved | Directly Connected | SHET | Wind Onshore | a030Y00000AR9uJ
Mwdwl Eithin Energy Park | MWDWL EITHIN ENERGY PARK LIMITED | Bodelwyddan 400kV Substation |  | 0 | 81.2 | 81.2 | 2026-10-31 | Scoping | Directly Connected | NGET | Wind Onshore | a031v000015TWHo
Nant | SSE GENERATION LIMITED | Nant |  | 15 | 0 | 15 |  | Built | Directly Connected | SHET | Hydro | a030Y00000AAUUd
Nant Aman | NANT AMAN ENERGY PARK LIMITED | Rhigos |  | 0 | 143 | 143 | 2028-10-01 | Scoping | Directly Connected | NGET | Wind Onshore | a031v00001ACKmG
Nant Ceiment Energy Park Limited | NANT CEIMENT ENERGY PARK LIMITED | Pont Abraham |  | 0 | 88.4 | 88.4 | 2027-09-11 | Scoping | Embedded | NGET | Wind Onshore | a031v00001AFx9f
Nant Y Maen Wind Farm | EDF ENERGY RENEWABLES LIMITED |  |  | 0 | 150 | 150 | 2032-05-01 | Scoping | Directly Connected | NGET | Wind Onshore | a031v00000sxAqV
Native River (Capenhurst) | NATIVE RIVER LTD | Capenhurst 275kV Substation |  | 0 | 57 | 57 | 2024-05-30 | Consents Approved | Directly Connected | NGET | Energy Storage System | a031v0000199lQc
Neart Na Gaoithe Offshore Wind Farm | NEART NA GAOITHE OFFSHORE WIND LIMITED | Neart Na Gaoithe 220/66KV Offshore |  | 0 | 448 | 448 | 2022-04-01 | Consents Approved | Directly Connected | SPT | Wind Offshore | a030Y00000AR9uO
Neilston 132kV Greener Grid Park | STATKRAFT UK LTD | Neilston 132kV |  | 0 | 49.9 | 49.9 | 2023-07-01 | Scoping | Directly Connected | SPT | Energy Storage System; Reactive Compensation | a031v00000tFLuH
Neilston Synchronous Compensation | NEILSTON GRID SERVICES LIMITED | Neilston 400kV |  | 0 | 0 | 0 | 2024-07-31 | Consents Approved | Directly Connected | SPT | Reactive Compensation | a031v00000xecps
New Deer BESS Station | IGP SOLAR 25 LIMITED | New Deer 2 400kV Substation |  | 0 | 500 | 500 | 2033-10-31 | Scoping | Directly Connected | SHET | Energy Storage System | a031v00001Ew1oi
North East Offshore Wind Farm | MORAY OFFSHORE RENEWABLE POWER LIMITED | New Deer 2 400kV Substation |  | 0 | 2000 | 2000 | 2033-10-31 | Scoping | Directly Connected | SHET | Wind Offshore | a031v000010z73e
North Falls Offshore Wind Farm | SSE RENEWABLES SERVICES (UK) LIMITED | North Falls Offshore Platform |  | 0 | 1000 | 1000 | 2030-10-31 | Scoping | Directly Connected | OFTO | Wind Offshore | a031v00000sxASR
North Killingholme Power Project | C.GEN KILLINGHOLME LIMITED | Killingholme 400kV |  | 0 | 540 | 540 | 2023-04-01 | Consents Approved | Directly Connected | NGET | CCGT (Combined Cycle Gas Turbine) | a031v00000sxAo6
North Kyle New Cumnock | NORTH KYLE WIND FARM LIMITED | New Cumnock 132kV |  | 0 | 212 | 212 | 2024-04-30 | Awaiting Consents | Directly Connected | SPT | Wind Onshore | a031v00000sxATh
North Lowther Energy Initiative | NLEI LTD | NLEI |  | 0 | 151.2 | 151.2 | 2026-04-01 | Scoping | Directly Connected | SPT | Wind Onshore | a030Y00000C9zUH
North Sea | RWE RENEWABLES UK LIMITED |  |  | 0 | 1500 | 1500 | 2033-01-01 | Scoping | Directly Connected | NGET | Wind Offshore | a031v00000uCs2h
North Sea B (Irish Sea) | RWE RENEWABLES UK LIMITED | Wylfa 400kV |  | 0 | 1500 | 1500 | 2033-01-01 | Scoping | Directly Connected | NGET | Wind Offshore | a031v00000vOJKy
North Sea Offshore Wind Farm | OFFSHORE WIND LIMITED | New Deer 400kV Substation |  | 0 | 1500 | 1500 | 2033-10-31 | Scoping | Directly Connected | SHET | Wind Offshore | a031v000019ls1V
North Wales Hybrid | SOLAR CENTURY HOLDINGS LIMITED | Bodelwyddan 400kV Substation |  | 0 | 53 | 53 | 2026-09-02 | Scoping | Directly Connected | NGET | Energy Storage System; PV Array (Photo Voltaic/solar) | a031v00000sxAp9
Norton | BAYWA R.E. UK LIMITED | Norton 400kV Substation |  | 0 | 57 | 57 | 2025-05-01 | Awaiting Consents | Directly Connected | NGET | Energy Storage System; PV Array (Photo Voltaic/solar) | a031v000016HPPk
Norton PV and BESS | CS UK HOLDINGS III LIMITED | Norton 400kV Substation |  | 0 | 40.9 | 40.9 | 2023-07-31 | Scoping | Directly Connected | NGET | Energy Storage System; PV Array (Photo Voltaic/solar) | a031v000010z7du
Norwich | PIVOTED POWER LLP | Norwich Main 400kV |  | 0 | 49.9 | 49.9 | 2024-10-31 | Consents Approved | Directly Connected | NGET | Energy Storage System | a031v00000sxApB
Norwich | YARE POWER LIMITED | Norwich |  | 0 | 49.5 | 49.5 | 2024-06-30 | Consents Approved | Directly Connected | NGET | CCGT (Combined Cycle Gas Turbine) | a031v00000sxApC
Norwich Green Energy Centre | NORWICH GREEN ENERGY LIMITED | Norwich Main 400kV |  | 0 | 400 | 400 | 2031-04-30 | Awaiting Consents | Directly Connected | NGET | Energy Storage System; PV Array (Photo Voltaic/solar) | a031v00001D3BKH
NPI A Offshore | Northland Power UK Limited |  |  | 0 | 1500 | 1500 | 2033-10-31 | Scoping | Directly Connected | SHET | Wind Offshore | a031v00001ABn8M
NPI C 220/66kV Offshore | Northland Power UK Limited |  |  | 0 | 740 | 740 | 2033-10-31 | Scoping | Directly Connected | SHET | Wind Offshore | a031v00001ACRgZ
Nursling Tertiary | NURSLING ENERGY TWO LIMITED | Nursling 400kV |  | 49.9 | 0 | 49.9 |  | Built | Directly Connected | NGET | Energy Storage System | a031v00000sxApD
NZT Power Project | NET ZERO TEESSIDE POWER LIMITED | Tod Point 275kV |  | 0 | 860 | 860 | 2026-04-30 | Awaiting Consents | Directly Connected | NGET | CCGT (Combined Cycle Gas Turbine) | a031v00000xeE3K
Oaklands Farm Solar PV | BAYWA R.E. UK LIMITED | Drakelow 132kV |  | 0 | 162.3 | 162.3 | 2025-06-01 | Scoping | Directly Connected | NGET | PV Array (Photo Voltaic/solar) | a031v00000sxAoc
Ocker Hill Tertiary Connection | HD143OCK LTD | Ocker Hill |  | 0 | 57 | 57 | 2023-10-31 | Consents Approved | Directly Connected | NGET | Energy Storage System | a031v00000sxATQ
Oldbury (Tertiary) | PIVOTED POWER LLP | Oldbury 275kV |  | 0 | 49.9 | 49.9 | 2025-11-01 | Awaiting Consents | Directly Connected | NGET | Energy Storage System | a031v00000sxApF
Old Forest of Ae | SCOTTISHPOWER RENEWABLES (UK) LIMITED | Old Forest of Ae 33kV |  | 0 | 56 | 56 | 2027-10-31 | Scoping | Directly Connected | SPT | Wind Onshore | a031v00000sxApE
One Earth Solar Farm | ONE EARTH SOLAR FARM LIMITED | High Marnham Substation 275kV |  | 0 | 500 | 500 | 2027-10-31 | Scoping | Directly Connected | NGET | Energy Storage System; PV Array (Photo Voltaic/solar) | a031v000019oCYE
One Planet Solar Farm | ONE PLANET SOLAR FARM LIMITED | Eaton Socon 400kV |  | 0 | 500 | 500 | 2029-10-31 | Scoping | Directly Connected | NGET | PV Array (Photo Voltaic/solar) | a031v000015C8Pe
Ormonde Offshore Wind Farm | ORMONDE ENERGY LIMITED | Ormonde 33/132kV Offshore Substation |  | 150 | 0 | 150 |  | Built | Directly Connected | OFTO | Wind Offshore | a030Y00000ABU91
Orrin (part of the Conon Cascade) | SSE GENERATION LIMITED | Orrin |  | 18 | 0 | 18 |  | Built | Directly Connected | SHET | Hydro | a030Y00000AAUVf
OSP01 | ORSTED POWER (UK) LIMITED | OSP01 400/66kV Substation |  | 0 | 1800 | 1800 | 2033-10-31 | Scoping | Directly Connected | SPT | Wind Offshore | a031v000010F5Xh
OSP02 | ORSTED POWER (UK) LIMITED | OSP02 500/66kV Offshore Substation |  | 0 | 1800 | 1800 | 2033-10-31 | Scoping | Directly Connected | SPT | Wind Offshore | a031v000014CFrI
Ouse Energy Storage | Ouse Energy Limited | Kemsley 400/132kV Substation |  | 0 | 249 | 249 | 2026-08-24 | Scoping | Directly Connected | NGET | Energy Storage System | a031v00001EwSJX
Overhill Wind Farm | ENERGYFARM UK OVERHILL LLP | Overhill WF 132kV |  | 0 | 50 | 50 | 2026-07-08 | Consents Approved | Directly Connected | SPT | Wind Onshore | a031v00000sxATj
OWF-100 | HIGHLAND WIND LIMITED | OWF-100 |  | 0 | 100 | 100 | 2025-08-31 | Scoping | Directly Connected | SHET | Wind Offshore | a031v000013s8xM
OWF1 Offshore | SCOTTISHPOWER RENEWABLES (UK) LIMITED | OWF1 275/66kV Offshore Substation |  | 0 | 2000 | 2000 | 2028-04-30 | Scoping | Directly Connected | SPT | Wind Offshore | a031v00000wJJDc
OWF2 | SCOTTISHPOWER RENEWABLES (UK) LIMITED | OWF2 400/66kV Offshore Substation |  | 0 | 2000 | 2000 | 2033-10-31 | Scoping | Directly Connected | SHET | Wind Offshore | a031v00000xgg2r
OWF3 | SCOTTISHPOWER RENEWABLES (UK) LIMITED | OWF3 275/66kV Offshore Substation | 1 | 0 | 1000 | 1000 | 2031-10-31 | Scoping | Directly Connected | SHET | Wind Offshore | a031v00000xewXN
OWF3 | SCOTTISHPOWER RENEWABLES (UK) LIMITED | OWF3 275/66kV Offshore Substation | 2 | 0 | 2000 | 3000 | 2033-10-31 | Scoping | Directly Connected | SHET | Wind Offshore | a031v00000xewXN
OWPL Windfarm | OFFSHORE WIND POWER LIMITED | OWPL Windfarm Platform 220/66kV Offshore Substation | 1 | 0 | 750 | 750 | 2029-10-31 | Scoping | Directly Connected | SHET | Wind Offshore | a031v00000sxAYB
OWPL Windfarm | OFFSHORE WIND POWER LIMITED | OWPL Windfarm Platform 220/66kV Offshore Substation | 2 | 0 | 1500 | 2250 | 2031-10-31 | Scoping | Directly Connected | SHET | Wind Offshore | a031v00000sxAYB
Peak Gen BEGA | PEAK GEN POWER 2 LIMITED | Walpole 132kV |  | 20.5 | 0 | 20.5 |  | Built | Embedded | NGET | Oil & AGT (Advanced Gas Turbine) | a031v00000sxAt3
Pembroke | XLINKS LIMITED | Pembroke 400kV |  | 0 | 1800 | 1800 | 2028-12-31 | Scoping | Directly Connected | NGET | Wind Offshore | a031v00000tFfIm
Pembroke (spare bay) | ENSO GREEN HOLDINGS LIMITED | Pembroke 132kV |  | 0 | 120 | 120 | 2026-10-30 | Scoping | Directly Connected | NGET | Energy Storage System; PV Array (Photo Voltaic/solar) | a031v00000sxAVl
Pembroke Power Station | RWE GENERATION UK PLC | Pembroke 400kV |  | 2199 | 0 | 2199 |  | Built | Directly Connected | NGET | CCGT (Combined Cycle Gas Turbine) | a030Y000006K3B6
Pencloe Windfarm | PENCLOE WIND ENERGY LIMITED | Pencloe 132/33kV | 1 | 0 | 79.8 | 79.8 | 2023-06-30 | Consents Approved | Directly Connected | SPT | Wind Onshore | a030Y00000C9xZn
Pencloe Windfarm | PENCLOE WIND ENERGY LIMITED | Pencloe 132/33kV | 2 | 0 | 16.2 | 96 | 2024-10-29 | Awaiting Consents | Directly Connected | SPT | Wind Onshore | a030Y00000C9xZn
Penwortham BESS | SHAW-ENERGI LTD | Penwortham |  | 0 | 57 | 57 | 2024-10-31 | Scoping | Directly Connected | NGET | Energy Storage System | a031v00001EA9mS
Penwortham Green Energy Centre | PENWORTHAM GREEN ENERGY LIMITED | Penwortham |  | 0 | 400 | 400 | 2026-10-30 | Awaiting Consents | Directly Connected | NGET | Energy Storage System; PV Array (Photo Voltaic/solar) | a031v00001BHiqq
Pen Y Cymoedd Wind Farm | PEN Y CYMOEDD WIND FARM LIMITED | Rhigos 400kV |  | 228 | 0 | 228 |  | Built | Directly Connected | NGET | Wind Onshore | a030Y00000ABU96
Peterborough | RIVER NENE POWER LIMITED | Walpole 132kV |  | 245 | 0 | 245 |  | Built | Embedded | NGET | CCGT (Combined Cycle Gas Turbine) | a030Y00000ABU9G
Peterhead | SSE THERMAL GENERATION (SCOTLAND) LIMITED | Peterhead |  | 1180 | 0 | 1180 |  | Built | Directly Connected | SHET | CCGT (Combined Cycle Gas Turbine) | a030Y000006fEa5
Petroc Offshore Wind Farm | BLUEFLOAT ENERGY UK HOLDINGS LIMITED | Alverdiscott 400kV Substation |  | 0 | 300 | 300 | 2029-03-31 | Scoping | Directly Connected | NGET | Wind Offshore | a031v00001BFVLX
Phoenix 1A Offshore Wind Farm | BP ALTERNATIVE ENERGY INVESTMENTS LIMITED | Phoenix 1A 275/66kV Offshore Substation |  | 0 | 1500 | 1500 | 2031-10-31 | Scoping | Directly Connected | SHET | Wind Offshore | a031v000015XfRx
Phoenix 1B Offshore Wind Farm | BP ALTERNATIVE ENERGY INVESTMENTS LIMITED | Phoenix 1B 275/66kV Offshore Substation |  | 0 | 1500 | 1500 | 2033-10-31 | Scoping | Directly Connected | SPT | Wind Offshore | a031v000016EYn2
Pillswood BESS Phase 1 | Harmony (PW) Limited | Creyke Beck |  | 0 | 49.9 | 49.9 | 2022-10-01 | Consents Approved | Embedded | NGET | Energy Storage System | a031v00001GGJXC
Pillswood BESS Phase 2 | Harmony (PW) 2 Limited | Creyke Beck |  | 0 | 49.9 | 49.9 | 2022-10-01 | Consents Approved | Embedded | NGET | Energy Storage System | a031v00001GGJXg
Pines Burn Wind Farm | ENERGIEKONTOR UK LTD | Hawick |  | 0 | 50 | 50 | 2023-08-02 | Consents Approved | Embedded | SPT | Wind Onshore | a031v00000sxAfb
Pitlochry (part of the Clunie Cascade) | SSE GENERATION LIMITED | Pitlochry |  | 15 | 0 | 15 |  | Built | Embedded | SHET | Hydro | a030Y00000AAUX2
Pivot Power Harker Hybrid | PIVOTED POWER LLP | Harker 400kV |  | 0 | 49.9 | 49.9 | 2024-10-31 | Consents Approved | Directly Connected | NGET | Energy Storage System | a031v00000sxAoo
Plas Power Estate North Tertiary | LIGHTSOURCE RENEWABLE UK DEVELOPMENT LIMITED | Legacy |  | 0 | 57 | 57 | 2023-05-31 | Scoping | Directly Connected | NGET | PV Array (Photo Voltaic/solar) | a031v00000sxAp2
Plymouth Main | VIRIDIS 178 LIMITED | Landulph |  | 25.52 | 0 | 25.52 |  | Built | Embedded | NGET | CHP (Combined Heat and Power) | a030Y00000H2wy7
Plymouth Rock | VIRIDIS 178 LIMITED | Landulph |  | 15.08 | 0 | 15.08 |  | Built | Embedded | NGET | CHP (Combined Heat and Power) | a030Y00000H2wyC
Pogbie Wind Farm | POGBIE WIND FARM (GRID) LIMITED | Pogbie 33kV Substation |  | 9.6 | 0 | 9.6 |  | Built | Directly Connected | SPT | Wind Onshore | a030Y00000AQjj6
Pond Hill Farm 1 | PD688IRO LTD | Minety 400kV Substation |  | 0 | 47.5 | 47.5 | 2025-04-30 | Awaiting Consents | Directly Connected | NGET | Energy Storage System | a031v00001ACJrv
Pond Hill Farm 2 BESS | PD688IRO LTD | Minety 400kV Substation |  | 0 | 47.5 | 47.5 | 2025-05-31 | Awaiting Consents | Directly Connected | NGET | Energy Storage System | a031v00001ACCqw
Porters Wood | LONGFIELD SOLAR ENERGY FARM LIMITED | Porters Wood 400kV |  | 0 | 500 | 500 | 2025-04-01 | Scoping | Directly Connected | NGET | Energy Storage System; PV Array (Photo Voltaic/solar) | a031v00000sxApP
Port of Mostyn | MOSTYN SEAPOWER LIMITED | Connah's Quay 400kV |  | 0 | 210 | 210 | 2025-04-01 | Scoping | Directly Connected | NGET | Tidal | a031v00000sxAR2
Powersite @ Drakelow | POWERSITE LTD | Drakelow 400kV |  | 0 | 380 | 380 | 2020-10-01 | Under Construction/Commissioning | Directly Connected | NGET | CCGT (Combined Cycle Gas Turbine) | a030Y00000H2x3J
Priestgill Wind Farm | PRIESTGILL WIND FARM LIMITED | Elvanfoot 275/132/33kV |  | 0 | 41 | 41 | 2022-11-30 | Consents Approved | Directly Connected | SPT | Wind Onshore | a031v00000sxASE
Progress Power Station | PROGRESS POWER LIMITED | Yaxley 400kV |  | 0 | 299 | 299 | 2024-06-28 | Consents Approved | Directly Connected | NGET | OCGT (Open Cycle Gas Turbine) | a030Y00000AR9uT
Project Elizabeth (Yellow) | BP ALTERNATIVE ENERGY INVESTMENTS LIMITED | Wylfa 400kV |  | 0 | 1500 | 1500 | 2033-04-01 | Scoping | Directly Connected | NGET | Wind Offshore | a031v00000wIfEt
Quantans Hill Wind Farm | VATTENFALL WIND POWER LTD | Quantans Hill 132kV Substantion |  | 0 | 126 | 126 | 2027-04-30 | Scoping | Directly Connected | SPT | Wind Onshore | a031v00000sxAsG
Quoich (part of the Garry Cascade) | SSE GENERATION LIMITED | Quoich GSP |  | 18 | 0 | 18 |  | Built | Embedded | SHET | Hydro | a030Y00000AAUXt
Race Bank Extension | ORSTED POWER (UK) LIMITED | Racebank Extension 220/66kV Offshore |  | 0 | 565 | 565 | 2030-04-30 | Scoping | Directly Connected | NGET | Wind Offshore | a031v00000sxATp
Race Bank Wind Farm | RACE BANK WIND FARM LIMITED | Race Bank 132kV |  | 565 | 0 | 565 |  | Built | Directly Connected | NGET | Wind Offshore | a030Y00000ABU1s
Rampion Extension Offshore Wind Farm | Rampion Extension Development Limited | Rampion Offshore Wind Farm |  | 0 | 1200 | 1200 | 2026-08-01 | Scoping | Directly Connected | NGET | Wind Offshore | a031v00000sxATq
Rampion Offshore Wind Farm | RAMPION OFFSHORE WIND LIMITED | Rampion 33/132kV Offshore |  | 400 | 0 | 400 |  | Built | Directly Connected | NGET | Wind Offshore | a030Y00000ADA2t
Ratcliffe EMERGE | UNIPER UK LIMITED | Ratcliffe |  | 0 | 49.9 | 49.9 | 2024-07-01 | Awaiting Consents | Directly Connected | NGET | Waste | a031v000013Dcab
Ratcliffe on Soar | UNIPER UK LIMITED | Ratcliffe-On-Soar 400kV |  | 2021 | 0 | 2021 |  | Built | Directly Connected | NGET | Coal | a030Y000006JxSD
Ratcliffe-on-Soar | ENSO GREEN HOLDINGS C LIMITED | Ratcliffe-On-Soar 400kV | 1 | 0 | 49.9 | 49.9 | 2025-06-30 | Scoping | Directly Connected | NGET | Energy Storage System | a031v00000tLgS8
Ratcliffe-on-Soar | ENSO GREEN HOLDINGS C LIMITED | Ratcliffe-On-Soar 400kV | 2 | 0 | 49.9 | 99.8 | 2026-06-30 | Scoping | Directly Connected | NGET | Energy Storage System | a031v00000tLgS8
Ratcliffe-on-Soar | ENSO GREEN HOLDINGS C LIMITED | Ratcliffe-On-Soar 400kV | 3 | 0 | 20.2 | 120 | 2026-12-30 | Scoping | Directly Connected | NGET | Energy Storage System | a031v00000tLgS8
Rayleigh 1 Tertiary | RAYLEIGH GREEN LIMITED | Rayleigh 'Main' | 1 | 0 | 49.9 | 49.9 | 2023-10-31 | Scoping | Directly Connected | NGET | Energy Storage System; PV Array (Photo Voltaic/solar) | a031v00000sxATt
Rayleigh 1 Tertiary | RAYLEIGH GREEN LIMITED | Rayleigh 'Main' | 2 | 0 | 7.1 | 57 | 2025-10-31 | Scoping | Directly Connected | NGET | Energy Storage System; PV Array (Photo Voltaic/solar) | a031v00000sxATt
Rayleigh 2 Tertiary | ENSO GREEN HOLDINGS LIMITED | Rayleigh 'Main' | 1 | 0 | 49.9 | 49.9 | 2025-10-31 | Scoping | Directly Connected | NGET | Energy Storage System; PV Array (Photo Voltaic/solar) | a031v00000sxATr
Rayleigh 2 Tertiary | ENSO GREEN HOLDINGS LIMITED | Rayleigh 'Main' | 2 | 0 | 7.1 | 57 | 2027-10-31 | Scoping | Directly Connected | NGET | Energy Storage System; PV Array (Photo Voltaic/solar) | a031v00000sxATr
Redditch | CINERGY GLOBAL POWER (UK) LIMITED | Feckenham |  | 29 | 0 | 29 |  | Built | Embedded | NGET | CCGT (Combined Cycle Gas Turbine) | a030Y00000AAXnN
Redfield Road A | VIRIDIS 178 LIMITED | Ratcliffe |  | 20.88 | 0 | 20.88 |  | Built | Embedded | NGET | CHP (Combined Heat and Power) | a030Y00000AAXbz
Redfield Road B | VIRIDIS 178 LIMITED | Ratcliffe |  | 20.88 | 0 | 20.88 |  | Built | Embedded | NGET | Thermal | a030Y00000AAXek
Red John PSH | ILI (HIGHLANDS PSH) LIMITED | Red John 275kV Switching Station |  | 0 | 450 | 450 | 2027-07-31 | Scoping | Directly Connected | SHET | Pump Storage | a031v00000sxAY2
Richborough 1 | RICHBOROUGH ENERGY PARK LIMITED | Richborough 400kV |  | 0 | 50 | 50 | 2022-06-30 | Scoping | Directly Connected | NGET | Energy Storage System | a031v00000sxAqv
Richborough 2 | RICHBOROUGH ENERGY PARK LIMITED | Richborough 400kV |  | 0 | 50 | 50 | 2022-10-31 | Scoping | Directly Connected | NGET | Energy Storage System | a031v00000sxAqw
Rigghill Windfarm | RIGGHILL WIND FARM LIMITED | Spango Valley |  | 0 | 49.9 | 49.9 | 2025-04-30 | Scoping | Embedded | SPT | Wind Onshore | a031v00000sxAi9
Roaring Hill Energy Storage Facility | ROARING HILL ENERGY STORAGE LTD | Glenrothes |  | 0 | 49.99 | 49.99 | 2023-07-28 | Scoping | Embedded | SPT | Energy Storage System | a031v00000sxAsd
Robin Rigg East Offshore Wind Farm | RWE RENEWABLES UK ROBIN RIGG EAST LIMITED | Robin Rigg East 132/33kV Offshore Substation |  | 86 | 0 | 86 |  | Built | Directly Connected | OFTO | Wind Offshore | a030Y00000AAXY8
Robin Rigg West Offshore Wind Farm | RWE RENEWABLES UK ROBIN RIGG WEST LIMITED | Robin Rigg West Offshore Wind Farm |  | 92 | 0 | 92 |  | Built | Directly Connected | OFTO | Wind Offshore | a030Y00000AAXb1
Rochdale BESS | SHAW-ENERGI LTD | Rochdale 275kV |  | 0 | 57 | 57 | 2024-06-30 | Scoping | Directly Connected | NGET | Energy Storage System | a031v00001EA9oE
Rocksavage | ROCKSAVAGE POWER COMPANY LTD. | Rocksavage 400kV |  | 810 | 0 | 810 |  | Built | Directly Connected | NGET | CCGT (Combined Cycle Gas Turbine) | a030Y00000AAYD0
Roosecote | CENTRICA BRIGG LIMITED | Roosecote 132kV |  | 49 | 0 | 49 |  | Built | Embedded | NGET | Energy Storage System | a031v00000sxAgn
Rothienorman Flexpower Synchronous Compensation | ROTHIENORMAN FLEXPOWER LTD | Rothienorman 400kV |  | 0 | 0 | 0 | 2024-07-15 | Scoping | Directly Connected | SHET | Reactive Compensation | a031v00001ACKU2
Rothienorman Sync Comp | ROTHIENORMAN GRID SERVICES LIMITED | Rothienorman 400kV |  | 0 | 0 | 0 | 2024-03-31 | Awaiting Consents | Directly Connected | SHET | Reactive Compensation | a031v000011hjVV
Rugeley | IGP SOLAR 17 LIMITED | Rugeley |  | 0 | 600 | 600 | 2029-08-30 | Scoping | Directly Connected | NGET | Energy Storage System; PV Array (Photo Voltaic/solar) | a031v00001ABn9F
Rye House | VPI POWER LIMITED | Rye House |  | 715 | 0 | 715 |  | Built | Directly Connected | NGET | CCGT (Combined Cycle Gas Turbine) | a030Y00000AAUrL
Rye House (Tertiary) | ENSO GREEN HOLDINGS LIMITED | Rye House 400kV | 1 | 0 | 49.9 | 49.9 | 2025-10-31 | Scoping | Directly Connected | NGET | Energy Storage System; PV Array (Photo Voltaic/solar) | a031v00000sxAXr
Rye House (Tertiary) | ENSO GREEN HOLDINGS LIMITED | Rye House 400kV | 2 | 0 | 7.1 | 57 | 2027-10-31 | Scoping | Directly Connected | NGET | Energy Storage System; PV Array (Photo Voltaic/solar) | a031v00000sxAXr
Salamander Offshore Wind Farm | SIMPLY BLUE ENERGY (SCOTLAND) LTD. | Peterhead |  | 0 | 200 | 200 | 2029-10-31 | Scoping | Directly Connected | SHET | Wind Offshore | a031v000015UrzO
Saltend | Saltend Cogeneration Company Ltd | Saltend South 400kV |  | 1100 | 0 | 1100 |  | Built | Directly Connected | NGET | CCGT (Combined Cycle Gas Turbine) | a030Y000006K3DL
Sandy Knowe Wind Farm | SANDY KNOWE WIND FARM LIMITED | Sandy Knowe Wind Farm 132kV | 1 | 0 | 51 | 51 | 2022-02-25 | Consents Approved | Directly Connected | SPT | Wind Onshore | a030Y00000C9zUM
Sandy Knowe Wind Farm | SANDY KNOWE WIND FARM LIMITED | Sandy Knowe Wind Farm 132kV | 2 | 0 | 39 | 90 | 2023-11-01 | Consents Approved | Directly Connected | SPT | Wind Onshore | a030Y00000C9zUM
Sanquhar II Wind Farm | Sanquhar II Community Wind Company Limited | Sanquhar 132/33kV |  | 0 | 250 | 250 | 2024-04-30 | Scoping | Directly Connected | SPT | Wind Onshore | a030Y00000C9zxJ
Sanquhar Wind Farm | SANQUHAR COMMUNITY WIND COMPANY LIMITED | Ulzieside 132/33kV |  | 30 | 0 | 30 |  | Built | Directly Connected | SPT | Wind Onshore | a031v00000tMN5Z
Scoop Hill Wind Farm | COMMUNITY WINDPOWER LIMITED | Scoop Hill Wind Farm 132kV Substation |  | 0 | 500 | 500 | 2025-08-28 | Scoping | Directly Connected | SPT | Wind Onshore | a030Y00000C9xab
Seabank | SEABANK POWER LIMITED | Seabank 400kV |  | 1234 | 0 | 1234 |  | Built | Directly Connected | NGET | CCGT (Combined Cycle Gas Turbine) | a030Y000006K37Q
Seabank (Tertiary) | PIVOTED POWER LLP | Seabank 400kV |  | 0 | 49.9 | 49.9 | 2023-11-01 | Awaiting Consents | Directly Connected | NGET | Energy Storage System | a031v00000sxApL
Seagreen 1A Offshore Wind Farm | SEAGREEN 1A LIMITED | Seagreen Phase 1A 275kV/66kV Offshore Substation |  | 0 | 500 | 500 | 2023-11-17 | Scoping | Directly Connected | SPT | Wind Offshore | a031v00000sxAbF
Sellafield | NUCLEAR DECOMMISSIONING AUTHORITY | DNO - Hutton 132kV |  | 155 | 0 | 155 |  | Built | Embedded | NGET | CHP (Combined Heat and Power) | a030Y00000ABU9L
Sellindge (Tertiary) | PIVOTED POWER LLP | Sellindge 400kV |  | 0 | 49.9 | 49.9 | 2024-11-01 | Awaiting Consents | Directly Connected | NGET | Energy Storage System | a031v00000sxApM
Sellindge Grid Stability Services | WP Grid Services 11 Ltd | Sellindge 400kV |  | 0 | 0 | 0 | 2025-08-29 | Scoping | Directly Connected | NGET | Reactive Compensation | a035q000002Seyr
Severn Power | SEVERN POWER LIMITED | Uskmouth 275kV |  | 850 | 0 | 850 |  | Built | Directly Connected | NGET | CCGT (Combined Cycle Gas Turbine) | a030Y00000AAYI5
Sevington | UK POWER RESERVE LIMITED | Sellindge 132kV |  | 10 | 0 | 10 |  | Built | Embedded | NGET | CCGT (Combined Cycle Gas Turbine) | a030Y00000AQjny
SHBEC | EP SHB LIMITED | South Humber Bank 400kV |  | 0 | 83 | 83 | 2024-01-10 | Scoping | Directly Connected | NGET | CCGT (Combined Cycle Gas Turbine) | a031v00000sxApt
Sheirdrim Wind Farm | SCOTTISHPOWER RENEWABLES (UK) LIMITED | Sheirdrim 132kV |  | 0 | 84 | 84 | 2026-04-30 | Scoping | Directly Connected | SHET | Wind Onshore | a031v00000sxApN
Shepherds Rig Wind Farm | SETT WIND DEVELOPMENT LIMITED | Shepherds Rig Wind Farm 132kV |  | 0 | 84.6 | 84.6 | 2024-07-30 | Scoping | Directly Connected | SPT | Wind Onshore | a031v00000sxAUb
Sheringham Shoal Offshore Wind Farm | SCIRA OFFSHORE ENERGY LIMITED | Sheringham Shoal 33/132kV Offshore Substations |  | 315 | 0 | 315 |  | Built | Directly Connected | OFTO | Wind Offshore | a030Y00000AAYn1
Shoreham | VPI POWER LIMITED | Bolney GSP |  | 420 | 0 | 420 |  | Built | Embedded | NGET | CCGT (Combined Cycle Gas Turbine) | a030Y00000AAUsG
Shoreham | VPI POWER LIMITED | Bolney GSP | 1 | 40 | 0 | 460 |  | Built | Embedded | NGET | CCGT (Combined Cycle Gas Turbine) | a030Y00000AAUsG
Shoreham | VPI POWER LIMITED | Bolney GSP | 2 | 0 | -40 | 420 | 2026-10-01 | Under Construction/Commissioning | Embedded | NGET | CCGT (Combined Cycle Gas Turbine) | a030Y00000AAUsG
Shoreham | VPI POWER LIMITED | Bolney GSP | 3 | 0 | 40 | 460 | 2029-12-31 | Under Construction/Commissioning | Embedded | NGET | CCGT (Combined Cycle Gas Turbine) | a030Y00000AAUsG
Sizewell B | EDF ENERGY NUCLEAR GENERATION LIMITED | Sizewell 132kV |  | 1230 | 0 | 1230 |  | Built | Directly Connected | NGET | Nuclear | a030Y000009s7nA
Sizewell C | EDF ENERGY NUCLEAR GENERATION LIMITED | Sizewell 400kV | 1 | 0 | 1670 | 1670 | 2029-10-31 | Awaiting Consents | Directly Connected | NGET | Nuclear | a030Y000009s7n1
Sizewell C | EDF ENERGY NUCLEAR GENERATION LIMITED | Sizewell 400kV | 2 | 0 | 1670 | 3340 | 2030-10-31 | Awaiting Consents | Directly Connected | NGET | Nuclear | a030Y000009s7n1
Sizing John (Rainhill) | SIZING JOHN LIMITED | Rainhill |  | 0 | 57 | 57 | 2024-10-30 | Consents Approved | Directly Connected | NGET | Energy Storage System | a031v000019XIsi
Slickly Wind Farm | Slickly Wind Farm Limited | Slickly 132/33kV Substation |  | 0 | 49.9 | 49.9 | 2027-10-31 | Scoping | Directly Connected | SHET | Wind Onshore | a031v000015XqsK
Sloy G1 and G4 | SSE GENERATION LIMITED | Sloy GSP |  | 72.5 | 0 | 72.5 |  | Built | Embedded | SHET | Hydro | a030Y00000AAUZ9
Sloy G2 and G3 | SSE GENERATION LIMITED | Sloy GSP |  | 80 | 0 | 80 |  | Built | Directly Connected | SHET | Hydro | a030Y00000AAUZd
Sneddon Law Wind | SNEDDON LAW COMMUNITY WIND COMPANY LTD | Kilmarnock Town 275/33kV |  | 0 | 30 | 30 | 2018-10-31 | Under Construction/Commissioning | Embedded | SPT | Wind Onshore | a030Y00000C9xZx
Sofia Offshore Wind Farm | SOFIA OFFSHORE WIND FARM LIMITED | Dogger Bank 220kV Offshores |  | 0 | 1320 | 1320 | 2023-04-01 | Consents Approved | Directly Connected | NGET | Wind Offshore | a031v00000sxARL
Solutia | UK POWER RESERVE LIMITED | Uskmouth 132kV |  | 10 | 0 | 10 |  | Built | Embedded | NGET | CCGT (Combined Cycle Gas Turbine) | a030Y00000AQjoI
Solwaybank | SOLWAYBANK ENERGY LIMITED | Chapelcross 132/33kV Substation |  | 29.9 | 0 | 29.9 |  | Built | Embedded | SPT | Wind Onshore | a030Y000006JxRy
Somerford | PD813ETY LTD | Minety 400kV Substation |  | 0 | 47.5 | 47.5 | 2025-06-30 | Awaiting Consents | Directly Connected | NGET | Energy Storage System; PV Array (Photo Voltaic/solar) | a031v00001ABuBO
Sound of Islay Tidal | ISLAY TIDAL POWER LIMITED | Port Ann GSP |  | 0 | 10 | 10 | 2025-06-30 | Consents Approved | Embedded | SHET | Tidal | a030Y00000C9zxo
Southfields | PD503HAN LTD | Minety 400kV Substation |  | 0 | 47.5 | 47.5 | 2025-06-30 | Awaiting Consents | Directly Connected | NGET | Energy Storage System; PV Array (Photo Voltaic/solar) | a031v00001ABzq8
South Humber Bank | EP SHB LIMITED | South Humber Bank 400kV |  | 1365 | 0 | 1365 |  | Built | Directly Connected | NGET | CCGT (Combined Cycle Gas Turbine) | a030Y00000H2yS3
South Kyle Wind Farm | SOUTH KYLE WIND FARM LIMITED | New Cumnock 132kV |  | 0 | 235 | 235 | 2022-04-01 | Consents Approved | Directly Connected | SPT | Wind Onshore | a030Y000009rm9Q
Spalding | SPALDING ENERGY COMPANY LTD. | Spalding North 400kV |  | 950 | 0 | 950 |  | Built | Directly Connected | NGET | CCGT (Combined Cycle Gas Turbine) | a030Y00000AAYJN
Spalding Energy Expansion | SPALDING ENERGY EXPANSION LIMITED | Spalding North 400kV | 1 | 299.99 | 0 | 299.99 |  | Built | Directly Connected | NGET | CCGT (Combined Cycle Gas Turbine); Energy Storage System; OCGT (Open Cycle Gas Turbine) | a030Y00000ADA59
Spalding Energy Expansion | SPALDING ENERGY EXPANSION LIMITED | Spalding North 400kV | 2 | 0 | 550.01 | 850 | 2021-09-30 | Consents Approved | Directly Connected | NGET | CCGT (Combined Cycle Gas Turbine); Energy Storage System; OCGT (Open Cycle Gas Turbine) | a030Y00000ADA59
Spennymoor | PIVOTED POWER LLP | Spennymoor 400kV |  | 0 | 49.9 | 49.9 | 2023-10-31 | Awaiting Consents | Directly Connected | NGET | Energy Storage System | a031v00000sxAph
Spirebush Renewable Energy Project | SPIREBUSH LTD | Glenmuckloch 132kV Substation |  | 0 | 400 | 400 | 2028-07-01 | Awaiting Consents | Directly Connected | SPT | Energy Storage System; PV Array (Photo Voltaic/solar); Wind Onshore | a031v00001BHesZ
SSE Ferrybridge BESS | SSE UTILITY SOLUTIONS LIMITED |  |  | 0 | 150 | 150 | 2024-06-28 | Scoping | Directly Connected | NGET | Energy Storage System | a031v00001AAX6n
SSE Fiddlers Ferry Battery Energy Storage | SSE UTILITY SOLUTIONS LIMITED | Fiddlers Ferry 275kV |  | 0 | 150 | 150 | 2024-06-30 | Scoping | Directly Connected | NGET | Energy Storage System | a031v00001D2ITf
SSE Offshore 1 | SSE RENEWABLES OFFSHORE WINDFARM HOLDINGS LIMITED | SSE OFFSHORE 1 379/66KV OFFSHORE SUBSTATION |  | 0 | 1320 | 1320 | 2033-10-31 | Scoping | Directly Connected | SPT | Wind Offshore | a031v000014j3UV
SSE Offshore 2 | SSE RENEWABLES OFFSHORE WINDFARM HOLDINGS LIMITED | SSE OFFSHORE 2 220/66KV OFFSHORE SUBSTATION |  | 0 | 600 | 600 | 2031-10-31 | Scoping | Directly Connected | SHET | Wind Offshore | a031v000014jQLI
SSE Offshore 3 | SSE RENEWABLES OFFSHORE WINDFARM HOLDINGS LIMITED | SSE Offshore 3 220/66kV Offshore Substation |  | 0 | 600 | 600 | 2033-10-31 | Scoping | Directly Connected | SHET | Wind Offshore | a031v000014j4NA
Staythorpe | GRIDMOVE LTD | Staythorpe |  | 0 | 437 | 437 | 2024-08-31 | Scoping | Directly Connected | NGET | PV Array (Photo Voltaic/solar) | a031v00001AB1Yl
Staythorpe C | RWE GENERATION UK PLC | Staythorpe |  | 1752 | 0 | 1752 |  | Built | Directly Connected | NGET | CCGT (Combined Cycle Gas Turbine) | a030Y000006K3B7
St Dennis Hendra | STATERA ENERGY LIMITED | Indian Queens 400kV |  | 0 | 49.9 | 49.9 | 2025-06-30 | Scoping | Directly Connected | NGET | PV Array (Photo Voltaic/solar) | a031v00000sxAps
Stornoway Wind Farm | STORNOWAY WIND FARM LIMITED | Stornoway 132/33kV Substation |  | 0 | 180 | 180 | 2027-05-31 | Consents Approved | Directly Connected | SHET | Wind Onshore | a030Y00000C9zW3
Stranoch Wind Farm | EDF ENERGY RENEWABLES LIMITED | Stranoch Wind 132/33KV |  | 0 | 102 | 102 | 2024-09-30 | Consents Approved | Directly Connected | SPT | Wind Onshore | a030Y000009rlWT
Strathrory Wind Farm | ENERGIEKONTOR UK LTD | Alness GSP |  | 0 | 36 | 36 | 2024-03-31 | Consents Approved | Embedded | SHET | Wind Onshore | a031v00001Eu2XM
Strath Tirry | Strath Tirry Wind Energy 2021 Ltd | Lairg GSP |  | 0 | 34.8 | 34.8 | 2024-08-20 | Scoping | Embedded | SHET | Energy Storage System; Wind Onshore | a031v00000tM3hS
Strathy North Wind | STRATHY WIND FARM LIMITED | Strathy North 132/33kV Substation |  | 67.65 | 0 | 67.65 |  | Built | Directly Connected | SHET | Wind Onshore | a031v000017djZ8
Strathy South Wind | SSE GENERATION LIMITED | Strathy South 132/33kV Substation |  | 0 | 207.6 | 207.6 | 2025-12-01 | Scoping | Directly Connected | SHET | Wind Onshore | a030Y00000AAUc1
Strathy Wood | RWE RENEWABLES UK ONSHORE WIND LIMITED | Strathy Wood 132/33kV Substation | 1 | 0 | 54.4 | 54.4 | 2025-05-01 | Awaiting Consents | Directly Connected | SHET | Wind Onshore | a030Y000009s7xO
Strathy Wood | RWE RENEWABLES UK ONSHORE WIND LIMITED | Strathy Wood 132/33kV Substation | 2 | 0 | 9.1 | 63.5 | 2025-08-31 | Scoping | Directly Connected | SHET | Wind Onshore | a030Y000009s7xO
Stratus Offshore Wind Farm | FRED. OLSEN SEAWIND LIMITED |  |  | 0 | 1000 | 1000 | 2033-10-31 | Scoping | Directly Connected | SHET | Wind Offshore | a031v00001C6wLE
Stronelairg | STRONELAIRG WIND FARM LIMITED | Stronelairg 132/33kV Substation |  | 227.8 | 0 | 227.8 |  | Built | Directly Connected | SHET | Wind Onshore | a030Y00000AAUe2
Sudmeadow | VIRIDIS 178 LIMITED | DNO - Port Ham 132kV |  | 41.76 | 0 | 41.76 |  | Built | Embedded | NGET | Thermal | a030Y00000AD8k5
Sundon | CSE21 LIMITED | Sundon 400kV |  | 0 | 49.5 | 49.5 | 2024-05-10 | Scoping | Directly Connected | NGET | Energy Storage System | a031v00000sxApn
Sundon | ENSO GREEN HOLDINGS LIMITED | Sundon |  | 0 | 39.9 | 39.9 | 2023-11-10 | Scoping | Directly Connected | NGET | Energy Storage System | a031v00000sxATi
Sundon Pivoted Power | PIVOTED POWER LLP | Sundon |  | 0 | 49.9 | 49.9 | 2023-10-31 | Awaiting Consents | Directly Connected | NGET | Energy Storage System | a031v00000sxApx
Sunnica | SUNNICA LIMITED | Burwell Main 400kV Substation |  | 0 | 500 | 500 | 2027-10-31 | Awaiting Consents | Directly Connected | NGET | Energy Storage System; PV Array (Photo Voltaic/solar) | a031v00000sxAPs
Sutton Bridge | SUTTON BRIDGE POWER GENERATION |  |  | 850 | 0 | 850 |  | Built | Directly Connected | NGET | CCGT (Combined Cycle Gas Turbine) | a030Y00000AAYMq
Swansea North | PIVOTED POWER LLP | Swansea North 400/33kV Substation |  | 0 | 49.9 | 49.9 | 2026-10-31 | Awaiting Consents | Directly Connected | NGET | Energy Storage System | a031v00000sxAq1
Swansea North | STATKRAFT UK LTD | Swansea North 400kV |  | 0 | 12 | 12 | 2027-10-30 | Scoping | Directly Connected | NGET | Energy Storage System; Reactive Compensation | a031v00000sxAq0
Tangy IV WF | SSE RENEWABLES SERVICES (UK) LIMITED | Tangy IV 132KV Substation |  | 0 | 96 | 96 | 2026-10-31 | Scoping | Directly Connected | SHET | Wind Onshore | a031v00000xewfB
Tarenni | TARENNI ENERGY PARK LIMITED | Rhigos |  | 0 | 188 | 188 | 2028-10-01 | Scoping | Directly Connected | NGET | Wind Onshore | a031v00001ACKpu
Tarland Battery Storage System | Tarland Limited | Tarland GSP |  | 0 | 20 | 20 | 2026-10-31 | Consents Approved | Embedded | SHET | Energy Storage System | a031v00000sxAgk
Taunton | PIVOTED POWER LLP | Taunton |  | 0 | 49.9 | 49.9 | 2023-10-31 | Awaiting Consents | Directly Connected | NGET | Energy Storage System | a031v00000sxApG
Taylors Lane | UNIPER UK LIMITED | Willesden |  | 144 | 0 | 144 |  | Built | Embedded | NGET | CCGT (Combined Cycle Gas Turbine) | a030Y000009s7wa
Tealing Solar & Storage | ECODEV GROUP LTD | Tealing IDNO 132/33kV GSP |  | 0 | 80 | 80 | 2026-10-31 | Awaiting Consents | Embedded | SHET | Energy Storage System; PV Array (Photo Voltaic/solar) | a031v0000159XoV
Tees CCPP | SEMBCORP UTILITIES (UK) LIMITED | Greystones | 1 | 0 | 340 | 340 | 2024-09-30 | Consents Approved | Directly Connected | NGET | CCGT (Combined Cycle Gas Turbine) | a031v00000sxAom
Tees CCPP | SEMBCORP UTILITIES (UK) LIMITED | Greystones | 2 | 0 | 850 | 1190 | 2026-09-30 | Consents Approved | Directly Connected | NGET | CCGT (Combined Cycle Gas Turbine) | a031v00000sxAom
Tees CCPP | SEMBCORP UTILITIES (UK) LIMITED | Greystones | 3 | 0 | 275 | 1465 | 2027-09-30 | Consents Approved | Directly Connected | NGET | CCGT (Combined Cycle Gas Turbine) | a031v00000sxAom
Tees CCPP | SEMBCORP UTILITIES (UK) LIMITED | Greystones | 4 | 0 | 235 | 1700 | 2030-09-30 | Awaiting Consents | Directly Connected | NGET | CCGT (Combined Cycle Gas Turbine) | a031v00000sxAom
Tees Renewable Energy Plant | MGT TEESSIDE LIMITED | Lackenby |  | 285 | 0 | 285 |  | Built | Directly Connected | NGET | Biomass | a030Y00000B9dZi
Teindland Wind Farm | TEINDLAND WIND FARM LIMITED |  |  | 0 | 112.2 | 112.2 | 2027-10-31 | Scoping | Directly Connected | SHET | Wind Onshore | a031v00001EuMMU
Templeborough | CLEARSTONE SERVICES LIMITED | Templeborough |  | 0 | 49.5 | 49.5 | 2023-07-01 | Consents Approved | Directly Connected | NGET | CCGT (Combined Cycle Gas Turbine) | a031v00000sxApH
Teviot Wind Farm | TEVIOT WF LIMITED | Teviot Wind Farm |  | 0 | 522.9 | 522.9 | 2033-05-30 | Scoping | Directly Connected | SPT | Wind Onshore | a031v00000sxAeH
Thainstone Energy Park | AGILE ENERGY RECOVERY (INVERURIE) LIMITED | Kintore GSP |  | 0 | 40 | 40 | 2023-07-31 | Consents Approved | Embedded | SHET | Waste | a031v000014qAOt
Thanet Offshore Wind Farm | THANET OFFSHORE WIND LIMITED | Thanet 33/132kV Offshore Substation |  | 300 | 0 | 300 |  | Built | Directly Connected | OFTO | Wind Offshore | a030Y00000AAYnG
Thetford | EPR THETFORD LIMITED | Bramford 400kV Substation |  | 41 | 0 | 41 |  | Built | Embedded | NGET | Biomass | a030Y00000ABUkV
Thornton | IGP SOLAR 19 LIMITED | Thornton 400kV Substation |  | 0 | 500 | 500 | 2031-10-31 | Scoping | Directly Connected | NGET | Energy Storage System; PV Array (Photo Voltaic/solar) | a031v00001ACzym
Thornton Facility | BALWEN LIMITED | Thornton 400kV Substation | 1 | 0 | 99.98 | 99.98 | 2024-06-30 | Awaiting Consents | Directly Connected | NGET | Energy Storage System; PV Array (Photo Voltaic/solar) | a031v000014SNfT
Thornton Facility | BALWEN LIMITED | Thornton 400kV Substation | 2 | 0 | 99.98 | 199.96 | 2026-10-31 | Awaiting Consents | Directly Connected | NGET | Energy Storage System; PV Array (Photo Voltaic/solar) | a031v000014SNfT
Thornton Facility | BALWEN LIMITED | Thornton 400kV Substation | 3 | 0 | 200 | 399.96 | 2028-07-01 | Awaiting Consents | Directly Connected | NGET | Energy Storage System; PV Array (Photo Voltaic/solar) | a031v000014SNfT
Thorpe Marsh 1 (Tertiary) | ENSO GREEN HOLDINGS LIMITED | Thorpe Marsh | 1 | 0 | 49.9 | 49.9 | 2024-10-31 | Scoping | Directly Connected | NGET | Energy Storage System; PV Array (Photo Voltaic/solar) | a031v00000sxATl
Thorpe Marsh 1 (Tertiary) | ENSO GREEN HOLDINGS LIMITED | Thorpe Marsh | 2 | 0 | 7.1 | 57 | 2026-10-31 | Scoping | Directly Connected | NGET | Energy Storage System; PV Array (Photo Voltaic/solar) | a031v00000sxATl
Thorpe Marsh Energy Park | BANKS RENEWABLES LIMITED | Thorpe Marsh |  | 0 | 1400 | 1400 | 2026-10-30 | Scoping | Directly Connected | NGET | Energy Storage System | a031v00001ABFew
Thorpe Marsh Green Energy Centre | INNOVA RENEWABLES LIMITED | Thorpe Marsh A 400kV |  | 0 | 400 | 400 | 2030-10-31 | Awaiting Consents | Directly Connected | NGET | Energy Storage System; PV Array (Photo Voltaic/solar) | a031v00001C8EeY
Thurrock Power Station | THURROCK POWER LIMITED | Tilbury 275kV | 1 | 0 | 300 | 300 | 2023-10-01 | Scoping | Directly Connected | NGET | Energy Storage System; Gas Reciprocating | a031v00000sxAUj
Thurrock Power Station | THURROCK POWER LIMITED | Tilbury 275kV | 2 | 0 | 450 | 750 | 2024-05-01 | Scoping | Directly Connected | NGET | Energy Storage System; Gas Reciprocating | a031v00000sxAUj
Thurso South Synchronous Compensation | THURSO GRID SERVICES LIMITED | Thurso |  | 0 | 0 | 0 | 2023-10-31 | Consents Approved | Directly Connected | SHET | Reactive Compensation | a031v00000z3aCb
Tilbury | ESB INDEPENDENT GENERATION TRADING LIMITED | Tilbury 132kV Substation |  | 43 | 0 | 43 |  | Built | Embedded | NGET | Biomass | a030Y00000ABUkk
Toddleburn Wind Farm | SSE TODDLEBURN LIMITED | Toddleburn Wind Farm |  | 27.6 | 0 | 27.6 |  | Built | Directly Connected | SPT | Wind Onshore | a030Y00000AAUjZ
Tormsdale Windfarm | ARISE AB | Mybster 3 132/33kV Substation |  | 0 | 70 | 70 | 2027-06-30 | Scoping | Directly Connected | SHET | Wind Onshore | a031v00001GGJTr
Torness | EDF ENERGY NUCLEAR GENERATION LIMITED | Torness |  | 1250 | 0 | 1250 |  | Built | Directly Connected | SPT | Nuclear | a030Y000009s7oW
Torr Achilty (part of the Conon Cascade) | SSE GENERATION LIMITED | Torr Achilty |  | 15 | 0 | 15 |  | Built | Embedded | SHET | Hydro | a030Y00000AAUk5
Tottenham | PIVOTED POWER LLP | Tottenham |  | 0 | 49.9 | 49.9 | 2024-10-31 | Scoping | Directly Connected | NGET | Energy Storage System | a031v00000sxApR
Touch Energy Park | Naturalis Energy Developments Ltd | Stirling |  | 0 | 60 | 60 | 2026-09-30 | Scoping | Embedded | SPT | Energy Storage System; Wind Onshore | a031v00001Eu8KA
Trafalgar Park | VIRIDIS 178 LIMITED | WILLINGTON 132kV |  | 14 | 0 | 14 |  | Built | Embedded | NGET | Thermal | a030Y00000AD8jq
Trafford Power | WAINSTONES ENERGY LIMITED | Carrington 400kV |  | 0 | 2050 | 2050 | 2020-07-15 | Consents Approved | Directly Connected | NGET | CCGT (Combined Cycle Gas Turbine) | a030Y00000AR9un
Tralorg Wind Farm | TRALORG WIND FARM LIMITED | Tralorg 33KV |  | 20 | 0 | 20 |  | Built | Directly Connected | SPT | Wind Onshore | a030Y00000C9zxt
Triton Knoll Offshore Wind Farm | TRITON KNOLL OFFSHORE WIND FARM LIMITED | Triton Knoll Offshore |  | 900 | -76 | 824 | 2022-04-01 | Built | Directly Connected | NGET | Wind Offshore | a030Y00000AAX4X
Troston Wind Farm | EDF ENERGY RENEWABLES LIMITED | Troston Wind Farm 132kV |  | 0 | 68 | 68 | 2026-10-31 | Awaiting Consents | Directly Connected | SPT | Wind Onshore | a031v00000sxAq6
Tullo Wind Farm | TULLO WIND FARM LIMITED | Bridge of Dun GSP |  | 17 | 0 | 17 |  | Built | Embedded | SHET | Wind Onshore | a030Y00000ADAWb
Tullymurdoch Wind Farm | TULLYMURDOCH LIMITED | Coupar Angus GSP |  | 17.5 | 0 | 17.5 |  | Built | Embedded | SHET | Wind Onshore | a030Y00000C9xUh
Twentyshilling Wind Farm | TWENTYSHILLING LIMITED | Glenglass 132/33kV |  | 37.8 | 0 | 37.8 |  | Built | Directly Connected | SPT | Wind Onshore | a031v00000tMN55
Twinshiels (Tullo 2) Wind Farm | TWINSHIELS WIND FARM LTD | Fiddes GSP |  | 25 | 0 | 25 |  | Built | Embedded | SHET | Wind Onshore | a031v00000sxAfd
Twyn Hywel Cillfynydd | Twyn Hywel Energy Park Ltd | Cilfynydd 400kV Substation |  | 0 | 160 | 160 | 2025-06-30 | Scoping | Directly Connected | NGET | Wind Onshore | a031v0000153Frc
Upware Solar Farm | BURWELL SOLAR LIMITED |  |  | 0 | 49.99 | 49.99 | 2022-10-21 | Scoping | Directly Connected | NGET | PV Array (Photo Voltaic/solar) | a031v00000sxAo3
Uskmouth | SIMEC USKMOUTH POWER LIMITED | Uskmouth 132kV |  | 230 | 0 | 230 |  | Built | Directly Connected | NGET | Coal | a030Y00000ABU9V
Uskmouth - New Connection | ENSO GREEN HOLDINGS E LIMITED | Uskmouth 132kV |  | 0 | 120 | 120 | 2026-10-31 | Scoping | Directly Connected | NGET | Energy Storage System | a031v00000tLgPc
Valorous Offshore Wind Farm | BLUE GEM WIND LIMITED | Pembroke 400kV |  | 0 | 300 | 300 | 2029-04-02 | Scoping | Directly Connected | NGET | Wind Offshore | a031v00000vNeK3
Vanguard | NORFOLK VANGUARD LIMITED | Vanguard West Offshore Platform |  | 0 | 1320 | 1320 | 2025-12-01 | Consents Approved | Directly Connected | NGET | Wind Offshore | a031v00000sxATo
Vanguard East | Norfolk Vanguard East Ltd | Vanguard East Offshore Substation | 1 | 0 | 960 | 960 | 2027-03-01 | Scoping | Directly Connected | NGET | Wind Offshore | a031v00000sxAYA
Vanguard East | Norfolk Vanguard East Ltd | Vanguard East Offshore Substation | 2 | 0 | 360 | 1320 | 2028-12-31 | Scoping | Directly Connected | NGET | Wind Offshore | a031v00000sxAYA
Vattenfall 1 | VATTENFALL WIND POWER LTD | Tealing 275/33kV |  | 0 | 750 | 750 | 2033-10-31 | Scoping | Directly Connected | SHET | Wind Offshore | a031v00001D02dN
Vattenfall 2 | VATTENFALL WIND POWER LTD | New Deer 2 400kV Substation |  | 0 | 750 | 750 | 2033-10-31 | Scoping | Directly Connected | SHET | Wind Offshore | a031v00001D02in
Viking Wind Farm | VIKING ENERGY WIND FARM LLP | Kergord |  | 0 | 443 | 443 | 2024-07-01 | Consents Approved | Directly Connected | SHET | Wind Onshore | a030Y00000C9zTA
VPI Immingham B OCGT | VPI IMMINGHAM B LIMITED | Humber Refinery 400kV |  | 0 | 299 | 299 | 2024-09-30 | Scoping | Directly Connected | NGET | Gas Reciprocating | a031v00000sxAeI
Walney 3 Offshore Wind Farm | WALNEY EXTENSION LIMITED | Walney 3 Offshore |  | 330 | 0 | 330 |  | Built | Directly Connected | NGET | Wind Offshore | a030Y00000AD8gi
Walney 4 Offshore Wind Farm | WALNEY EXTENSION LIMITED | Walney 4 Offshore |  | 330 | 0 | 330 |  | Built | Directly Connected | NGET | Wind Offshore | a030Y00000AD8j5
Walney II Offshore Wind Farm | WALNEY (UK) OFFSHORE WINDFARMS LIMITED | Walney 2 33/132kV |  | 182 | 0 | 182 |  | Built | Directly Connected | OFTO | Wind Offshore | a030Y00000ABU9u
Walney I Offshore Wind Farm | WALNEY (UK) OFFSHORE WINDFARMS LIMITED | Walney 1 33/132kV Offshore |  | 182 | 0 | 182 |  | Built | Directly Connected | OFTO | Wind Offshore | a030Y00000ABU9a
Walpole | PIVOTED POWER LLP | Walpole 400kV |  | 0 | 49.9 | 49.9 | 2022-10-31 | Awaiting Consents | Directly Connected | NGET | Energy Storage System | a031v00000sxAq7
Walpole 1 (Tertiary) | WALPOLE GREEN LIMITED | Walpole 400kV | 1 | 0 | 49.9 | 49.9 | 2023-05-01 | Scoping | Directly Connected | NGET | Energy Storage System; PV Array (Photo Voltaic/solar) | a031v00000sxAWx
Walpole 1 (Tertiary) | WALPOLE GREEN LIMITED | Walpole 400kV | 2 | 0 | 7.1 | 57 | 2023-10-31 | Scoping | Directly Connected | NGET | Energy Storage System; PV Array (Photo Voltaic/solar) | a031v00000sxAWx
Walpole 2 (tertiary) | ENSO GREEN HOLDINGS LIMITED | Walpole 400kV | 1 | 0 | 49.9 | 49.9 | 2023-07-01 | Scoping | Directly Connected | NGET | Energy Storage System; PV Array (Photo Voltaic/solar) | a031v00000sxAUh
Walpole 2 (tertiary) | ENSO GREEN HOLDINGS LIMITED | Walpole 400kV | 2 | 0 | 7.1 | 57 | 2023-10-31 | Scoping | Directly Connected | NGET | Energy Storage System; PV Array (Photo Voltaic/solar) | a031v00000sxAUh
Warley | CSE19 LIMITED | Warley 400kV |  | 0 | 49.5 | 49.5 | 2023-07-01 | Scoping | Directly Connected | NGET | Energy Storage System | a031v00000sxAq8
Warley (tertiary) | ENSO GREEN HOLDINGS LIMITED | Warley 275kV | 1 | 0 | 49.9 | 49.9 | 2022-10-31 | Scoping | Directly Connected | NGET | Energy Storage System; PV Array (Photo Voltaic/solar) | a031v00000sxAWy
Warley (tertiary) | ENSO GREEN HOLDINGS LIMITED | Warley 275kV | 2 | 0 | 7.1 | 57 | 2023-10-31 | Scoping | Directly Connected | NGET | Energy Storage System; PV Array (Photo Voltaic/solar) | a031v00000sxAWy
Water Lane | VIRIDIS 178 LIMITED | Exeter |  | 20.88 | 0 | 20.88 |  | Built | Embedded | NGET | CHP (Combined Heat and Power) | a030Y00000AD8jZ
Weirs Drove | EAST ANGLIA GRID STORAGE ONE LIMITED | Burwell Main 400kV Substation | 1 | 0 | 49.9 | 49.9 | 2021-10-16 | Scoping | Embedded | NGET | Energy Storage System | a031v00001BEeLY
Weirs Drove | EAST ANGLIA GRID STORAGE ONE LIMITED | Burwell Main 400kV Substation | 2 | 0 | 30 | 79.9 | 2028-10-31 | Scoping | Embedded | NGET | Energy Storage System | a031v00001BEeLY
WELBAR ENERGY STORAGE | WELBAR ENERGY STORAGE LIMITED | Hams Hall/Leamarston |  | 0 | 349.9 | 349.9 | 2026-10-30 | Scoping | Directly Connected | NGET | Energy Storage System | a031v00001BsfUN
West Burton | ENSO GREEN HOLDINGS A LIMITED | West Burton 132kV Substation | 1 | 0 | 49.9 | 49.9 | 2025-06-30 | Scoping | Directly Connected | NGET | Energy Storage System; PV Array (Photo Voltaic/solar) | a031v00000tEiXf
West Burton | ENSO GREEN HOLDINGS A LIMITED | West Burton 132kV Substation | 2 | 0 | 49.9 | 99.8 | 2026-06-30 | Scoping | Directly Connected | NGET | Energy Storage System; PV Array (Photo Voltaic/solar) | a031v00000tEiXf
West Burton | ENSO GREEN HOLDINGS A LIMITED | West Burton 132kV Substation | 3 | 0 | 20.2 | 120 | 2026-12-30 | Scoping | Directly Connected | NGET | Energy Storage System; PV Array (Photo Voltaic/solar) | a031v00000tEiXf
West Burton A | EDF ENERGY (THERMAL GENERATION) LIMITED | West Burton 400kV |  | 900 | -900 | 0 | 2023-04-01 | Built | Directly Connected | NGET | Coal | a030Y000006JxSI
West Burton B | EDF ENERGY (THERMAL GENERATION) LIMITED | West Burton 400kV |  | 1333 | 0 | 1333 |  | Built | Directly Connected | NGET | CCGT (Combined Cycle Gas Turbine) | a030Y00000H2ypC
Westermost Rough Offshore Wind Farm | WESTERMOST ROUGH LIMITED | Hedon 275kV |  | 206.5 | 0 | 206.5 |  | Built | Directly Connected | OFTO | Wind Offshore | a030Y00000ABUA4
West of Duddon Sands Offshore Wind Farm | MORECAMBE WIND LIMITED | West of Duddon Sands 34/155kV Offshore |  | 382 | 0 | 382 |  | Built | Directly Connected | OFTO | Wind Offshore | a030Y00000AAYjO
West Torrisdale | ESB ASSET DEVELOPMENT UK LIMITED | Carradale GSP |  | 0 | 50 | 50 | 2026-10-31 | Scoping | Embedded | SHET | Wind Onshore | a031v00000sxAi6
West Weybridge | PIVOTED POWER LLP | West Weybridge 275kV |  | 0 | 49.9 | 49.9 | 2027-10-31 | Scoping | Directly Connected | NGET | Energy Storage System | a031v00000sxAqA
West Weybridge (Tertiary) | ENSO GREEN HOLDINGS LIMITED | West Weybridge 275kV | 1 | 0 | 49.9 | 49.9 | 2025-10-31 | Scoping | Directly Connected | NGET | Energy Storage System; PV Array (Photo Voltaic/solar) | a031v00000sxAX1
West Weybridge (Tertiary) | ENSO GREEN HOLDINGS LIMITED | West Weybridge 275kV | 2 | 0 | 7.1 | 57 | 2027-10-31 | Scoping | Directly Connected | NGET | Energy Storage System; PV Array (Photo Voltaic/solar) | a031v00000sxAX1
Wether Hill | SCOTTISHPOWER RENEWABLES (UK) LIMITED |  |  | 0 | 66 | 66 | 2028-12-01 | Scoping | Directly Connected | SPT | Wind Onshore | a031v000016Gp3Q
Whirlwind Offshore Wind Farm | FLOTATION ENERGY PLC | New Deer 400kV Substation |  | 0 | 300 | 300 | 2029-10-31 | Scoping | Directly Connected | SHET | Wind Offshore | a031v000013qy57
Whitegate Tertiary Connection | HD144WHI LTD | Whitegate |  | 0 | 57 | 57 | 2024-06-30 | Scoping | Directly Connected | NGET | Gas Reciprocating | a031v00000sxAUa
Whitelaw Brae Windfarm | WHITELAW BRAE WINDFARM LIMITED | Whitelaw Brae 'A' and 'B' 33kV Substations |  | 0 | 57 | 57 | 2023-10-31 | Scoping | Directly Connected | SPT | Wind Onshore | a030Y00000C9zTi
Whitelee | SCOTTISHPOWER RENEWABLES (UK) LIMITED | Whitelee | 1 | 305 | 0 | 305 |  | Built | Directly Connected | SPT | Wind Onshore | a030Y000006fEUj
Whitelee | SCOTTISHPOWER RENEWABLES (UK) LIMITED | Whitelee | 2 | 0 | 355 | 660 | 2029-06-15 | Scoping | Directly Connected | SPT | Wind Onshore | a030Y000006fEUj
Whitelee Extension | SCOTTISHPOWER RENEWABLES (UK) LIMITED | Whitelee Extension |  | 206 | 0 | 206 |  | Built | Directly Connected | SPT | Wind Onshore | a030Y000006fEUo
Whiteside Hill Wind Farm | WHITESIDE HILL WINDFARM (SCOTLAND) LIMITED | Glenglass 132/33kV |  | 27 | 0 | 27 |  | Built | Directly Connected | SPT | Wind Onshore | a030Y00000AQkMq
Whitson | PIVOTED POWER LLP | Whitson 275kV |  | 0 | 49.9 | 49.9 | 2026-10-31 | Scoping | Directly Connected | NGET | Energy Storage System | a031v00000sxApQ
Willington | PIVOTED POWER LLP | Willington East 400kV |  | 0 | 49.9 | 49.9 | 2022-10-31 | Scoping | Directly Connected | NGET | Energy Storage System | a030Y00000C9xaM
Willington East 1 (Tertiary) | ENSO GREEN HOLDINGS LIMITED | Willington East 400kV | 1 | 0 | 49.9 | 49.9 | 2025-06-30 | Scoping | Directly Connected | NGET | Energy Storage System; PV Array (Photo Voltaic/solar) | a031v00000sxAX2
Willington East 1 (Tertiary) | ENSO GREEN HOLDINGS LIMITED | Willington East 400kV | 2 | 0 | 7.1 | 57 | 2027-06-30 | Scoping | Directly Connected | NGET | Energy Storage System; PV Array (Photo Voltaic/solar) | a031v00000sxAX2
Willington East 2 (Tertiary) | ENSO GREEN HOLDINGS LIMITED | Willington East 400kV | 1 | 0 | 49.9 | 49.9 | 2025-10-31 | Scoping | Directly Connected | NGET | Energy Storage System; PV Array (Photo Voltaic/solar) | a031v00000sxAX5
Willington East 2 (Tertiary) | ENSO GREEN HOLDINGS LIMITED | Willington East 400kV | 2 | 0 | 7.1 | 57 | 2027-10-31 | Scoping | Directly Connected | NGET | Energy Storage System; PV Array (Photo Voltaic/solar) | a031v00000sxAX5
Willington Energy Park | RNA-ENERGY LTD | Willington 400kV Substation |  | 0 | 500 | 500 | 2028-03-30 | Scoping | Directly Connected | NGET | Energy Storage System; PV Array (Photo Voltaic/solar) | a031v00001HkKaJ
Willington Green Energy Centre | WILLINGTON GREEN ENERGY LIMITED |  |  | 0 | 400 | 400 | 2026-10-30 | Scoping | Directly Connected | NGET | Energy Storage System; PV Array (Photo Voltaic/solar) | a031v00001E9lPG
Wilton | SEMBCORP UTILITIES (UK) LIMITED | DNO - Wilton 66kV |  | 141 | 0 | 141 |  | Built | Directly Connected | NGET | CCGT (Combined Cycle Gas Turbine) | a030Y00000ABUft
WindyHill Energy Storage Facility | ENERGYGRIDPOWER LTD | Windy Hill Grid 132kV |  | 0 | 150 | 150 | 2024-07-30 | Scoping | Directly Connected | SPT | Energy Storage System | a031v00001BI1pC
Windy Rig Wind Farm | WINDY RIG WIND FARM LIMITED | Blackhill 132kV |  | 42.8 | 0 | 42.8 |  | Built | Directly Connected | SPT | Wind Onshore | a031v00000sxAQ5
Windy Standard II (Brockloch Rig) Wind Farm | BROCKLOCH RIG WINDFARM LIMITED | Dun Hill 132/33kV Substation | 1 | 61.5 | 0 | 61.5 |  | Built | Directly Connected | SPT | Wind Onshore | a030Y00000ABUhL
Windy Standard II (Brockloch Rig) Wind Farm | BROCKLOCH RIG WINDFARM LIMITED | Dun Hill 132/33kV Substation | 2 | 0 | 13.5 | 75 | 2022-04-30 | Consents Approved | Directly Connected | SPT | Wind Onshore | a030Y00000ABUhL
Windy Standard III Wind Farm | BROCKLOCH RIG III LIMITED | Dun Hill 132/33kV Substation | 1 | 0 | 43.5 | 43.5 | 2024-06-30 | Awaiting Consents | Directly Connected | SPT | Wind Onshore | a030Y00000C9zy8
Windy Standard III Wind Farm | BROCKLOCH RIG III LIMITED | Dun Hill 132/33kV Substation | 2 | 0 | 42 | 85.5 | 2024-06-30 | Awaiting Consents | Directly Connected | SPT | Wind Onshore | a030Y00000C9zy8
Windy Standard III Wind Farm | BROCKLOCH RIG III LIMITED | Dun Hill 132/33kV Substation | 3 | 0 | 10.5 | 96 | 2029-06-30 | Awaiting Consents | Directly Connected | SPT | Wind Onshore | a030Y00000C9zy8
Wishaw Energy Storage Facility | ZENOBE WISHAW LIMITED | Wishaw 33 kV Substation |  | 0 | 49.95 | 49.95 | 2022-10-31 | Consents Approved | Directly Connected | SPT | Energy Storage System | a031v000010GMQX
Worset PV & BESS Park | CS UK HOLDINGS III LIMITED | Hartmoor |  | 0 | 37.5 | 37.5 | 2022-10-31 | Scoping | Directly Connected | NGET | Energy Storage System; PV Array (Photo Voltaic/solar) | a031v00000sxApZ
Wylfa | NUCLEAR DECOMMISSIONING AUTHORITY | Wylfa 400kV |  | 0 | 0 | 0 |  | Built | Directly Connected | NGET | Nuclear | a030Y00000AQjDQ
Wylfa Substation | ENSO GREEN HOLDINGS LIMITED | Wylfa 132kV |  | 0 | 120 | 120 | 2024-10-31 | Scoping | Directly Connected | NGET | Energy Storage System; PV Array (Photo Voltaic/solar) | a031v00000sxAUg
Wymondley | PIVOTED POWER LLP | Wymondley 400kV |  | 0 | 49.9 | 49.9 | 2022-10-31 | Awaiting Consents | Directly Connected | NGET | Energy Storage System | a031v00000sxAsJ
Wymondley Solar Farm | AGR SOLAR 4 LIMITED | Wymondley |  | 0 | 49.995 | 49.995 | 2024-06-30 | Scoping | Directly Connected | NGET | Energy Storage System; PV Array (Photo Voltaic/solar) | a031v00000sxAqF
Zenobe Blackhillock 200 MW | ZENOBE BLACKHILLOCK LIMITED | Blackhillock 275kV |  | 0 | 200 | 200 | 2023-10-31 | Scoping | Directly Connected | SHET | Energy Storage System | a031v00001ABcV0
Zenobe Coalburn Battery Storage | ZENOBE ENERGY LIMITED | Coalburn 400kV |  | 0 | 200 | 200 | 2026-06-30 | Scoping | Directly Connected | SPT | Energy Storage System | a031v00001D3P6F
Zenobe Eccles Battery Storage | ZENOBE ENERGY LIMITED | Eccles 400kV |  | 0 | 200 | 200 | 2026-04-30 | Scoping | Directly Connected | SPT | Energy Storage System | a031v00001D3OnM
Zenobe Kilmarnock South | ZENOBE ENERGY LIMITED | Kilmarnock South |  | 0 | 200 | 200 | 2024-10-25 | Scoping | Directly Connected | SPT | Energy Storage System | a031v00001BGzBo
Zenobe New Deer Battery Storage | ZENOBE ENERGY LIMITED | New Deer 400kV Substation |  | 0 | 200 | 200 | 2029-10-31 | Scoping | Directly Connected | SHET | Energy Storage System | a031v00001D3OYl
Zenobe Norton | ZENOBE ENERGY LIMITED | Norton 400kV Substation |  | 0 | 150 | 150 | 2031-10-31 | Awaiting Consents | Directly Connected | NGET | Energy Storage System | a031v00001BHcx4
Zenobe Norton | ZENOBE ENERGY LIMITED